## Legend
LoadMAPTM Equipment File - Description of Tabs
Category | Tab Label | Description | Notes | Font Color Key - within tabs
Controls, Viewers & Notes | Control Panel | Controls for LoadMAP runs, and a viewer for select run results |  | User input, common | Red Font | User inputs that are often modified
| Market Profiles | Viewer for detailed market profiles by segment and fuel type |  | User input, uncommon | Blue Font | User inputs that have been preset by AEG and should rarely, if ever, be changed
| Notes | A space for user or analyst notes during project development and runs |  | Standard | Black Font | Text labels or calculated values; no input required
| System Log | Used by LoadMAP for system messages to document run times, errors, etc
| Forecast Summary | Pivot table and chart showing high-level results for equipment runs only
Equipment Inputs | Variables | Global variables used in the analysis, such as the forecast start & stop years and economic discount rates
| Market Size | The projected population over the length of the study, by segment and vintage. This is in LoadMAP units, which vary by customer sector (e.g. Households for Residential, or Square Feet for commercial).
| Saturations | The projected saturation of each technology, expressed as a percentage of the LoadMAP market units for which the technology applies.
| UECs & EUIs | Gives the average Unit Energy Consumption (UEC) or Energy Use Index (EUI) for each technology, including the Existing market, expected average Replacement for existing market customers, and the expected value for a New Construction customer. | This tab also includes the Peak Factors that translate Energy into instantaneous demand at the hour of summer and/or winter system peak; the minimum and maximum lifetimes for already existing (or "Vintage") units; and some other LoadMAP parameter control flags.
| Vintage Data | Contains the distribution of the existing market units from New to the Max Vintage Age, expressed as a percentage of the existing market, and holds the calculated UECs for these aged units as calculated in the Calibration step | Any units older than the Max Vintage Age will be turned over into more efficient units in the first year of the study. Vintage expiration is a major driver of most early-year potential savings.
| Avoided Costs | Holds annual values of avoided cost of energy and capacity; as well as retail rates if needed, line loss factors, and indicator of whether system peak is summer or winter.
| Utilization | Contains a set of exogenous variable datastreams that can be used to vary or normalize the forecast, such as weather degree days, household income, or average home size. | Each technology is assigned its own elasticity value that describes the sensitivity to each exogenous variable. For example, lighting consupmtion may have a -20% elasticity with respect to retail rate, so if the price increases by 100%, lighting usage would go down by 20%.
| Tech Data | Holds the relative efficiency of all technology efficiency options, as well as material and O&M costs, lifetimes for each efficiency option, and on- and off-market years to support standards changes. | Additional information including the conversion between LoadMAP units (e.g. per sq ft) and other units (e.g. per ton of cooling capacity) is also available in the right side of this tab for transparency, although this information is not used by LoadMAP
| Purchase Shares | This tab allocates all purchase decisions for a technology category among the various efficiency options available in any given year. This is a part of each year's equipment stock turnover, and is done for each potential case. Shares of a given technology for any single year should always sum to 100% | Only the Baseline Forecast is required as an input, the other potential cases are calculated by the Tech Economics engine.
| Potential Factors | The assumed portion of an eligible population in a given year that will move from their purchase decision in the baseline case to the unit identified as the economic or efficient option. LoadMAP has the ability to model two such cases, dubbed the "Maximum Achievable Potential" (or MAP) and "Realistic Achievable Potential" (or RAP) cases, respectively. | The percentage given is relative to both the baseline purchase share and the Economic or Technical limit. Eg, if one has a base purchase share of 5%, a technical limit of 30%, and a potential factor of 40%, the final achievable purchase share would be: 5% + (30%-5%) x 40% = 15%
| Program Costs | Defines Incentive and Program Administrative costs for each technology as a percentage of the incremental measure cost. Used for cost-effectiveness tests and the economic screen.
Forecast Engine | Calibration | Creates distribution of annual energy consumption for the various equipment options based on the vintage/age of existing equipment. This information lays the foundation for energy consupmtion in future years as equipment stock turns over. | This is a two step process: 1) Newest unit's UEC must equal the Replacement UEC defined in the market profile while the weighted average UEC must equal the Existing Unit UEC. 2) The weighted average UEC across new efficiency options (weighted by the base year purchase shares) must be equal to the New Unit UEC defined in the market profile.
| Tech Economics | Calculates the costs of operation and material/installation for all technology efficiency options, then performs the cost-benefit analysis and determines the purchase shares for each scenario.
| Tech Forecast | Steps through each year of the study, using a stock accounting model to calculate total energy consumption (and peak demand, if applicable) for each technology in each year.
| Savings | Compares the Baseline and scenario forecasts for each technology, calculating savings as the delta between them.
Cache | Technology Cache | An index of row numbers for internal, runtime lookups of the inputs and outputs of each technology | This index organizes and expedites LoadMAP's runs, and should generally not be edited by the user.
Forecast Results | Technology Costs | Costs of operation and equipment from both the Utility and Program Participant perspectives, as calculated by the Tech Economics tab. Also includes consumption in kBTU terms, for use by the optional System model if it is active (see below).
| Technology Economics | Provides the option that was selected by the Economic screen for each year in each technology set. Also provides the Levelized Cost of Conserved Energy (CCE) and the calculated Benefit/Cost ratios from each of the 4 tests - TRC, PACT, PCT, and RIM | Levelized CCE is provided from the perspective of total resource costs (TRC)
| Equipment Results | The main results by technology, including total annual consumption, peak demand, number of units, and average replacement use. | If Systems are active, these results will include any System switching
| Equipment Purchases | Stores the total number of units newly purchased each year, broken out by each technology efficiency option. | If Systems are active, these results will include any System switching
| Equipment Stock | Shows the total stock existing in each year by efficiency option, including Vintage units and the effects of lifetime decay. | If Systems are active, these results will include any System switching
| Equipment Savings | Stores the results of the Savings calculation tab for each technology. | If Systems are active, these results will include any System switching
| LoadMAPTM System Module (Optional) |  | These tabs are Area Lightingden if the system module is not in use. Can be used for fuel switching or technology switching.
Category | Tab Label | Description | Notes
System Inputs | Building Systems | Lists each grouping of interrelated technologies under friendly labels, and defines several high level values for each, including starting saturation, annual growth, costs to switch (above and beyond component material costs, such as needing to install ducting if installing a central system for the first time), and control flags to enforce directionality (ie, preventing customers from backsliding into Room ACs even if they are cheaper)
| System Data | Defines the component technologies of each System using exact LoadMAP terminology, and defines the end uses necessary for any two systems to be considered a match for evaluation
| Sys Program Costs | As in Equipment Program Costs, factors to determine Incentive and Administrative costs, expressed as a percentage of Incremental material costs
| System Purchase Shares | Similar to Equipment purchase shares, the potion of customers who will opt fo each related system in each year
| System Potential Factors | The fraction of the eligible market that will make the transition from their baseline choice to the economic or technical option if incentivized.
Systems Engine | Sys Costs | Calculates the aggregate costs and kBTU consumption of each system, calculated from their component technologies
| Sys Economics | Calculates System Purchase Shares by comparing related systems
| Sys Forecast | Calculates a stock-accounting forecast of the system units only to determine any switching
| System Results | Applies the System forecast as a modification to the original forecast, adjusting unit counts and consumption to reach the final forecast
Cache | System Cache | An index of row numbers for the inputs and outputs of each system
Forecast Results | System Costs | The stored results of the Sys Costs calculation tab
| System Stock | The number of system units existing in each year | The system stock will not necessarily include all of the total units from their component technologies, as not all LoadMAP units are considered within the switching-eligible universe.
| Raw Equipment Results | As Equipment Results above, but will not include any subsequent System switching
| Raw Equipment Purchases | As Equipment Purchases above, but will not include any subsequent System switching
| Raw Equipment Stock | As Equipment Stock above, but will not include any subsequent System switching
| Raw Equipment Savings | As Equipment Savings above, but will not include any subsequent System switching

## Variables
Name | Value | Description | Affects
Equipment File Name | TBD | The filename of the Equipment module. | Measures
Measures File Name | TBD | The filename of the Measures module. | Measures
Results File Name | TBD | The file name for the Results file. | Final Results
Base Year | 2019 | The base year of the study. | Calibration, Tech Economics, Sys Economics
Forecast Start Year | 2022 | The first year potentials differ from the baseline. | Tech Economics, SysEconomics
Forecast End Year | 2051 | The last year of the forecast. | Tech Economics, Sys Economics
Max Systems | 5 | The maximum number of systems to compare at once | Sys Economics, Sys Forecast
Equipment Levels | 10 | The maximum number of options for equipment | Calibration, Tech Economics, Sys Economics
Equipment Components | 5 | The maximum number of components for systems | Tech Economics, Sys Economics
Max Vintage Age | 35 | The maximum age of vintaged equipment | Calibration
Max Equipment Age | 32 | The maximum age of modeled equipment | Tech Economics, Sys Economics
Economic Test | PACT | The economic test to use (TRC, PAC, PC, or RIM) | Tech Economics
Economic Criteria | Max Savings | Whether the economic screen should optimize for "Max NPV" or "Max Savings" | Tech Economics
Discount Rate | 4.803% | The utility's internal discount rate for economic analysis. | Tech Economics
Owner Discount Rate (Existing) | 4.803% | Discount rate used for Replacement scenario in economic analysis | Tech Economics, Sys Costs
Builder Discount Rate (New Construction) | 4.803% | Discount rate used for New Construction scenario in economic analysis | Tech Economics, Sys Costs
Minimum BC Ratio | 1 | The minimum BC ratio required for a measure to pass. | Tech Economics
Electric kBTUs | 3.412 | The amount of kBTUs contained in one unit of electricity. | Tech Economics
Natural Gas kBTUs | 1 | The amount of kBTUs contained in one unit of natural gas. | Tech Economics
Run Systems | FALSE | Determines whether or not the System Forecast is run. | Sys Forecast
Run Codes & Standards Forecast | FALSE | Determines whether or not the Codes and Standards Forecast is run. | Tech Economics, Sys Economics
Run Realistic Achievable Potential | FALSE | Determines whether or not the Realistic Achievable Potential is run. | Tech Economics, Sys Economics
Run Maximum Achievable Potential | FALSE | Determines whether or not the Maximum Achievable Potential is run. | Tech Economics, Sys Economics
Run Economic Potential | FALSE | Determines whether or not the Economic Potential is run. | Tech Economics, Sys Economics
Run Technical Potential | FALSE | Determines whether or not the Technical Potential is run. | Tech Economics, Sys Economics
Base Case | Baseline Forecast | The study's base case potential. Typically the Baseline, though possibly Codes & Standards. | Savings
Achievable Case | Economic Potential | Whether the study should use the Economic Potential or the Technical Potential to determine Achievable Potential | Savings
Force Creation | FALSE | Whether or not the system should create entries for keys it cannot find. | Setup
Residential Setup | Households;HH;UEC | Labels for the sector market units used by the Market Profile tab | Setup
Commercial Setup | Square Feet ;SqFt.;EUI | Labels for the sector market units used by the Market Profile tab | Setup
Industrial Setup | Employees;Emp;EUI | Labels for the sector market units used by the Market Profile tab | Setup
Electric Setup | kWh;MWh;GWh;KW;MW;GW | Labels for the fuel units used by the Market Profile tab | Setup
Natural Gas Setup | kBTU;MBTU;bBTU;N/A;N/A;N/A | Labels for the fuel units used by the Market Profile tab | Setup
Sheets Should Hide | FALSE | If TRUE, Hides the engine and cache worksheets when the file is opened. | Setup
Uses Measures | FALSE | Whether or not the Measures module is included in the study. | Final Results
Font Color Key
User input, common | Red Font | User inputs that are often modified
User input, uncommon | Blue Font | User inputs that have been preset by EnerNOC and should rarely, if ever, be changed
Standard | Black Font | Text labels or calculated values; no input required

## Market Size
Key | Sector | Segment | Vintage | 2019 | 2020 | 2021 | 2022 | 2023 | 2024 | 2025 | 2026 | 2027 | 2028 | 2029 | 2030 | 2031 | 2032 | 2033 | 2034 | 2035 | 2036 | 2037 | 2038 | 2039 | 2040 | 2041 | 2042 | 2043 | 2044 | 2045 | 2046 | 2047 | 2048 | 2049 | 2050 | 2051
Industrial_Industrial - Firm_Existing | Industrial | Industrial - Firm | Existing | 946.8888 | 930.5631 | 914.5189 | 898.7513 | 883.2556 | 868.0271 | 853.0611 | 838.3531 | 823.8988 | 809.6936 | 795.7334 | 782.0138 | 768.5308 | 755.2803 | 742.2582 | 729.4607 | 716.8838 | 704.5237 | 692.3768 | 680.4392 | 668.7075 | 657.1781 | 645.8474 | 634.7121 | 623.7688 | 613.0142 | 602.445 | 592.058 | 581.8501 | 571.8182 | 561.9592 | 552.2703 | 542.7484
Industrial_Industrial - Firm_New | Industrial | Industrial - Firm | New | 0 | 16.3257 | 38.6573 | 64.4243 | 83.5144 | 90.0351 | 99.0504 | 105.2188 | 113.478 | 114.7217 | 120.2016 | 125.7217 | 134.6887 | 136.2759 | 141.3167 | 146.2045 | 154.4249 | 155.5337 | 159.9814 | 164.2886 | 171.8178 | 172.4934 | 176.3968 | 180.1714 | 187.0606 | 187.3449 | 190.7493 | 194.0356 | 200.3327 | 200.2641 | 203.2114 | 212.9003 | 222.4222
Industrial_Industrial - Int_Existing | Industrial | Industrial - Int | Existing | 1020.1888 | 1002.5993 | 985.3131 | 968.3249 | 951.6297 | 935.2223 | 919.0978 | 903.2512 | 887.6779 | 872.3732 | 857.3322 | 842.5506 | 828.0239 | 813.7476 | 799.7175 | 785.9293 | 772.3788 | 759.0619 | 745.9746 | 733.113 | 720.4731 | 708.0512 | 695.8434 | 683.8461 | 672.0556 | 660.4685 | 649.0811 | 637.89 | 626.8919 | 616.0834 | 605.4613 | 595.0223 | 584.7633
Industrial_Industrial - Int_New | Industrial | Industrial - Int | New | 0 | 17.5895 | 34.8757 | 62.5663 | 82.6599 | 90.196 | 99.9514 | 106.6581 | 115.1656 | 117.0327 | 122.9972 | 129.0028 | 138.2769 | 140.4889 | 145.9767 | 151.2991 | 159.7825 | 161.4614 | 166.3082 | 171.003 | 178.7548 | 179.95 | 184.2084 | 188.3274 | 195.4025 | 196.1595 | 199.8783 | 203.4695 | 209.9188 | 210.2797 | 213.5043 | 223.9432 | 234.2022

## Saturations
Key | Sector | Segment | Vintage | End Use | Fuel | Technology | 2019 | 2020 | 2021 | 2022 | 2023 | 2024 | 2025 | 2026 | 2027 | 2028 | 2029 | 2030 | 2031 | 2032 | 2033 | 2034 | 2035 | 2036 | 2037 | 2038 | 2039 | 2040 | 2041 | 2042 | 2043 | 2044 | 2045 | 2046 | 2047 | 2048 | 2049 | 2050 | 2051
Industrial_Industrial - Firm_Existing_Space Heating_Natural Gas_Furnace | Industrial | Industrial - Firm | Existing | Space Heating | Natural Gas | Furnace | 70.57% | 70.57% | 70.57% | 70.57% | 70.57% | 70.57% | 70.57% | 70.57% | 70.57% | 70.57% | 70.57% | 70.57% | 70.57% | 70.57% | 70.57% | 70.57% | 70.57% | 70.57% | 70.57% | 70.57% | 70.57% | 70.57% | 70.57% | 70.57% | 70.57% | 70.57% | 70.57% | 70.57% | 70.57% | 70.57% | 70.57% | 70.57% | 70.57%
Industrial_Industrial - Firm_Existing_Space Heating_Natural Gas_Boiler | Industrial | Industrial - Firm | Existing | Space Heating | Natural Gas | Boiler | 14.01% | 14.01% | 14.01% | 14.01% | 14.01% | 14.01% | 14.01% | 14.01% | 14.01% | 14.01% | 14.01% | 14.01% | 14.01% | 14.01% | 14.01% | 14.01% | 14.01% | 14.01% | 14.01% | 14.01% | 14.01% | 14.01% | 14.01% | 14.01% | 14.01% | 14.01% | 14.01% | 14.01% | 14.01% | 14.01% | 14.01% | 14.01% | 14.01%
Industrial_Industrial - Firm_Existing_Space Heating_Natural Gas_Unit Heater | Industrial | Industrial - Firm | Existing | Space Heating | Natural Gas | Unit Heater | 15.41% | 15.41% | 15.41% | 15.41% | 15.41% | 15.41% | 15.41% | 15.41% | 15.41% | 15.41% | 15.41% | 15.41% | 15.41% | 15.41% | 15.41% | 15.41% | 15.41% | 15.41% | 15.41% | 15.41% | 15.41% | 15.41% | 15.41% | 15.41% | 15.41% | 15.41% | 15.41% | 15.41% | 15.41% | 15.41% | 15.41% | 15.41% | 15.41%
Industrial_Industrial - Firm_Existing_Process_Natural Gas_Process Heating | Industrial | Industrial - Firm | Existing | Process | Natural Gas | Process Heating | 100% | 100% | 100% | 100% | 100% | 100% | 100% | 100% | 100% | 100% | 100% | 100% | 100% | 100% | 100% | 100% | 100% | 100% | 100% | 100% | 100% | 100% | 100% | 100% | 100% | 100% | 100% | 100% | 100% | 100% | 100% | 100% | 100%
Industrial_Industrial - Firm_Existing_Process_Natural Gas_Process Boiler | Industrial | Industrial - Firm | Existing | Process | Natural Gas | Process Boiler | 100% | 100% | 100% | 100% | 100% | 100% | 100% | 100% | 100% | 100% | 100% | 100% | 100% | 100% | 100% | 100% | 100% | 100% | 100% | 100% | 100% | 100% | 100% | 100% | 100% | 100% | 100% | 100% | 100% | 100% | 100% | 100% | 100%
Industrial_Industrial - Firm_Existing_Process_Natural Gas_Process Cooling | Industrial | Industrial - Firm | Existing | Process | Natural Gas | Process Cooling | 100% | 100% | 100% | 100% | 100% | 100% | 100% | 100% | 100% | 100% | 100% | 100% | 100% | 100% | 100% | 100% | 100% | 100% | 100% | 100% | 100% | 100% | 100% | 100% | 100% | 100% | 100% | 100% | 100% | 100% | 100% | 100% | 100%
Industrial_Industrial - Firm_Existing_Process_Natural Gas_Other Process | Industrial | Industrial - Firm | Existing | Process | Natural Gas | Other Process | 100% | 100% | 100% | 100% | 100% | 100% | 100% | 100% | 100% | 100% | 100% | 100% | 100% | 100% | 100% | 100% | 100% | 100% | 100% | 100% | 100% | 100% | 100% | 100% | 100% | 100% | 100% | 100% | 100% | 100% | 100% | 100% | 100%
Industrial_Industrial - Firm_Existing_Miscellaneous_Natural Gas_Miscellaneous | Industrial | Industrial - Firm | Existing | Miscellaneous | Natural Gas | Miscellaneous | 100% | 100% | 100% | 100% | 100% | 100% | 100% | 100% | 100% | 100% | 100% | 100% | 100% | 100% | 100% | 100% | 100% | 100% | 100% | 100% | 100% | 100% | 100% | 100% | 100% | 100% | 100% | 100% | 100% | 100% | 100% | 100% | 100%
Industrial_Industrial - Firm_New_Space Heating_Natural Gas_Furnace | Industrial | Industrial - Firm | New | Space Heating | Natural Gas | Furnace | 70.57% | 70.57% | 70.57% | 70.57% | 70.57% | 70.57% | 70.57% | 70.57% | 70.57% | 70.57% | 70.57% | 70.57% | 70.57% | 70.57% | 70.57% | 70.57% | 70.57% | 70.57% | 70.57% | 70.57% | 70.57% | 70.57% | 70.57% | 70.57% | 70.57% | 70.57% | 70.57% | 70.57% | 70.57% | 70.57% | 70.57% | 70.57% | 70.57%
Industrial_Industrial - Firm_New_Space Heating_Natural Gas_Boiler | Industrial | Industrial - Firm | New | Space Heating | Natural Gas | Boiler | 14.01% | 14.01% | 14.01% | 14.01% | 14.01% | 14.01% | 14.01% | 14.01% | 14.01% | 14.01% | 14.01% | 14.01% | 14.01% | 14.01% | 14.01% | 14.01% | 14.01% | 14.01% | 14.01% | 14.01% | 14.01% | 14.01% | 14.01% | 14.01% | 14.01% | 14.01% | 14.01% | 14.01% | 14.01% | 14.01% | 14.01% | 14.01% | 14.01%
Industrial_Industrial - Firm_New_Space Heating_Natural Gas_Unit Heater | Industrial | Industrial - Firm | New | Space Heating | Natural Gas | Unit Heater | 15.41% | 15.41% | 15.41% | 15.41% | 15.41% | 15.41% | 15.41% | 15.41% | 15.41% | 15.41% | 15.41% | 15.41% | 15.41% | 15.41% | 15.41% | 15.41% | 15.41% | 15.41% | 15.41% | 15.41% | 15.41% | 15.41% | 15.41% | 15.41% | 15.41% | 15.41% | 15.41% | 15.41% | 15.41% | 15.41% | 15.41% | 15.41% | 15.41%
Industrial_Industrial - Firm_New_Process_Natural Gas_Process Heating | Industrial | Industrial - Firm | New | Process | Natural Gas | Process Heating | 100% | 100% | 100% | 100% | 100% | 100% | 100% | 100% | 100% | 100% | 100% | 100% | 100% | 100% | 100% | 100% | 100% | 100% | 100% | 100% | 100% | 100% | 100% | 100% | 100% | 100% | 100% | 100% | 100% | 100% | 100% | 100% | 100%
Industrial_Industrial - Firm_New_Process_Natural Gas_Process Boiler | Industrial | Industrial - Firm | New | Process | Natural Gas | Process Boiler | 100% | 100% | 100% | 100% | 100% | 100% | 100% | 100% | 100% | 100% | 100% | 100% | 100% | 100% | 100% | 100% | 100% | 100% | 100% | 100% | 100% | 100% | 100% | 100% | 100% | 100% | 100% | 100% | 100% | 100% | 100% | 100% | 100%
Industrial_Industrial - Firm_New_Process_Natural Gas_Process Cooling | Industrial | Industrial - Firm | New | Process | Natural Gas | Process Cooling | 100% | 100% | 100% | 100% | 100% | 100% | 100% | 100% | 100% | 100% | 100% | 100% | 100% | 100% | 100% | 100% | 100% | 100% | 100% | 100% | 100% | 100% | 100% | 100% | 100% | 100% | 100% | 100% | 100% | 100% | 100% | 100% | 100%
Industrial_Industrial - Firm_New_Process_Natural Gas_Other Process | Industrial | Industrial - Firm | New | Process | Natural Gas | Other Process | 100% | 100% | 100% | 100% | 100% | 100% | 100% | 100% | 100% | 100% | 100% | 100% | 100% | 100% | 100% | 100% | 100% | 100% | 100% | 100% | 100% | 100% | 100% | 100% | 100% | 100% | 100% | 100% | 100% | 100% | 100% | 100% | 100%
Industrial_Industrial - Firm_New_Miscellaneous_Natural Gas_Miscellaneous | Industrial | Industrial - Firm | New | Miscellaneous | Natural Gas | Miscellaneous | 100% | 100% | 100% | 100% | 100% | 100% | 100% | 100% | 100% | 100% | 100% | 100% | 100% | 100% | 100% | 100% | 100% | 100% | 100% | 100% | 100% | 100% | 100% | 100% | 100% | 100% | 100% | 100% | 100% | 100% | 100% | 100% | 100%
Industrial_Industrial - Int_Existing_Space Heating_Natural Gas_Furnace | Industrial | Industrial - Int | Existing | Space Heating | Natural Gas | Furnace | 70.57% | 70.57% | 70.57% | 70.57% | 70.57% | 70.57% | 70.57% | 70.57% | 70.57% | 70.57% | 70.57% | 70.57% | 70.57% | 70.57% | 70.57% | 70.57% | 70.57% | 70.57% | 70.57% | 70.57% | 70.57% | 70.57% | 70.57% | 70.57% | 70.57% | 70.57% | 70.57% | 70.57% | 70.57% | 70.57% | 70.57% | 70.57% | 70.57%
Industrial_Industrial - Int_Existing_Space Heating_Natural Gas_Boiler | Industrial | Industrial - Int | Existing | Space Heating | Natural Gas | Boiler | 14.01% | 14.01% | 14.01% | 14.01% | 14.01% | 14.01% | 14.01% | 14.01% | 14.01% | 14.01% | 14.01% | 14.01% | 14.01% | 14.01% | 14.01% | 14.01% | 14.01% | 14.01% | 14.01% | 14.01% | 14.01% | 14.01% | 14.01% | 14.01% | 14.01% | 14.01% | 14.01% | 14.01% | 14.01% | 14.01% | 14.01% | 14.01% | 14.01%
Industrial_Industrial - Int_Existing_Space Heating_Natural Gas_Unit Heater | Industrial | Industrial - Int | Existing | Space Heating | Natural Gas | Unit Heater | 15.41% | 15.41% | 15.41% | 15.41% | 15.41% | 15.41% | 15.41% | 15.41% | 15.41% | 15.41% | 15.41% | 15.41% | 15.41% | 15.41% | 15.41% | 15.41% | 15.41% | 15.41% | 15.41% | 15.41% | 15.41% | 15.41% | 15.41% | 15.41% | 15.41% | 15.41% | 15.41% | 15.41% | 15.41% | 15.41% | 15.41% | 15.41% | 15.41%
Industrial_Industrial - Int_Existing_Process_Natural Gas_Process Heating | Industrial | Industrial - Int | Existing | Process | Natural Gas | Process Heating | 100% | 100% | 100% | 100% | 100% | 100% | 100% | 100% | 100% | 100% | 100% | 100% | 100% | 100% | 100% | 100% | 100% | 100% | 100% | 100% | 100% | 100% | 100% | 100% | 100% | 100% | 100% | 100% | 100% | 100% | 100% | 100% | 100%
Industrial_Industrial - Int_Existing_Process_Natural Gas_Process Boiler | Industrial | Industrial - Int | Existing | Process | Natural Gas | Process Boiler | 100% | 100% | 100% | 100% | 100% | 100% | 100% | 100% | 100% | 100% | 100% | 100% | 100% | 100% | 100% | 100% | 100% | 100% | 100% | 100% | 100% | 100% | 100% | 100% | 100% | 100% | 100% | 100% | 100% | 100% | 100% | 100% | 100%
Industrial_Industrial - Int_Existing_Process_Natural Gas_Process Cooling | Industrial | Industrial - Int | Existing | Process | Natural Gas | Process Cooling | 100% | 100% | 100% | 100% | 100% | 100% | 100% | 100% | 100% | 100% | 100% | 100% | 100% | 100% | 100% | 100% | 100% | 100% | 100% | 100% | 100% | 100% | 100% | 100% | 100% | 100% | 100% | 100% | 100% | 100% | 100% | 100% | 100%
Industrial_Industrial - Int_Existing_Process_Natural Gas_Other Process | Industrial | Industrial - Int | Existing | Process | Natural Gas | Other Process | 100% | 100% | 100% | 100% | 100% | 100% | 100% | 100% | 100% | 100% | 100% | 100% | 100% | 100% | 100% | 100% | 100% | 100% | 100% | 100% | 100% | 100% | 100% | 100% | 100% | 100% | 100% | 100% | 100% | 100% | 100% | 100% | 100%
Industrial_Industrial - Int_Existing_Miscellaneous_Natural Gas_Miscellaneous | Industrial | Industrial - Int | Existing | Miscellaneous | Natural Gas | Miscellaneous | 100% | 100% | 100% | 100% | 100% | 100% | 100% | 100% | 100% | 100% | 100% | 100% | 100% | 100% | 100% | 100% | 100% | 100% | 100% | 100% | 100% | 100% | 100% | 100% | 100% | 100% | 100% | 100% | 100% | 100% | 100% | 100% | 100%
Industrial_Industrial - Int_New_Space Heating_Natural Gas_Furnace | Industrial | Industrial - Int | New | Space Heating | Natural Gas | Furnace | 70.57% | 70.57% | 70.57% | 70.57% | 70.57% | 70.57% | 70.57% | 70.57% | 70.57% | 70.57% | 70.57% | 70.57% | 70.57% | 70.57% | 70.57% | 70.57% | 70.57% | 70.57% | 70.57% | 70.57% | 70.57% | 70.57% | 70.57% | 70.57% | 70.57% | 70.57% | 70.57% | 70.57% | 70.57% | 70.57% | 70.57% | 70.57% | 70.57%
Industrial_Industrial - Int_New_Space Heating_Natural Gas_Boiler | Industrial | Industrial - Int | New | Space Heating | Natural Gas | Boiler | 14.01% | 14.01% | 14.01% | 14.01% | 14.01% | 14.01% | 14.01% | 14.01% | 14.01% | 14.01% | 14.01% | 14.01% | 14.01% | 14.01% | 14.01% | 14.01% | 14.01% | 14.01% | 14.01% | 14.01% | 14.01% | 14.01% | 14.01% | 14.01% | 14.01% | 14.01% | 14.01% | 14.01% | 14.01% | 14.01% | 14.01% | 14.01% | 14.01%
Industrial_Industrial - Int_New_Space Heating_Natural Gas_Unit Heater | Industrial | Industrial - Int | New | Space Heating | Natural Gas | Unit Heater | 15.41% | 15.41% | 15.41% | 15.41% | 15.41% | 15.41% | 15.41% | 15.41% | 15.41% | 15.41% | 15.41% | 15.41% | 15.41% | 15.41% | 15.41% | 15.41% | 15.41% | 15.41% | 15.41% | 15.41% | 15.41% | 15.41% | 15.41% | 15.41% | 15.41% | 15.41% | 15.41% | 15.41% | 15.41% | 15.41% | 15.41% | 15.41% | 15.41%
Industrial_Industrial - Int_New_Process_Natural Gas_Process Heating | Industrial | Industrial - Int | New | Process | Natural Gas | Process Heating | 100% | 100% | 100% | 100% | 100% | 100% | 100% | 100% | 100% | 100% | 100% | 100% | 100% | 100% | 100% | 100% | 100% | 100% | 100% | 100% | 100% | 100% | 100% | 100% | 100% | 100% | 100% | 100% | 100% | 100% | 100% | 100% | 100%
Industrial_Industrial - Int_New_Process_Natural Gas_Process Boiler | Industrial | Industrial - Int | New | Process | Natural Gas | Process Boiler | 100% | 100% | 100% | 100% | 100% | 100% | 100% | 100% | 100% | 100% | 100% | 100% | 100% | 100% | 100% | 100% | 100% | 100% | 100% | 100% | 100% | 100% | 100% | 100% | 100% | 100% | 100% | 100% | 100% | 100% | 100% | 100% | 100%
Industrial_Industrial - Int_New_Process_Natural Gas_Process Cooling | Industrial | Industrial - Int | New | Process | Natural Gas | Process Cooling | 100% | 100% | 100% | 100% | 100% | 100% | 100% | 100% | 100% | 100% | 100% | 100% | 100% | 100% | 100% | 100% | 100% | 100% | 100% | 100% | 100% | 100% | 100% | 100% | 100% | 100% | 100% | 100% | 100% | 100% | 100% | 100% | 100%
Industrial_Industrial - Int_New_Process_Natural Gas_Other Process | Industrial | Industrial - Int | New | Process | Natural Gas | Other Process | 100% | 100% | 100% | 100% | 100% | 100% | 100% | 100% | 100% | 100% | 100% | 100% | 100% | 100% | 100% | 100% | 100% | 100% | 100% | 100% | 100% | 100% | 100% | 100% | 100% | 100% | 100% | 100% | 100% | 100% | 100% | 100% | 100%
Industrial_Industrial - Int_New_Miscellaneous_Natural Gas_Miscellaneous | Industrial | Industrial - Int | New | Miscellaneous | Natural Gas | Miscellaneous | 100% | 100% | 100% | 100% | 100% | 100% | 100% | 100% | 100% | 100% | 100% | 100% | 100% | 100% | 100% | 100% | 100% | 100% | 100% | 100% | 100% | 100% | 100% | 100% | 100% | 100% | 100% | 100% | 100% | 100% | 100% | 100% | 100%

## UECs & EUIs
Key | Sector | Segment | Vintage | End Use | Fuel | Technology | Existing Unit Usage | New Unit Usage | Peak Factor (S) | Peak Factor (W) | Min. Lifetime | Max. Lifetime | Turnover | Group Enduses | Primary Enduse | Logit Model
Industrial_Industrial - Firm_Existing_Space Heating_Natural Gas_Furnace | Industrial | Industrial - Firm | Existing | Space Heating | Natural Gas | Furnace | 540.952 | 473.3272 | 0 | 0 | 17 | 29 | Normal | FALSE | FALSE | 0
Industrial_Industrial - Firm_Existing_Space Heating_Natural Gas_Boiler | Industrial | Industrial - Firm | Existing | Space Heating | Natural Gas | Boiler | 540.952 | 513.9198 | 0 | 0 | 20 | 30 | Normal | FALSE | FALSE | 0
Industrial_Industrial - Firm_Existing_Space Heating_Natural Gas_Unit Heater | Industrial | Industrial - Firm | Existing | Space Heating | Natural Gas | Unit Heater | 540.952 | 540.952 | 0 | 0 | 10 | 14 | Normal | FALSE | FALSE | 0
Industrial_Industrial - Firm_Existing_Process_Natural Gas_Process Heating | Industrial | Industrial - Firm | Existing | Process | Natural Gas | Process Heating | 1623.2837 | 1623.2837 | 0 | 0 | 20 | 30 | Normal | FALSE | FALSE | 0
Industrial_Industrial - Firm_Existing_Process_Natural Gas_Process Boiler | Industrial | Industrial - Firm | Existing | Process | Natural Gas | Process Boiler | 1734.2658 | 1734.2658 | 0 | 0 | 2 | 8 | Normal | FALSE | FALSE | 0
Industrial_Industrial - Firm_Existing_Process_Natural Gas_Process Cooling | Industrial | Industrial - Firm | Existing | Process | Natural Gas | Process Cooling | 12.2187 | 12.2187 | 0 | 0 | 2 | 8 | Normal | FALSE | FALSE | 0
Industrial_Industrial - Firm_Existing_Process_Natural Gas_Other Process | Industrial | Industrial - Firm | Existing | Process | Natural Gas | Other Process | 69.242 | 69.242 | 0 | 0 | 2 | 8 | Normal | FALSE | FALSE | 0
Industrial_Industrial - Firm_Existing_Miscellaneous_Natural Gas_Miscellaneous | Industrial | Industrial - Firm | Existing | Miscellaneous | Natural Gas | Miscellaneous | 233.0931 | 233.0931 | 0 | 0 | 2 | 8 | Normal | FALSE | FALSE | 0
Industrial_Industrial - Firm_New_Space Heating_Natural Gas_Furnace | Industrial | Industrial - Firm | New | Space Heating | Natural Gas | Furnace | 0 | 473.3571 | 0 | 0 | 17 | 29 | Normal | FALSE | FALSE | 0
Industrial_Industrial - Firm_New_Space Heating_Natural Gas_Boiler | Industrial | Industrial - Firm | New | Space Heating | Natural Gas | Boiler | 0 | 513.8698 | 0 | 0 | 20 | 30 | Normal | FALSE | FALSE | 0
Industrial_Industrial - Firm_New_Space Heating_Natural Gas_Unit Heater | Industrial | Industrial - Firm | New | Space Heating | Natural Gas | Unit Heater | 0 | 540.952 | 0 | 0 | 10 | 14 | Normal | FALSE | FALSE | 0
Industrial_Industrial - Firm_New_Process_Natural Gas_Process Heating | Industrial | Industrial - Firm | New | Process | Natural Gas | Process Heating | 0 | 1623.2837 | 0 | 0 | 20 | 30 | Normal | FALSE | FALSE | 0
Industrial_Industrial - Firm_New_Process_Natural Gas_Process Boiler | Industrial | Industrial - Firm | New | Process | Natural Gas | Process Boiler | 0 | 1734.2658 | 0 | 0 | 2 | 8 | Normal | FALSE | FALSE | 0
Industrial_Industrial - Firm_New_Process_Natural Gas_Process Cooling | Industrial | Industrial - Firm | New | Process | Natural Gas | Process Cooling | 0 | 12.2187 | 0 | 0 | 2 | 8 | Normal | FALSE | FALSE | 0
Industrial_Industrial - Firm_New_Process_Natural Gas_Other Process | Industrial | Industrial - Firm | New | Process | Natural Gas | Other Process | 0 | 69.242 | 0 | 0 | 2 | 8 | Normal | FALSE | FALSE | 0
Industrial_Industrial - Firm_New_Miscellaneous_Natural Gas_Miscellaneous | Industrial | Industrial - Firm | New | Miscellaneous | Natural Gas | Miscellaneous | 0 | 233.0931 | 0 | 0 | 2 | 8 | Normal | FALSE | FALSE | 0
Industrial_Industrial - Int_Existing_Space Heating_Natural Gas_Furnace | Industrial | Industrial - Int | Existing | Space Heating | Natural Gas | Furnace | 42.1705 | 36.8988 | 0 | 0 | 17 | 29 | Normal | FALSE | FALSE | 0
Industrial_Industrial - Int_Existing_Space Heating_Natural Gas_Boiler | Industrial | Industrial - Int | Existing | Space Heating | Natural Gas | Boiler | 42.1705 | 40.0632 | 0 | 0 | 20 | 30 | Normal | FALSE | FALSE | 0
Industrial_Industrial - Int_Existing_Space Heating_Natural Gas_Unit Heater | Industrial | Industrial - Int | Existing | Space Heating | Natural Gas | Unit Heater | 42.1705 | 42.1705 | 0 | 0 | 10 | 14 | Normal | FALSE | FALSE | 0
Industrial_Industrial - Int_Existing_Process_Natural Gas_Process Heating | Industrial | Industrial - Int | Existing | Process | Natural Gas | Process Heating | 105.8145 | 105.8145 | 0 | 0 | 20 | 30 | Normal | FALSE | FALSE | 0
Industrial_Industrial - Int_Existing_Process_Natural Gas_Process Boiler | Industrial | Industrial - Int | Existing | Process | Natural Gas | Process Boiler | 204.2643 | 204.2643 | 0 | 0 | 2 | 8 | Normal | FALSE | FALSE | 0
Industrial_Industrial - Int_Existing_Process_Natural Gas_Process Cooling | Industrial | Industrial - Int | Existing | Process | Natural Gas | Process Cooling | 0.45635 | 0.45635 | 0 | 0 | 2 | 8 | Normal | FALSE | FALSE | 0
Industrial_Industrial - Int_Existing_Process_Natural Gas_Other Process | Industrial | Industrial - Int | Existing | Process | Natural Gas | Other Process | 15.5273 | 15.5273 | 0 | 0 | 2 | 8 | Normal | FALSE | FALSE | 0
Industrial_Industrial - Int_Existing_Miscellaneous_Natural Gas_Miscellaneous | Industrial | Industrial - Int | Existing | Miscellaneous | Natural Gas | Miscellaneous | 16.8964 | 16.8964 | 0 | 0 | 2 | 8 | Normal | FALSE | FALSE | 0
Industrial_Industrial - Int_New_Space Heating_Natural Gas_Furnace | Industrial | Industrial - Int | New | Space Heating | Natural Gas | Furnace | 0 | 36.9011 | 0 | 0 | 17 | 29 | Normal | FALSE | FALSE | 0
Industrial_Industrial - Int_New_Space Heating_Natural Gas_Boiler | Industrial | Industrial - Int | New | Space Heating | Natural Gas | Boiler | 0 | 40.0593 | 0 | 0 | 20 | 30 | Normal | FALSE | FALSE | 0
Industrial_Industrial - Int_New_Space Heating_Natural Gas_Unit Heater | Industrial | Industrial - Int | New | Space Heating | Natural Gas | Unit Heater | 0 | 42.1705 | 0 | 0 | 10 | 14 | Normal | FALSE | FALSE | 0
Industrial_Industrial - Int_New_Process_Natural Gas_Process Heating | Industrial | Industrial - Int | New | Process | Natural Gas | Process Heating | 0 | 105.8145 | 0 | 0 | 20 | 30 | Normal | FALSE | FALSE | 0
Industrial_Industrial - Int_New_Process_Natural Gas_Process Boiler | Industrial | Industrial - Int | New | Process | Natural Gas | Process Boiler | 0 | 204.2643 | 0 | 0 | 2 | 8 | Normal | FALSE | FALSE | 0
Industrial_Industrial - Int_New_Process_Natural Gas_Process Cooling | Industrial | Industrial - Int | New | Process | Natural Gas | Process Cooling | 0 | 0.45635 | 0 | 0 | 2 | 8 | Normal | FALSE | FALSE | 0
Industrial_Industrial - Int_New_Process_Natural Gas_Other Process | Industrial | Industrial - Int | New | Process | Natural Gas | Other Process | 0 | 15.5273 | 0 | 0 | 2 | 8 | Normal | FALSE | FALSE | 0
Industrial_Industrial - Int_New_Miscellaneous_Natural Gas_Miscellaneous | Industrial | Industrial - Int | New | Miscellaneous | Natural Gas | Miscellaneous | 0 | 16.8964 | 0 | 0 | 2 | 8 | Normal | FALSE | FALSE | 0
Industrial_Industrial - Firm_Existing_Space Heating_Natural Gas_All | Industrial | Industrial - Firm | Existing | Space Heating | Natural Gas | All | 540.952 | 539.128 | 0 | 0
Industrial_Industrial - Firm_Existing_Process_Natural Gas_All | Industrial | Industrial - Firm | Existing | Process | Natural Gas | All | 859.7525 | 859.7525 | 0 | 0
Industrial_Industrial - Firm_Existing_Miscellaneous_Natural Gas_All | Industrial | Industrial - Firm | Existing | Miscellaneous | Natural Gas | All | 233.0931 | 233.0931 | 0 | 0
Industrial_Industrial - Firm_Existing_Space Heating_Natural Gas_Market | Industrial | Industrial - Firm | Existing | Space Heating | Natural Gas | Market | 540.952 | 539.128 | 0 | 0
Industrial_Industrial - Firm_Existing_Process_Natural Gas_Market | Industrial | Industrial - Firm | Existing | Process | Natural Gas | Market | 3439.0101 | 3439.0101 | 0 | 0
Industrial_Industrial - Firm_Existing_Miscellaneous_Natural Gas_Market | Industrial | Industrial - Firm | Existing | Miscellaneous | Natural Gas | Market | 233.0931 | 233.0931 | 0 | 0
Industrial_Industrial - Firm_New_Space Heating_Natural Gas_All | Industrial | Industrial - Firm | New | Space Heating | Natural Gas | All | 0 | 489.4528 | 0 | 0
Industrial_Industrial - Firm_New_Process_Natural Gas_All | Industrial | Industrial - Firm | New | Process | Natural Gas | All | 0 | 859.7525 | 0 | 0
Industrial_Industrial - Firm_New_Miscellaneous_Natural Gas_All | Industrial | Industrial - Firm | New | Miscellaneous | Natural Gas | All | 0 | 233.0931 | 0 | 0
Industrial_Industrial - Firm_New_Space Heating_Natural Gas_Market | Industrial | Industrial - Firm | New | Space Heating | Natural Gas | Market | 0 | 489.4528 | 0 | 0
Industrial_Industrial - Firm_New_Process_Natural Gas_Market | Industrial | Industrial - Firm | New | Process | Natural Gas | Market | 0 | 3439.0101 | 0 | 0
Industrial_Industrial - Firm_New_Miscellaneous_Natural Gas_Market | Industrial | Industrial - Firm | New | Miscellaneous | Natural Gas | Market | 0 | 233.0931 | 0 | 0
Industrial_Industrial - Int_Existing_Space Heating_Natural Gas_All | Industrial | Industrial - Int | Existing | Space Heating | Natural Gas | All | 42.1705 | 42.0283 | 0 | 0
Industrial_Industrial - Int_Existing_Process_Natural Gas_All | Industrial | Industrial - Int | Existing | Process | Natural Gas | All | 81.5156 | 81.5156 | 0 | 0
Industrial_Industrial - Int_Existing_Miscellaneous_Natural Gas_All | Industrial | Industrial - Int | Existing | Miscellaneous | Natural Gas | All | 16.8964 | 16.8964 | 0 | 0
Industrial_Industrial - Int_Existing_Space Heating_Natural Gas_Market | Industrial | Industrial - Int | Existing | Space Heating | Natural Gas | Market | 42.1705 | 42.0283 | 0 | 0
Industrial_Industrial - Int_Existing_Process_Natural Gas_Market | Industrial | Industrial - Int | Existing | Process | Natural Gas | Market | 326.0625 | 326.0625 | 0 | 0
Industrial_Industrial - Int_Existing_Miscellaneous_Natural Gas_Market | Industrial | Industrial - Int | Existing | Miscellaneous | Natural Gas | Market | 16.8964 | 16.8964 | 0 | 0
Industrial_Industrial - Int_New_Space Heating_Natural Gas_All | Industrial | Industrial - Int | New | Space Heating | Natural Gas | All | 0 | 38.1559 | 0 | 0
Industrial_Industrial - Int_New_Process_Natural Gas_All | Industrial | Industrial - Int | New | Process | Natural Gas | All | 0 | 81.5156 | 0 | 0
Industrial_Industrial - Int_New_Miscellaneous_Natural Gas_All | Industrial | Industrial - Int | New | Miscellaneous | Natural Gas | All | 0 | 16.8964 | 0 | 0
Industrial_Industrial - Int_New_Space Heating_Natural Gas_Market | Industrial | Industrial - Int | New | Space Heating | Natural Gas | Market | 0 | 38.1559 | 0 | 0
Industrial_Industrial - Int_New_Process_Natural Gas_Market | Industrial | Industrial - Int | New | Process | Natural Gas | Market | 0 | 326.0625 | 0 | 0
Industrial_Industrial - Int_New_Miscellaneous_Natural Gas_Market | Industrial | Industrial - Int | New | Miscellaneous | Natural Gas | Market | 0 | 16.8964 | 0 | 0
Industrial_Electronics Manufacturing_Existing_Space Heating_Natural Gas_All | Industrial | Electronics Manufacturing | Existing | Space Heating | Natural Gas | All | 61467.9375 | 61260.6772 | 0 | 0
Industrial_Electronics Manufacturing_Existing_Process_Natural Gas_All | Industrial | Electronics Manufacturing | Existing | Process | Natural Gas | All | 97324.2343 | 97324.2343 | 0 | 0
Industrial_Electronics Manufacturing_Existing_Miscellaneous_Natural Gas_All | Industrial | Electronics Manufacturing | Existing | Miscellaneous | Natural Gas | All | 10244.6562 | 10244.6562 | 0 | 0
Industrial_Electronics Manufacturing_Existing_Space Heating_Natural Gas_Market | Industrial | Electronics Manufacturing | Existing | Space Heating | Natural Gas | Market | 61467.9375 | 61260.6772 | 0 | 0
Industrial_Electronics Manufacturing_Existing_Process_Natural Gas_Market | Industrial | Electronics Manufacturing | Existing | Process | Natural Gas | Market | 194648.4686 | 194648.4686 | 0 | 0
Industrial_Electronics Manufacturing_Existing_Miscellaneous_Natural Gas_Market | Industrial | Electronics Manufacturing | Existing | Miscellaneous | Natural Gas | Market | 10244.6562 | 10244.6562 | 0 | 0
Industrial_Electronics Manufacturing_New_Space Heating_Natural Gas_All | Industrial | Electronics Manufacturing | New | Space Heating | Natural Gas | All | 0 | 55616.1258 | 0 | 0
Industrial_Electronics Manufacturing_New_Process_Natural Gas_All | Industrial | Electronics Manufacturing | New | Process | Natural Gas | All | 0 | 97324.2343 | 0 | 0
Industrial_Electronics Manufacturing_New_Miscellaneous_Natural Gas_All | Industrial | Electronics Manufacturing | New | Miscellaneous | Natural Gas | All | 0 | 10244.6562 | 0 | 0
Industrial_Electronics Manufacturing_New_Space Heating_Natural Gas_Market | Industrial | Electronics Manufacturing | New | Space Heating | Natural Gas | Market | 0 | 55616.1258 | 0 | 0
Industrial_Electronics Manufacturing_New_Process_Natural Gas_Market | Industrial | Electronics Manufacturing | New | Process | Natural Gas | Market | 0 | 194648.4686 | 0 | 0
Industrial_Electronics Manufacturing_New_Miscellaneous_Natural Gas_Market | Industrial | Electronics Manufacturing | New | Miscellaneous | Natural Gas | Market | 0 | 10244.6562 | 0 | 0
Industrial_Stone, Clay, Glass_Existing_Space Heating_Natural Gas_All | Industrial | Stone, Clay, Glass | Existing | Space Heating | Natural Gas | All | 790.3416 | 787.6767 | 0 | 0
Industrial_Stone, Clay, Glass_Existing_Process_Natural Gas_All | Industrial | Stone, Clay, Glass | Existing | Process | Natural Gas | All | 3029.6427 | 3029.6427 | 0 | 0
Industrial_Stone, Clay, Glass_Existing_Miscellaneous_Natural Gas_All | Industrial | Stone, Clay, Glass | Existing | Miscellaneous | Natural Gas | All | 1317.236 | 1317.236 | 0 | 0
Industrial_Stone, Clay, Glass_Existing_Space Heating_Natural Gas_Market | Industrial | Stone, Clay, Glass | Existing | Space Heating | Natural Gas | Market | 790.3416 | 787.6767 | 0 | 0
Industrial_Stone, Clay, Glass_Existing_Process_Natural Gas_Market | Industrial | Stone, Clay, Glass | Existing | Process | Natural Gas | Market | 12118.571 | 12118.571 | 0 | 0
Industrial_Stone, Clay, Glass_Existing_Miscellaneous_Natural Gas_Market | Industrial | Stone, Clay, Glass | Existing | Miscellaneous | Natural Gas | Market | 1317.236 | 1317.236 | 0 | 0
Industrial_Stone, Clay, Glass_New_Space Heating_Natural Gas_All | Industrial | Stone, Clay, Glass | New | Space Heating | Natural Gas | All | 0 | 715.1002 | 0 | 0
Industrial_Stone, Clay, Glass_New_Process_Natural Gas_All | Industrial | Stone, Clay, Glass | New | Process | Natural Gas | All | 0 | 3029.6427 | 0 | 0
Industrial_Stone, Clay, Glass_New_Miscellaneous_Natural Gas_All | Industrial | Stone, Clay, Glass | New | Miscellaneous | Natural Gas | All | 0 | 1317.236 | 0 | 0
Industrial_Stone, Clay, Glass_New_Space Heating_Natural Gas_Market | Industrial | Stone, Clay, Glass | New | Space Heating | Natural Gas | Market | 0 | 715.1002 | 0 | 0
Industrial_Stone, Clay, Glass_New_Process_Natural Gas_Market | Industrial | Stone, Clay, Glass | New | Process | Natural Gas | Market | 0 | 12118.571 | 0 | 0
Industrial_Stone, Clay, Glass_New_Miscellaneous_Natural Gas_Market | Industrial | Stone, Clay, Glass | New | Miscellaneous | Natural Gas | Market | 0 | 1317.236 | 0 | 0
Industrial_Food Processing_Existing_Space Heating_Natural Gas_All | Industrial | Food Processing | Existing | Space Heating | Natural Gas | All | 14468.9695 | 14420.1824 | 0 | 0
Industrial_Food Processing_Existing_Process_Natural Gas_All | Industrial | Food Processing | Existing | Process | Natural Gas | All | 55728.1402 | 55728.1402 | 0 | 0
Industrial_Food Processing_Existing_Miscellaneous_Natural Gas_All | Industrial | Food Processing | Existing | Miscellaneous | Natural Gas | All | 13112.5036 | 13112.5036 | 0 | 0
Industrial_Food Processing_Existing_Space Heating_Natural Gas_Market | Industrial | Food Processing | Existing | Space Heating | Natural Gas | Market | 14468.9695 | 14420.1824 | 0 | 0
Industrial_Food Processing_Existing_Process_Natural Gas_Market | Industrial | Food Processing | Existing | Process | Natural Gas | Market | 222912.5609 | 222912.5609 | 0 | 0
Industrial_Food Processing_Existing_Miscellaneous_Natural Gas_Market | Industrial | Food Processing | Existing | Miscellaneous | Natural Gas | Market | 13112.5036 | 13112.5036 | 0 | 0
Industrial_Food Processing_New_Space Heating_Natural Gas_All | Industrial | Food Processing | New | Space Heating | Natural Gas | All | 0 | 13091.5085 | 0 | 0
Industrial_Food Processing_New_Process_Natural Gas_All | Industrial | Food Processing | New | Process | Natural Gas | All | 0 | 55728.1402 | 0 | 0
Industrial_Food Processing_New_Miscellaneous_Natural Gas_All | Industrial | Food Processing | New | Miscellaneous | Natural Gas | All | 0 | 13112.5036 | 0 | 0
Industrial_Food Processing_New_Space Heating_Natural Gas_Market | Industrial | Food Processing | New | Space Heating | Natural Gas | Market | 0 | 13091.5085 | 0 | 0
Industrial_Food Processing_New_Process_Natural Gas_Market | Industrial | Food Processing | New | Process | Natural Gas | Market | 0 | 222912.5609 | 0 | 0
Industrial_Food Processing_New_Miscellaneous_Natural Gas_Market | Industrial | Food Processing | New | Miscellaneous | Natural Gas | Market | 0 | 13112.5036 | 0 | 0
Industrial_Lumber and Wood Products_Existing_Space Heating_Natural Gas_All | Industrial | Lumber and Wood Products | Existing | Space Heating | Natural Gas | All | 2216.0888 | 2208.6165 | 0 | 0
Industrial_Lumber and Wood Products_Existing_Process_Natural Gas_All | Industrial | Lumber and Wood Products | Existing | Process | Natural Gas | All | 4924.6417 | 4924.6417 | 0 | 0
Industrial_Lumber and Wood Products_Existing_Miscellaneous_Natural Gas_All | Industrial | Lumber and Wood Products | Existing | Miscellaneous | Natural Gas | All | 738.6963 | 738.6963 | 0 | 0
Industrial_Lumber and Wood Products_Existing_Space Heating_Natural Gas_Market | Industrial | Lumber and Wood Products | Existing | Space Heating | Natural Gas | Market | 2216.0888 | 2208.6165 | 0 | 0
Industrial_Lumber and Wood Products_Existing_Process_Natural Gas_Market | Industrial | Lumber and Wood Products | Existing | Process | Natural Gas | Market | 14773.9252 | 14773.9252 | 0 | 0
Industrial_Lumber and Wood Products_Existing_Miscellaneous_Natural Gas_Market | Industrial | Lumber and Wood Products | Existing | Miscellaneous | Natural Gas | Market | 738.6963 | 738.6963 | 0 | 0
Industrial_Lumber and Wood Products_New_Space Heating_Natural Gas_All | Industrial | Lumber and Wood Products | New | Space Heating | Natural Gas | All | 0 | 2005.1148 | 0 | 0
Industrial_Lumber and Wood Products_New_Process_Natural Gas_All | Industrial | Lumber and Wood Products | New | Process | Natural Gas | All | 0 | 4924.6417 | 0 | 0
Industrial_Lumber and Wood Products_New_Miscellaneous_Natural Gas_All | Industrial | Lumber and Wood Products | New | Miscellaneous | Natural Gas | All | 0 | 738.6963 | 0 | 0
Industrial_Lumber and Wood Products_New_Space Heating_Natural Gas_Market | Industrial | Lumber and Wood Products | New | Space Heating | Natural Gas | Market | 0 | 2005.1148 | 0 | 0
Industrial_Lumber and Wood Products_New_Process_Natural Gas_Market | Industrial | Lumber and Wood Products | New | Process | Natural Gas | Market | 0 | 14773.9252 | 0 | 0
Industrial_Lumber and Wood Products_New_Miscellaneous_Natural Gas_Market | Industrial | Lumber and Wood Products | New | Miscellaneous | Natural Gas | Market | 0 | 738.6963 | 0 | 0
Industrial_Other Industrial_Existing_Space Heating_Natural Gas_All | Industrial | Other Industrial | Existing | Space Heating | Natural Gas | All | 8607.2047 | 8578.1825 | 0 | 0
Industrial_Other Industrial_Existing_Process_Natural Gas_All | Industrial | Other Industrial | Existing | Process | Natural Gas | All | 39058.4516 | 39058.4516 | 0 | 0
Industrial_Other Industrial_Existing_Miscellaneous_Natural Gas_All | Industrial | Other Industrial | Existing | Miscellaneous | Natural Gas | All | 9650.5022 | 9650.5022 | 0 | 0
Industrial_Other Industrial_Existing_Space Heating_Natural Gas_Market | Industrial | Other Industrial | Existing | Space Heating | Natural Gas | Market | 8607.2047 | 8578.1825 | 0 | 0
Industrial_Other Industrial_Existing_Process_Natural Gas_Market | Industrial | Other Industrial | Existing | Process | Natural Gas | Market | 156233.8064 | 156233.8064 | 0 | 0
Industrial_Other Industrial_Existing_Miscellaneous_Natural Gas_Market | Industrial | Other Industrial | Existing | Miscellaneous | Natural Gas | Market | 9650.5022 | 9650.5022 | 0 | 0
Industrial_Other Industrial_New_Space Heating_Natural Gas_All | Industrial | Other Industrial | New | Space Heating | Natural Gas | All | 0 | 7787.7898 | 0 | 0
Industrial_Other Industrial_New_Process_Natural Gas_All | Industrial | Other Industrial | New | Process | Natural Gas | All | 0 | 39058.4516 | 0 | 0
Industrial_Other Industrial_New_Miscellaneous_Natural Gas_All | Industrial | Other Industrial | New | Miscellaneous | Natural Gas | All | 0 | 9650.5022 | 0 | 0
Industrial_Other Industrial_New_Space Heating_Natural Gas_Market | Industrial | Other Industrial | New | Space Heating | Natural Gas | Market | 0 | 7787.7898 | 0 | 0
Industrial_Other Industrial_New_Process_Natural Gas_Market | Industrial | Other Industrial | New | Process | Natural Gas | Market | 0 | 156233.8064 | 0 | 0
Industrial_Other Industrial_New_Miscellaneous_Natural Gas_Market | Industrial | Other Industrial | New | Miscellaneous | Natural Gas | Market | 0 | 9650.5022 | 0 | 0

## Tech Data
Key | Sector | Segment | Vintage | End Use | Fuel | Technology | Equipment | Label | Relative Energy Use | Relative Summer Peak | Relative Winter Peak | Equip. Costs | Labor Costs | O&M Costs | RVT-Only NEBs | Min. Lifetime | Max. Lifetime | First Year On Market | Last Year on Market | Applicability | BC Ratio Adder | NEI Proxy Multiplier | Price Scalar Over On-Market Period | Price Scalar Type | Annual Usage Degradation | Base Year Usage | Base Year Summer Peak | Base Year Winter Peak | UOM | Input Units | Lumen Adj. | Household Units | Usage | Cost/Unit | Labor Cost | O&M Cost | RVT NEBs | Cost Year | Cost Scalar |  | Lifetime Source | Costs Source | Savings Source |  |  |  |  | Second Key
Industrial_Industrial - Firm_Existing_Space Heating_Natural Gas_Furnace_E1 | Industrial | Industrial - Firm | Existing | Space Heating | Natural Gas | Furnace | E1 | AFUE 80% (Standard) | 100% | 0% | 0% | 58.2541 | 61.0281 | 9.4316 | 0 | 17 | 29 | 2019 | 2051 | 100% | 0 | 0 | 0% | Normal | 0% | 473.3272 | 0 | 0 | 400 kBtu/hr | 100000 | 0 | 0.054665 | 21.6468 | 1050 | 1100 | 170 | 2018 | 1.0149 |  | EIA 2018 Tech Forecast | EIA 2018 Tech Forecast | AEG BEST |  | 400 | kBtu/hr | 21.8659 | Industrial_Industrial - Firm_Existing_Space Heating_Furnace_AFUE 80% (Standard)
Industrial_Industrial - Firm_Existing_Space Heating_Natural Gas_Furnace_E2 | Industrial | Industrial - Firm | Existing | Space Heating | Natural Gas | Furnace | E2 | AFUE 90% | 88.89% | 0% | 0% | 97.0902 | 72.1242 | 9.709 | 0 | 17 | 29 | 2019 | 2051 | 100% | 0 | 0 | 0% | Normal | 0% | 420.7507 | 0 | 0 | 400 kBtu/hr | 100000 | 0 | 0.054665 | 19.2423 | 1750 | 1300 | 175 | 2018 | 1.0149 |  | EIA 2018 Tech Forecast | EIA 2018 Tech Forecast | AEG BEST |  | 400 | kBtu/hr | 21.8659 | Industrial_Industrial - Firm_Existing_Space Heating_Furnace_AFUE 90%
Industrial_Industrial - Firm_Existing_Space Heating_Natural Gas_Furnace_E3 | Industrial | Industrial - Firm | Existing | Space Heating | Natural Gas | Furnace | E3 | AFUE 96% | 83.33% | 0% | 0% | 135.9263 | 83.2202 | 9.9864 | 0 | 17 | 29 | 2019 | 2051 | 100% | 0 | 0 | 0% | Normal | 0% | 394.4161 | 0 | 0 | 400 kBtu/hr | 100000 | 0 | 0.054665 | 18.038 | 2450 | 1500 | 180 | 2018 | 1.0149 |  | EIA 2018 Tech Forecast | EIA 2018 Tech Forecast | AEG BEST |  | 400 | kBtu/hr | 21.8659 | Industrial_Industrial - Firm_Existing_Space Heating_Furnace_AFUE 96%
Industrial_Industrial - Firm_Existing_Space Heating_Natural Gas_Furnace_E4 | Industrial | Industrial - Firm | Existing | Space Heating | Natural Gas | Furnace | E4 |  | 0% | 0% | 0% | 0 | 0 | 0 | 0 | 0 | 0 | 0 | 0 | 0% | 0 | 0 | 0% | Normal | 0% | 0 | 0 | 0 | [18 empty] | Industrial_Industrial - Firm_Existing_Space Heating_Furnace_
Industrial_Industrial - Firm_Existing_Space Heating_Natural Gas_Furnace_E5 | Industrial | Industrial - Firm | Existing | Space Heating | Natural Gas | Furnace | E5 |  | 0% | 0% | 0% | 0 | 0 | 0 | 0 | 0 | 0 | 0 | 0 | 0% | 0 | 0 | 0% | Normal | 0% | 0 | 0 | 0 | [18 empty] | Industrial_Industrial - Firm_Existing_Space Heating_Furnace_
Industrial_Industrial - Firm_Existing_Space Heating_Natural Gas_Furnace_E6 | Industrial | Industrial - Firm | Existing | Space Heating | Natural Gas | Furnace | E6 |  | 0% | 0% | 0% | 0 | 0 | 0 | 0 | 0 | 0 | 0 | 0 | 0% | 0 | 0 | 0% | Normal | 0% | 0 | 0 | 0 | [18 empty] | Industrial_Industrial - Firm_Existing_Space Heating_Furnace_
Industrial_Industrial - Firm_Existing_Space Heating_Natural Gas_Furnace_E7 | Industrial | Industrial - Firm | Existing | Space Heating | Natural Gas | Furnace | E7 |  | 0% | 0% | 0% | 0 | 0 | 0 | 0 | 0 | 0 | 0 | 0 | 0% | 0 | 0 | 0% | Normal | 0% | 0 | 0 | 0 | [18 empty] | Industrial_Industrial - Firm_Existing_Space Heating_Furnace_
Industrial_Industrial - Firm_Existing_Space Heating_Natural Gas_Furnace_E8 | Industrial | Industrial - Firm | Existing | Space Heating | Natural Gas | Furnace | E8 |  | 0% | 0% | 0% | 0 | 0 | 0 | 0 | 0 | 0 | 0 | 0 | 0% | 0 | 0 | 0% | Normal | 0% | 0 | 0 | 0 | [18 empty] | Industrial_Industrial - Firm_Existing_Space Heating_Furnace_
Industrial_Industrial - Firm_Existing_Space Heating_Natural Gas_Furnace_E9 | Industrial | Industrial - Firm | Existing | Space Heating | Natural Gas | Furnace | E9 |  | 0% | 0% | 0% | 0 | 0 | 0 | 0 | 0 | 0 | 0 | 0 | 0% | 0 | 0 | 0% | Normal | 0% | 0 | 0 | 0 | [18 empty] | Industrial_Industrial - Firm_Existing_Space Heating_Furnace_
Industrial_Industrial - Firm_Existing_Space Heating_Natural Gas_Furnace_E10 | Industrial | Industrial - Firm | Existing | Space Heating | Natural Gas | Furnace | E10 |  | 0% | 0% | 0% | 0 | 0 | 0 | 0 | 0 | 0 | 0 | 0 | 0% | 0 | 0 | 0% | Normal | 0% | 0 | 0 | 0 | [18 empty] | Industrial_Industrial - Firm_Existing_Space Heating_Furnace_
Industrial_Industrial - Firm_Existing_Space Heating_Natural Gas_Boiler_E1 | Industrial | Industrial - Firm | Existing | Space Heating | Natural Gas | Boiler | E1 | AFUE 80% (Standard) | 100% | 0% | 0% | 175.3675 | 97.1916 | 19.0157 | 0 | 20 | 30 | 2019 | 2051 | 100% | 0 | 0 | 0% | Normal | 0% | 513.9198 | 0 | 0 | 800 kBtu/hr | 100000 | 0 | 0.014465 | 44.4118 | 11945.7187 | 6620.5188 | 1295.3189 | 2018 | 1.0149 |  | EIA 2018 Tech Forecast | EIA 2018 Tech Forecast | GBLR-Heating-EIA14-2014 Ref. Case-2 |  | 800 | kBtu/hr | 11.5717 | Industrial_Industrial - Firm_Existing_Space Heating_Boiler_AFUE 80% (Standard)
Industrial_Industrial - Firm_Existing_Space Heating_Natural Gas_Boiler_E2 | Industrial | Industrial - Firm | Existing | Space Heating | Natural Gas | Boiler | E2 | AFUE 85% | 94.12% | 0% | 0% | 239.8097 | 103.002 | 19.0157 | 0 | 20 | 30 | 2019 | 2051 | 100% | 0 | 0 | 0% | Normal | 0% | 483.6783 | 0 | 0 | 800 kBtu/hr | 100000 | 0 | 0.014465 | 41.7984 | 16335.4105 | 7016.3107 | 1295.3189 | 2018 | 1.0149 |  | EIA 2018 Tech Forecast | EIA 2018 Tech Forecast | GBLR-Heating-EIA14-2014 Ref. Case-5 |  | 800 | kBtu/hr | 11.5717 | Industrial_Industrial - Firm_Existing_Space Heating_Boiler_AFUE 85%
Industrial_Industrial - Firm_Existing_Space Heating_Natural Gas_Boiler_E3 | Industrial | Industrial - Firm | Existing | Space Heating | Natural Gas | Boiler | E3 | AFUE 97% | 82.47% | 0% | 0% | 388.1582 | 95.7457 | 19.0157 | 0 | 20 | 30 | 2019 | 2051 | 100% | 0 | 0 | 0% | Normal | 0% | 423.8441 | 0 | 0 | 800 kBtu/hr | 100000 | 0 | 0.014465 | 36.6277 | 26440.6423 | 6522.0251 | 1295.3189 | 2018 | 1.0149 |  | EIA 2018 Tech Forecast | EIA 2018 Tech Forecast | GBLR-Heating-EIA14-2014 Ref. Case-6 |  | 800 | kBtu/hr | 11.5717 | Industrial_Industrial - Firm_Existing_Space Heating_Boiler_AFUE 97%
Industrial_Industrial - Firm_Existing_Space Heating_Natural Gas_Boiler_E4 | Industrial | Industrial - Firm | Existing | Space Heating | Natural Gas | Boiler | E4 | Convert to NG Air Source Heat Pump | 57.14% | 0% | 0% | 1882738.7513 | 0 | 35372.6674 | 0 | 10 | 20 | 2019 | 2051 | 100% | 0 | 0 | 0% | Normal | 0% | 293.6685 | 0 | 0 | 1 kBtu/hr | 100000 | 0 | 11.5717 | 25.3782 | 158316.7533 | 0 | 2974.436 | 2017 | 1.0277 |  | AEO 2021 - gas_eng-driven_RTHP-heat 2017 typical | AEO 2021 - gas_eng-driven_RTHP-heat 2017 typical | HP_GAS-Heating-AEO17-1 |  | 1 | kBtu/hr | 11.5717 | Industrial_Industrial - Firm_Existing_Space Heating_Boiler_Convert to NG Air Source Heat Pump
Industrial_Industrial - Firm_Existing_Space Heating_Natural Gas_Boiler_E5 | Industrial | Industrial - Firm | Existing | Space Heating | Natural Gas | Boiler | E5 |  | 0% | 0% | 0% | 0 | 0 | 0 | 0 | 0 | 0 | 0 | 0 | 0% | 0 | 0 | 0% | Normal | 0% | 0 | 0 | 0 | [18 empty] | Industrial_Industrial - Firm_Existing_Space Heating_Boiler_
Industrial_Industrial - Firm_Existing_Space Heating_Natural Gas_Boiler_E6 | Industrial | Industrial - Firm | Existing | Space Heating | Natural Gas | Boiler | E6 |  | 0% | 0% | 0% | 0 | 0 | 0 | 0 | 0 | 0 | 0 | 0 | 0% | 0 | 0 | 0% | Normal | 0% | 0 | 0 | 0 | [18 empty] | Industrial_Industrial - Firm_Existing_Space Heating_Boiler_
Industrial_Industrial - Firm_Existing_Space Heating_Natural Gas_Boiler_E7 | Industrial | Industrial - Firm | Existing | Space Heating | Natural Gas | Boiler | E7 |  | 0% | 0% | 0% | 0 | 0 | 0 | 0 | 0 | 0 | 0 | 0 | 0% | 0 | 0 | 0% | Normal | 0% | 0 | 0 | 0 | [18 empty] | Industrial_Industrial - Firm_Existing_Space Heating_Boiler_
Industrial_Industrial - Firm_Existing_Space Heating_Natural Gas_Boiler_E8 | Industrial | Industrial - Firm | Existing | Space Heating | Natural Gas | Boiler | E8 |  | 0% | 0% | 0% | 0 | 0 | 0 | 0 | 0 | 0 | 0 | 0 | 0% | 0 | 0 | 0% | Normal | 0% | 0 | 0 | 0 | [18 empty] | Industrial_Industrial - Firm_Existing_Space Heating_Boiler_
Industrial_Industrial - Firm_Existing_Space Heating_Natural Gas_Boiler_E9 | Industrial | Industrial - Firm | Existing | Space Heating | Natural Gas | Boiler | E9 |  | 0% | 0% | 0% | 0 | 0 | 0 | 0 | 0 | 0 | 0 | 0 | 0% | 0 | 0 | 0% | Normal | 0% | 0 | 0 | 0 | [18 empty] | Industrial_Industrial - Firm_Existing_Space Heating_Boiler_
Industrial_Industrial - Firm_Existing_Space Heating_Natural Gas_Boiler_E10 | Industrial | Industrial - Firm | Existing | Space Heating | Natural Gas | Boiler | E10 |  | 0% | 0% | 0% | 0 | 0 | 0 | 0 | 0 | 0 | 0 | 0 | 0% | 0 | 0 | 0% | Normal | 0% | 0 | 0 | 0 | [18 empty] | Industrial_Industrial - Firm_Existing_Space Heating_Boiler_
Industrial_Industrial - Firm_Existing_Space Heating_Natural Gas_Unit Heater_E1 | Industrial | Industrial - Firm | Existing | Space Heating | Natural Gas | Unit Heater | E1 | Standard | 100% | 0% | 0% | 400.0705 | 0 | 0 | 0 | 10 | 14 | 2019 | 2051 | 100% | 0 | 0 | 0% | Normal | 0% | 540.952 | 0 | 0 | 125 kBtu/Hr | 100000 | 0 | 0.0018585 | 2328.572 | 1753.7127 | 0 | 0 | 2020 | 0.98199 |  | IL TRM - 4.4.12 - CI-HVC-IRHT-V02-210101 | AEG Market Characterization | IL TRM - 4.4.12 - CI-HVC-IRHT-V02-210101 w/ CNGC Sizing |  | 125 | kBtu/Hr | 0.23231 | Industrial_Industrial - Firm_Existing_Space Heating_Unit Heater_Standard
Industrial_Industrial - Firm_Existing_Space Heating_Natural Gas_Unit Heater_E2 | Industrial | Industrial - Firm | Existing | Space Heating | Natural Gas | Unit Heater | E2 | Condensing | 95.24% | 0% | 0% | 877.4145 | 0 | 0 | 0 | 10 | 14 | 2019 | 2051 | 100% | 0 | 0 | 0% | Normal | 0% | 515.2042 | 0 | 0 | 125 kBtu/Hr | 100000 | 0 | 0.0018585 | 2217.7386 | 3846.1538 | 0 | 0 | 2020 | 0.98199 |  | IL TRM - 4.4.5 - CI-HVC-CUHT-V01-190101 | AEG Market Characterization | IL TRM - 4.4.5 - CI-HVC-CUHT-V01-190101 w/ CNGC Sizing |  | 125 | kBtu/Hr | 0.23231 | Industrial_Industrial - Firm_Existing_Space Heating_Unit Heater_Condensing
Industrial_Industrial - Firm_Existing_Space Heating_Natural Gas_Unit Heater_E3 | Industrial | Industrial - Firm | Existing | Space Heating | Natural Gas | Unit Heater | E3 | Infrared Radiant | 85% | 0% | 0% | 558.16 | 0 | 0 | 0 | 11 | 19 | 2019 | 2051 | 100% | 0 | 0 | 0% | Normal | 0% | 459.8092 | 0 | 0 | 125 kBtu/Hr | 100000 | 0 | 0.0018585 | 1979.2862 | 2446.6992 | 0 | 0 | 2020 | 0.98199 |  | IL TRM - 4.4.12 - CI-HVC-IRHT-V02-210101 | AEG Market Characterization | IL TRM - 4.4.12 - CI-HVC-IRHT-V02-210101 w/ CNGC Sizing |  | 125 | kBtu/Hr | 0.23231 | Industrial_Industrial - Firm_Existing_Space Heating_Unit Heater_Infrared Radiant
Industrial_Industrial - Firm_Existing_Space Heating_Natural Gas_Unit Heater_E4 | Industrial | Industrial - Firm | Existing | Space Heating | Natural Gas | Unit Heater | E4 |  | 0% | 0% | 0% | 0 | 0 | 0 | 0 | 0 | 0 | 0 | 0 | 0% | 0 | 0 | 0% | Normal | 0% | 0 | 0 | 0 | [18 empty] | Industrial_Industrial - Firm_Existing_Space Heating_Unit Heater_
Industrial_Industrial - Firm_Existing_Space Heating_Natural Gas_Unit Heater_E5 | Industrial | Industrial - Firm | Existing | Space Heating | Natural Gas | Unit Heater | E5 |  | 0% | 0% | 0% | 0 | 0 | 0 | 0 | 0 | 0 | 0 | 0 | 0% | 0 | 0 | 0% | Normal | 0% | 0 | 0 | 0 | [18 empty] | Industrial_Industrial - Firm_Existing_Space Heating_Unit Heater_
Industrial_Industrial - Firm_Existing_Space Heating_Natural Gas_Unit Heater_E6 | Industrial | Industrial - Firm | Existing | Space Heating | Natural Gas | Unit Heater | E6 |  | 0% | 0% | 0% | 0 | 0 | 0 | 0 | 0 | 0 | 0 | 0 | 0% | 0 | 0 | 0% | Normal | 0% | 0 | 0 | 0 | [18 empty] | Industrial_Industrial - Firm_Existing_Space Heating_Unit Heater_
Industrial_Industrial - Firm_Existing_Space Heating_Natural Gas_Unit Heater_E7 | Industrial | Industrial - Firm | Existing | Space Heating | Natural Gas | Unit Heater | E7 |  | 0% | 0% | 0% | 0 | 0 | 0 | 0 | 0 | 0 | 0 | 0 | 0% | 0 | 0 | 0% | Normal | 0% | 0 | 0 | 0 | [18 empty] | Industrial_Industrial - Firm_Existing_Space Heating_Unit Heater_
Industrial_Industrial - Firm_Existing_Space Heating_Natural Gas_Unit Heater_E8 | Industrial | Industrial - Firm | Existing | Space Heating | Natural Gas | Unit Heater | E8 |  | 0% | 0% | 0% | 0 | 0 | 0 | 0 | 0 | 0 | 0 | 0 | 0% | 0 | 0 | 0% | Normal | 0% | 0 | 0 | 0 | [18 empty] | Industrial_Industrial - Firm_Existing_Space Heating_Unit Heater_
Industrial_Industrial - Firm_Existing_Space Heating_Natural Gas_Unit Heater_E9 | Industrial | Industrial - Firm | Existing | Space Heating | Natural Gas | Unit Heater | E9 |  | 0% | 0% | 0% | 0 | 0 | 0 | 0 | 0 | 0 | 0 | 0 | 0% | 0 | 0 | 0% | Normal | 0% | 0 | 0 | 0 | [18 empty] | Industrial_Industrial - Firm_Existing_Space Heating_Unit Heater_
Industrial_Industrial - Firm_Existing_Space Heating_Natural Gas_Unit Heater_E10 | Industrial | Industrial - Firm | Existing | Space Heating | Natural Gas | Unit Heater | E10 |  | 0% | 0% | 0% | 0 | 0 | 0 | 0 | 0 | 0 | 0 | 0 | 0% | 0 | 0 | 0% | Normal | 0% | 0 | 0 | 0 | [18 empty] | Industrial_Industrial - Firm_Existing_Space Heating_Unit Heater_
Industrial_Industrial - Firm_Existing_Process_Natural Gas_Process Heating_E1 | Industrial | Industrial - Firm | Existing | Process | Natural Gas | Process Heating | E1 | Standard | 100% | 0% | 0% | 1801.2495 | 0 | 0 | 0 | 2 | 8 | 2019 | 2051 | 100% | 0 | 0 | 0% | Normal | 0% | 1623.2837 | 0 | 0 | 1 unit | 100000 | 0 | 1734.2658 | 1 | 1 | 0 | 0 | 2016 | 1.0386 |  | N/A | N/A | N/A |  | 1 | unit | 1734.2658 | Industrial_Industrial - Firm_Existing_Process_Process Heating_Standard
Industrial_Industrial - Firm_Existing_Process_Natural Gas_Process Heating_E2 | Industrial | Industrial - Firm | Existing | Process | Natural Gas | Process Heating | E2 |  | 0% | 0% | 0% | 0 | 0 | 0 | 0 | 0 | 0 | 0 | 0 | 0% | 0 | 0 | 0% | Normal | 0% | 0 | 0 | 0 | [18 empty] | Industrial_Industrial - Firm_Existing_Process_Process Heating_
Industrial_Industrial - Firm_Existing_Process_Natural Gas_Process Heating_E3 | Industrial | Industrial - Firm | Existing | Process | Natural Gas | Process Heating | E3 |  | 0% | 0% | 0% | 0 | 0 | 0 | 0 | 0 | 0 | 0 | 0 | 0% | 0 | 0 | 0% | Normal | 0% | 0 | 0 | 0 | [18 empty] | Industrial_Industrial - Firm_Existing_Process_Process Heating_
Industrial_Industrial - Firm_Existing_Process_Natural Gas_Process Heating_E4 | Industrial | Industrial - Firm | Existing | Process | Natural Gas | Process Heating | E4 |  | 0% | 0% | 0% | 0 | 0 | 0 | 0 | 0 | 0 | 0 | 0 | 0% | 0 | 0 | 0% | Normal | 0% | 0 | 0 | 0 | [18 empty] | Industrial_Industrial - Firm_Existing_Process_Process Heating_
Industrial_Industrial - Firm_Existing_Process_Natural Gas_Process Heating_E5 | Industrial | Industrial - Firm | Existing | Process | Natural Gas | Process Heating | E5 |  | 0% | 0% | 0% | 0 | 0 | 0 | 0 | 0 | 0 | 0 | 0 | 0% | 0 | 0 | 0% | Normal | 0% | 0 | 0 | 0 | [18 empty] | Industrial_Industrial - Firm_Existing_Process_Process Heating_
Industrial_Industrial - Firm_Existing_Process_Natural Gas_Process Heating_E6 | Industrial | Industrial - Firm | Existing | Process | Natural Gas | Process Heating | E6 |  | 0% | 0% | 0% | 0 | 0 | 0 | 0 | 0 | 0 | 0 | 0 | 0% | 0 | 0 | 0% | Normal | 0% | 0 | 0 | 0 | [18 empty] | Industrial_Industrial - Firm_Existing_Process_Process Heating_
Industrial_Industrial - Firm_Existing_Process_Natural Gas_Process Heating_E7 | Industrial | Industrial - Firm | Existing | Process | Natural Gas | Process Heating | E7 |  | 0% | 0% | 0% | 0 | 0 | 0 | 0 | 0 | 0 | 0 | 0 | 0% | 0 | 0 | 0% | Normal | 0% | 0 | 0 | 0 | [18 empty] | Industrial_Industrial - Firm_Existing_Process_Process Heating_
Industrial_Industrial - Firm_Existing_Process_Natural Gas_Process Heating_E8 | Industrial | Industrial - Firm | Existing | Process | Natural Gas | Process Heating | E8 |  | 0% | 0% | 0% | 0 | 0 | 0 | 0 | 0 | 0 | 0 | 0 | 0% | 0 | 0 | 0% | Normal | 0% | 0 | 0 | 0 | [18 empty] | Industrial_Industrial - Firm_Existing_Process_Process Heating_
Industrial_Industrial - Firm_Existing_Process_Natural Gas_Process Heating_E9 | Industrial | Industrial - Firm | Existing | Process | Natural Gas | Process Heating | E9 |  | 0% | 0% | 0% | 0 | 0 | 0 | 0 | 0 | 0 | 0 | 0 | 0% | 0 | 0 | 0% | Normal | 0% | 0 | 0 | 0 | [18 empty] | Industrial_Industrial - Firm_Existing_Process_Process Heating_
Industrial_Industrial - Firm_Existing_Process_Natural Gas_Process Heating_E10 | Industrial | Industrial - Firm | Existing | Process | Natural Gas | Process Heating | E10 |  | 0% | 0% | 0% | 0 | 0 | 0 | 0 | 0 | 0 | 0 | 0 | 0% | 0 | 0 | 0% | Normal | 0% | 0 | 0 | 0 | [18 empty] | Industrial_Industrial - Firm_Existing_Process_Process Heating_
Industrial_Industrial - Firm_Existing_Process_Natural Gas_Process Boiler_E1 | Industrial | Industrial - Firm | Existing | Process | Natural Gas | Process Boiler | E1 | EF .80 | 100% | 0% | 0% | 542.0083 | 137.9509 | 58.772 | 0 | 20 | 30 | 2019 | 2051 | 100% | 0 | 0 | 0% | Normal | 0% | 1734.2658 | 0 | 0 | 1 unit | 100000 | 0 | 0.032171 | 50457.6 | 16600 | 4225 | 1800 | 2018 | 1.0149 |  | EIA 2018 Tech Forecast | EIA 2018 Tech Forecast | IL TRM - 4.4.10 - CI-HVC-BOIL-V08-210101 |  | 1 | unit | 0.032171 | Industrial_Industrial - Firm_Existing_Process_Process Boiler_EF .80
Industrial_Industrial - Firm_Existing_Process_Natural Gas_Process Boiler_E2 | Industrial | Industrial - Firm | Existing | Process | Natural Gas | Process Boiler | E2 |  | 0% | 0% | 0% | 0 | 0 | 0 | 0 | 0 | 0 | 0 | 0 | 0% | 0 | 0 | 0% | Normal | 0% | 0 | 0 | 0 | [18 empty] | Industrial_Industrial - Firm_Existing_Process_Process Boiler_
Industrial_Industrial - Firm_Existing_Process_Natural Gas_Process Boiler_E3 | Industrial | Industrial - Firm | Existing | Process | Natural Gas | Process Boiler | E3 |  | 0% | 0% | 0% | 0 | 0 | 0 | 0 | 0 | 0 | 0 | 0 | 0% | 0 | 0 | 0% | Normal | 0% | 0 | 0 | 0 | [18 empty] | Industrial_Industrial - Firm_Existing_Process_Process Boiler_
Industrial_Industrial - Firm_Existing_Process_Natural Gas_Process Boiler_E4 | Industrial | Industrial - Firm | Existing | Process | Natural Gas | Process Boiler | E4 |  | 0% | 0% | 0% | 0 | 0 | 0 | 0 | 0 | 0 | 0 | 0 | 0% | 0 | 0 | 0% | Normal | 0% | 0 | 0 | 0 | [18 empty] | Industrial_Industrial - Firm_Existing_Process_Process Boiler_
Industrial_Industrial - Firm_Existing_Process_Natural Gas_Process Boiler_E5 | Industrial | Industrial - Firm | Existing | Process | Natural Gas | Process Boiler | E5 |  | 0% | 0% | 0% | 0 | 0 | 0 | 0 | 0 | 0 | 0 | 0 | 0% | 0 | 0 | 0% | Normal | 0% | 0 | 0 | 0 | [18 empty] | Industrial_Industrial - Firm_Existing_Process_Process Boiler_
Industrial_Industrial - Firm_Existing_Process_Natural Gas_Process Boiler_E6 | Industrial | Industrial - Firm | Existing | Process | Natural Gas | Process Boiler | E6 |  | 0% | 0% | 0% | 0 | 0 | 0 | 0 | 0 | 0 | 0 | 0 | 0% | 0 | 0 | 0% | Normal | 0% | 0 | 0 | 0 | [18 empty] | Industrial_Industrial - Firm_Existing_Process_Process Boiler_
Industrial_Industrial - Firm_Existing_Process_Natural Gas_Process Boiler_E7 | Industrial | Industrial - Firm | Existing | Process | Natural Gas | Process Boiler | E7 |  | 0% | 0% | 0% | 0 | 0 | 0 | 0 | 0 | 0 | 0 | 0 | 0% | 0 | 0 | 0% | Normal | 0% | 0 | 0 | 0 | [18 empty] | Industrial_Industrial - Firm_Existing_Process_Process Boiler_
Industrial_Industrial - Firm_Existing_Process_Natural Gas_Process Boiler_E8 | Industrial | Industrial - Firm | Existing | Process | Natural Gas | Process Boiler | E8 |  | 0% | 0% | 0% | 0 | 0 | 0 | 0 | 0 | 0 | 0 | 0 | 0% | 0 | 0 | 0% | Normal | 0% | 0 | 0 | 0 | [18 empty] | Industrial_Industrial - Firm_Existing_Process_Process Boiler_
Industrial_Industrial - Firm_Existing_Process_Natural Gas_Process Boiler_E9 | Industrial | Industrial - Firm | Existing | Process | Natural Gas | Process Boiler | E9 |  | 0% | 0% | 0% | 0 | 0 | 0 | 0 | 0 | 0 | 0 | 0 | 0% | 0 | 0 | 0% | Normal | 0% | 0 | 0 | 0 | [18 empty] | Industrial_Industrial - Firm_Existing_Process_Process Boiler_
Industrial_Industrial - Firm_Existing_Process_Natural Gas_Process Boiler_E10 | Industrial | Industrial - Firm | Existing | Process | Natural Gas | Process Boiler | E10 |  | 0% | 0% | 0% | 0 | 0 | 0 | 0 | 0 | 0 | 0 | 0 | 0% | 0 | 0 | 0% | Normal | 0% | 0 | 0 | 0 | [18 empty] | Industrial_Industrial - Firm_Existing_Process_Process Boiler_
Industrial_Industrial - Firm_Existing_Process_Natural Gas_Process Cooling_E1 | Industrial | Industrial - Firm | Existing | Process | Natural Gas | Process Cooling | E1 | Standard | 100% | 0% | 0% | 12.6907 | 0 | 0 | 0 | 2 | 8 | 2019 | 2051 | 100% | 0 | 0 | 0% | Normal | 0% | 12.2187 | 0 | 0 | 1 unit | 100000 | 0 | 12.2187 | 1 | 1 | 0 | 0 | 2016 | 1.0386 |  | N/A | N/A | N/A |  | 1 | unit | 12.2187 | Industrial_Industrial - Firm_Existing_Process_Process Cooling_Standard
Industrial_Industrial - Firm_Existing_Process_Natural Gas_Process Cooling_E2 | Industrial | Industrial - Firm | Existing | Process | Natural Gas | Process Cooling | E2 |  | 0% | 0% | 0% | 0 | 0 | 0 | 0 | 0 | 0 | 0 | 0 | 0% | 0 | 0 | 0% | Normal | 0% | 0 | 0 | 0 | [18 empty] | Industrial_Industrial - Firm_Existing_Process_Process Cooling_
Industrial_Industrial - Firm_Existing_Process_Natural Gas_Process Cooling_E3 | Industrial | Industrial - Firm | Existing | Process | Natural Gas | Process Cooling | E3 |  | 0% | 0% | 0% | 0 | 0 | 0 | 0 | 0 | 0 | 0 | 0 | 0% | 0 | 0 | 0% | Normal | 0% | 0 | 0 | 0 | [18 empty] | Industrial_Industrial - Firm_Existing_Process_Process Cooling_
Industrial_Industrial - Firm_Existing_Process_Natural Gas_Process Cooling_E4 | Industrial | Industrial - Firm | Existing | Process | Natural Gas | Process Cooling | E4 |  | 0% | 0% | 0% | 0 | 0 | 0 | 0 | 0 | 0 | 0 | 0 | 0% | 0 | 0 | 0% | Normal | 0% | 0 | 0 | 0 | [18 empty] | Industrial_Industrial - Firm_Existing_Process_Process Cooling_
Industrial_Industrial - Firm_Existing_Process_Natural Gas_Process Cooling_E5 | Industrial | Industrial - Firm | Existing | Process | Natural Gas | Process Cooling | E5 |  | 0% | 0% | 0% | 0 | 0 | 0 | 0 | 0 | 0 | 0 | 0 | 0% | 0 | 0 | 0% | Normal | 0% | 0 | 0 | 0 | [18 empty] | Industrial_Industrial - Firm_Existing_Process_Process Cooling_
Industrial_Industrial - Firm_Existing_Process_Natural Gas_Process Cooling_E6 | Industrial | Industrial - Firm | Existing | Process | Natural Gas | Process Cooling | E6 |  | 0% | 0% | 0% | 0 | 0 | 0 | 0 | 0 | 0 | 0 | 0 | 0% | 0 | 0 | 0% | Normal | 0% | 0 | 0 | 0 | [18 empty] | Industrial_Industrial - Firm_Existing_Process_Process Cooling_
Industrial_Industrial - Firm_Existing_Process_Natural Gas_Process Cooling_E7 | Industrial | Industrial - Firm | Existing | Process | Natural Gas | Process Cooling | E7 |  | 0% | 0% | 0% | 0 | 0 | 0 | 0 | 0 | 0 | 0 | 0 | 0% | 0 | 0 | 0% | Normal | 0% | 0 | 0 | 0 | [18 empty] | Industrial_Industrial - Firm_Existing_Process_Process Cooling_
Industrial_Industrial - Firm_Existing_Process_Natural Gas_Process Cooling_E8 | Industrial | Industrial - Firm | Existing | Process | Natural Gas | Process Cooling | E8 |  | 0% | 0% | 0% | 0 | 0 | 0 | 0 | 0 | 0 | 0 | 0 | 0% | 0 | 0 | 0% | Normal | 0% | 0 | 0 | 0 | [18 empty] | Industrial_Industrial - Firm_Existing_Process_Process Cooling_
Industrial_Industrial - Firm_Existing_Process_Natural Gas_Process Cooling_E9 | Industrial | Industrial - Firm | Existing | Process | Natural Gas | Process Cooling | E9 |  | 0% | 0% | 0% | 0 | 0 | 0 | 0 | 0 | 0 | 0 | 0 | 0% | 0 | 0 | 0% | Normal | 0% | 0 | 0 | 0 | [18 empty] | Industrial_Industrial - Firm_Existing_Process_Process Cooling_
Industrial_Industrial - Firm_Existing_Process_Natural Gas_Process Cooling_E10 | Industrial | Industrial - Firm | Existing | Process | Natural Gas | Process Cooling | E10 |  | 0% | 0% | 0% | 0 | 0 | 0 | 0 | 0 | 0 | 0 | 0 | 0% | 0 | 0 | 0% | Normal | 0% | 0 | 0 | 0 | [18 empty] | Industrial_Industrial - Firm_Existing_Process_Process Cooling_
Industrial_Industrial - Firm_Existing_Process_Natural Gas_Other Process_E1 | Industrial | Industrial - Firm | Existing | Process | Natural Gas | Other Process | E1 | Standard | 100% | 0% | 0% | 71.9163 | 0 | 0 | 0 | 2 | 8 | 2019 | 2051 | 100% | 0 | 0 | 0% | Normal | 0% | 69.242 | 0 | 0 | 1 unit | 100000 | 0 | 69.242 | 1 | 1 | 0 | 0 | 2016 | 1.0386 |  | N/A | N/A | N/A |  | 1 | unit | 69.242 | Industrial_Industrial - Firm_Existing_Process_Other Process_Standard
Industrial_Industrial - Firm_Existing_Process_Natural Gas_Other Process_E2 | Industrial | Industrial - Firm | Existing | Process | Natural Gas | Other Process | E2 |  | 0% | 0% | 0% | 0 | 0 | 0 | 0 | 0 | 0 | 0 | 0 | 0% | 0 | 0 | 0% | Normal | 0% | 0 | 0 | 0 | [18 empty] | Industrial_Industrial - Firm_Existing_Process_Other Process_
Industrial_Industrial - Firm_Existing_Process_Natural Gas_Other Process_E3 | Industrial | Industrial - Firm | Existing | Process | Natural Gas | Other Process | E3 |  | 0% | 0% | 0% | 0 | 0 | 0 | 0 | 0 | 0 | 0 | 0 | 0% | 0 | 0 | 0% | Normal | 0% | 0 | 0 | 0 | [18 empty] | Industrial_Industrial - Firm_Existing_Process_Other Process_
Industrial_Industrial - Firm_Existing_Process_Natural Gas_Other Process_E4 | Industrial | Industrial - Firm | Existing | Process | Natural Gas | Other Process | E4 |  | 0% | 0% | 0% | 0 | 0 | 0 | 0 | 0 | 0 | 0 | 0 | 0% | 0 | 0 | 0% | Normal | 0% | 0 | 0 | 0 | [18 empty] | Industrial_Industrial - Firm_Existing_Process_Other Process_
Industrial_Industrial - Firm_Existing_Process_Natural Gas_Other Process_E5 | Industrial | Industrial - Firm | Existing | Process | Natural Gas | Other Process | E5 |  | 0% | 0% | 0% | 0 | 0 | 0 | 0 | 0 | 0 | 0 | 0 | 0% | 0 | 0 | 0% | Normal | 0% | 0 | 0 | 0 | [18 empty] | Industrial_Industrial - Firm_Existing_Process_Other Process_
Industrial_Industrial - Firm_Existing_Process_Natural Gas_Other Process_E6 | Industrial | Industrial - Firm | Existing | Process | Natural Gas | Other Process | E6 |  | 0% | 0% | 0% | 0 | 0 | 0 | 0 | 0 | 0 | 0 | 0 | 0% | 0 | 0 | 0% | Normal | 0% | 0 | 0 | 0 | [18 empty] | Industrial_Industrial - Firm_Existing_Process_Other Process_
Industrial_Industrial - Firm_Existing_Process_Natural Gas_Other Process_E7 | Industrial | Industrial - Firm | Existing | Process | Natural Gas | Other Process | E7 |  | 0% | 0% | 0% | 0 | 0 | 0 | 0 | 0 | 0 | 0 | 0 | 0% | 0 | 0 | 0% | Normal | 0% | 0 | 0 | 0 | [18 empty] | Industrial_Industrial - Firm_Existing_Process_Other Process_
Industrial_Industrial - Firm_Existing_Process_Natural Gas_Other Process_E8 | Industrial | Industrial - Firm | Existing | Process | Natural Gas | Other Process | E8 |  | 0% | 0% | 0% | 0 | 0 | 0 | 0 | 0 | 0 | 0 | 0 | 0% | 0 | 0 | 0% | Normal | 0% | 0 | 0 | 0 | [18 empty] | Industrial_Industrial - Firm_Existing_Process_Other Process_
Industrial_Industrial - Firm_Existing_Process_Natural Gas_Other Process_E9 | Industrial | Industrial - Firm | Existing | Process | Natural Gas | Other Process | E9 |  | 0% | 0% | 0% | 0 | 0 | 0 | 0 | 0 | 0 | 0 | 0 | 0% | 0 | 0 | 0% | Normal | 0% | 0 | 0 | 0 | [18 empty] | Industrial_Industrial - Firm_Existing_Process_Other Process_
Industrial_Industrial - Firm_Existing_Process_Natural Gas_Other Process_E10 | Industrial | Industrial - Firm | Existing | Process | Natural Gas | Other Process | E10 |  | 0% | 0% | 0% | 0 | 0 | 0 | 0 | 0 | 0 | 0 | 0 | 0% | 0 | 0 | 0% | Normal | 0% | 0 | 0 | 0 | [18 empty] | Industrial_Industrial - Firm_Existing_Process_Other Process_
Industrial_Industrial - Firm_Existing_Miscellaneous_Natural Gas_Miscellaneous_E1 | Industrial | Industrial - Firm | Existing | Miscellaneous | Natural Gas | Miscellaneous | E1 | Standard | 100% | 0% | 0% | 242.096 | 0 | 0 | 0 | 2 | 8 | 2019 | 2051 | 100% | 0 | 0 | 0% | Normal | 0% | 233.0931 | 0 | 0 | 1 unit | 100000 | 0 | 233.0931 | 1 | 1 | 0 | 0 | 2016 | 1.0386 |  | N/A | N/A | N/A |  | 1 | unit | 233.0931 | Industrial_Industrial - Firm_Existing_Miscellaneous_Miscellaneous_Standard
Industrial_Industrial - Firm_Existing_Miscellaneous_Natural Gas_Miscellaneous_E2 | Industrial | Industrial - Firm | Existing | Miscellaneous | Natural Gas | Miscellaneous | E2 |  | 0% | 0% | 0% | 0 | 0 | 0 | 0 | 0 | 0 | 0 | 0 | 0% | 0 | 0 | 0% | Normal | 0% | 0 | 0 | 0 | [18 empty] | Industrial_Industrial - Firm_Existing_Miscellaneous_Miscellaneous_
Industrial_Industrial - Firm_Existing_Miscellaneous_Natural Gas_Miscellaneous_E3 | Industrial | Industrial - Firm | Existing | Miscellaneous | Natural Gas | Miscellaneous | E3 |  | 0% | 0% | 0% | 0 | 0 | 0 | 0 | 0 | 0 | 0 | 0 | 0% | 0 | 0 | 0% | Normal | 0% | 0 | 0 | 0 | [18 empty] | Industrial_Industrial - Firm_Existing_Miscellaneous_Miscellaneous_
Industrial_Industrial - Firm_Existing_Miscellaneous_Natural Gas_Miscellaneous_E4 | Industrial | Industrial - Firm | Existing | Miscellaneous | Natural Gas | Miscellaneous | E4 |  | 0% | 0% | 0% | 0 | 0 | 0 | 0 | 0 | 0 | 0 | 0 | 0% | 0 | 0 | 0% | Normal | 0% | 0 | 0 | 0 | [18 empty] | Industrial_Industrial - Firm_Existing_Miscellaneous_Miscellaneous_
Industrial_Industrial - Firm_Existing_Miscellaneous_Natural Gas_Miscellaneous_E5 | Industrial | Industrial - Firm | Existing | Miscellaneous | Natural Gas | Miscellaneous | E5 |  | 0% | 0% | 0% | 0 | 0 | 0 | 0 | 0 | 0 | 0 | 0 | 0% | 0 | 0 | 0% | Normal | 0% | 0 | 0 | 0 | [18 empty] | Industrial_Industrial - Firm_Existing_Miscellaneous_Miscellaneous_
Industrial_Industrial - Firm_Existing_Miscellaneous_Natural Gas_Miscellaneous_E6 | Industrial | Industrial - Firm | Existing | Miscellaneous | Natural Gas | Miscellaneous | E6 |  | 0% | 0% | 0% | 0 | 0 | 0 | 0 | 0 | 0 | 0 | 0 | 0% | 0 | 0 | 0% | Normal | 0% | 0 | 0 | 0 | [18 empty] | Industrial_Industrial - Firm_Existing_Miscellaneous_Miscellaneous_
Industrial_Industrial - Firm_Existing_Miscellaneous_Natural Gas_Miscellaneous_E7 | Industrial | Industrial - Firm | Existing | Miscellaneous | Natural Gas | Miscellaneous | E7 |  | 0% | 0% | 0% | 0 | 0 | 0 | 0 | 0 | 0 | 0 | 0 | 0% | 0 | 0 | 0% | Normal | 0% | 0 | 0 | 0 | [18 empty] | Industrial_Industrial - Firm_Existing_Miscellaneous_Miscellaneous_
Industrial_Industrial - Firm_Existing_Miscellaneous_Natural Gas_Miscellaneous_E8 | Industrial | Industrial - Firm | Existing | Miscellaneous | Natural Gas | Miscellaneous | E8 |  | 0% | 0% | 0% | 0 | 0 | 0 | 0 | 0 | 0 | 0 | 0 | 0% | 0 | 0 | 0% | Normal | 0% | 0 | 0 | 0 | [18 empty] | Industrial_Industrial - Firm_Existing_Miscellaneous_Miscellaneous_
Industrial_Industrial - Firm_Existing_Miscellaneous_Natural Gas_Miscellaneous_E9 | Industrial | Industrial - Firm | Existing | Miscellaneous | Natural Gas | Miscellaneous | E9 |  | 0% | 0% | 0% | 0 | 0 | 0 | 0 | 0 | 0 | 0 | 0 | 0% | 0 | 0 | 0% | Normal | 0% | 0 | 0 | 0 | [18 empty] | Industrial_Industrial - Firm_Existing_Miscellaneous_Miscellaneous_
Industrial_Industrial - Firm_Existing_Miscellaneous_Natural Gas_Miscellaneous_E10 | Industrial | Industrial - Firm | Existing | Miscellaneous | Natural Gas | Miscellaneous | E10 |  | 0% | 0% | 0% | 0 | 0 | 0 | 0 | 0 | 0 | 0 | 0 | 0% | 0 | 0 | 0% | Normal | 0% | 0 | 0 | 0 | [18 empty] | Industrial_Industrial - Firm_Existing_Miscellaneous_Miscellaneous_
Industrial_Industrial - Firm_New_Space Heating_Natural Gas_Furnace_E1 | Industrial | Industrial - Firm | New | Space Heating | Natural Gas | Furnace | E1 | AFUE 80% (Standard) | 100% | 0% | 0% | 58.2541 | 61.0281 | 9.4316 | 0 | 17 | 29 | 2019 | 2051 | 100% | 0 | 0 | 0% | Normal | 0% | 473.3571 | 0 | 0 | 400 kBtu/hr | 100000 | 0 | 0.054665 | 21.6482 | 1050 | 1100 | 170 | 2018 | 1.0149 |  | EIA 2018 Tech Forecast | EIA 2018 Tech Forecast | AEG BEST |  | 400 | kBtu/hr | 21.8659 | Industrial_Industrial - Firm_New_Space Heating_Furnace_AFUE 80% (Standard)
Industrial_Industrial - Firm_New_Space Heating_Natural Gas_Furnace_E2 | Industrial | Industrial - Firm | New | Space Heating | Natural Gas | Furnace | E2 | AFUE 90% | 88.89% | 0% | 0% | 97.0902 | 72.1242 | 9.709 | 0 | 17 | 29 | 2019 | 2051 | 100% | 0 | 0 | 0% | Normal | 0% | 420.7512 | 0 | 0 | 400 kBtu/hr | 100000 | 0 | 0.054665 | 19.2423 | 1750 | 1300 | 175 | 2018 | 1.0149 |  | EIA 2018 Tech Forecast | EIA 2018 Tech Forecast | AEG BEST |  | 400 | kBtu/hr | 21.8659 | Industrial_Industrial - Firm_New_Space Heating_Furnace_AFUE 90%
Industrial_Industrial - Firm_New_Space Heating_Natural Gas_Furnace_E3 | Industrial | Industrial - Firm | New | Space Heating | Natural Gas | Furnace | E3 | AFUE 96% | 83.33% | 0% | 0% | 135.9263 | 83.2202 | 9.9864 | 0 | 17 | 29 | 2019 | 2051 | 100% | 0 | 0 | 0% | Normal | 0% | 394.4482 | 0 | 0 | 400 kBtu/hr | 100000 | 0 | 0.054665 | 18.0394 | 2450 | 1500 | 180 | 2018 | 1.0149 |  | EIA 2018 Tech Forecast | EIA 2018 Tech Forecast | AEG BEST |  | 400 | kBtu/hr | 21.8659 | Industrial_Industrial - Firm_New_Space Heating_Furnace_AFUE 96%
Industrial_Industrial - Firm_New_Space Heating_Natural Gas_Furnace_E4 | Industrial | Industrial - Firm | New | Space Heating | Natural Gas | Furnace | E4 |  | 0% | 0% | 0% | 0 | 0 | 0 | 0 | 0 | 0 | 0 | 0 | 0% | 0 | 0 | 0% | Normal | 0% | 0 | 0 | 0 | [18 empty] | Industrial_Industrial - Firm_New_Space Heating_Furnace_
Industrial_Industrial - Firm_New_Space Heating_Natural Gas_Furnace_E5 | Industrial | Industrial - Firm | New | Space Heating | Natural Gas | Furnace | E5 |  | 0% | 0% | 0% | 0 | 0 | 0 | 0 | 0 | 0 | 0 | 0 | 0% | 0 | 0 | 0% | Normal | 0% | 0 | 0 | 0 | [18 empty] | Industrial_Industrial - Firm_New_Space Heating_Furnace_
Industrial_Industrial - Firm_New_Space Heating_Natural Gas_Furnace_E6 | Industrial | Industrial - Firm | New | Space Heating | Natural Gas | Furnace | E6 |  | 0% | 0% | 0% | 0 | 0 | 0 | 0 | 0 | 0 | 0 | 0 | 0% | 0 | 0 | 0% | Normal | 0% | 0 | 0 | 0 | [18 empty] | Industrial_Industrial - Firm_New_Space Heating_Furnace_
Industrial_Industrial - Firm_New_Space Heating_Natural Gas_Furnace_E7 | Industrial | Industrial - Firm | New | Space Heating | Natural Gas | Furnace | E7 |  | 0% | 0% | 0% | 0 | 0 | 0 | 0 | 0 | 0 | 0 | 0 | 0% | 0 | 0 | 0% | Normal | 0% | 0 | 0 | 0 | [18 empty] | Industrial_Industrial - Firm_New_Space Heating_Furnace_
Industrial_Industrial - Firm_New_Space Heating_Natural Gas_Furnace_E8 | Industrial | Industrial - Firm | New | Space Heating | Natural Gas | Furnace | E8 |  | 0% | 0% | 0% | 0 | 0 | 0 | 0 | 0 | 0 | 0 | 0 | 0% | 0 | 0 | 0% | Normal | 0% | 0 | 0 | 0 | [18 empty] | Industrial_Industrial - Firm_New_Space Heating_Furnace_
Industrial_Industrial - Firm_New_Space Heating_Natural Gas_Furnace_E9 | Industrial | Industrial - Firm | New | Space Heating | Natural Gas | Furnace | E9 |  | 0% | 0% | 0% | 0 | 0 | 0 | 0 | 0 | 0 | 0 | 0 | 0% | 0 | 0 | 0% | Normal | 0% | 0 | 0 | 0 | [18 empty] | Industrial_Industrial - Firm_New_Space Heating_Furnace_
Industrial_Industrial - Firm_New_Space Heating_Natural Gas_Furnace_E10 | Industrial | Industrial - Firm | New | Space Heating | Natural Gas | Furnace | E10 |  | 0% | 0% | 0% | 0 | 0 | 0 | 0 | 0 | 0 | 0 | 0 | 0% | 0 | 0 | 0% | Normal | 0% | 0 | 0 | 0 | [18 empty] | Industrial_Industrial - Firm_New_Space Heating_Furnace_
Industrial_Industrial - Firm_New_Space Heating_Natural Gas_Boiler_E1 | Industrial | Industrial - Firm | New | Space Heating | Natural Gas | Boiler | E1 | AFUE 80% (Standard) | 100% | 0% | 0% | 175.3675 | 97.1916 | 19.0157 | 0 | 20 | 30 | 2019 | 2051 | 100% | 0 | 0 | 0% | Normal | 0% | 513.8698 | 0 | 0 | 800 kBtu/hr | 100000 | 0 | 0.014465 | 44.4075 | 11945.7187 | 6620.5188 | 1295.3189 | 2018 | 1.0149 |  | EIA 2018 Tech Forecast | EIA 2018 Tech Forecast | GBLR-Heating-EIA14-2014 Ref. Case-2 |  | 800 | kBtu/hr | 11.5717 | Industrial_Industrial - Firm_New_Space Heating_Boiler_AFUE 80% (Standard)
Industrial_Industrial - Firm_New_Space Heating_Natural Gas_Boiler_E2 | Industrial | Industrial - Firm | New | Space Heating | Natural Gas | Boiler | E2 | AFUE 85% | 94.12% | 0% | 0% | 239.8097 | 103.002 | 19.0157 | 0 | 20 | 30 | 2019 | 2051 | 100% | 0 | 0 | 0% | Normal | 0% | 483.6476 | 0 | 0 | 800 kBtu/hr | 100000 | 0 | 0.014465 | 41.7958 | 16335.4105 | 7016.3107 | 1295.3189 | 2018 | 1.0149 |  | EIA 2018 Tech Forecast | EIA 2018 Tech Forecast | GBLR-Heating-EIA14-2014 Ref. Case-5 |  | 800 | kBtu/hr | 11.5717 | Industrial_Industrial - Firm_New_Space Heating_Boiler_AFUE 85%
Industrial_Industrial - Firm_New_Space Heating_Natural Gas_Boiler_E3 | Industrial | Industrial - Firm | New | Space Heating | Natural Gas | Boiler | E3 | AFUE 97% | 82.48% | 0% | 0% | 388.1582 | 95.7457 | 19.0157 | 0 | 20 | 30 | 2019 | 2051 | 100% | 0 | 0 | 0% | Normal | 0% | 423.8481 | 0 | 0 | 800 kBtu/hr | 100000 | 0 | 0.014465 | 36.628 | 26440.6423 | 6522.0251 | 1295.3189 | 2018 | 1.0149 |  | EIA 2018 Tech Forecast | EIA 2018 Tech Forecast | GBLR-Heating-EIA14-2014 Ref. Case-6 |  | 800 | kBtu/hr | 11.5717 | Industrial_Industrial - Firm_New_Space Heating_Boiler_AFUE 97%
Industrial_Industrial - Firm_New_Space Heating_Natural Gas_Boiler_E4 | Industrial | Industrial - Firm | New | Space Heating | Natural Gas | Boiler | E4 | Convert to NG Air Source Heat Pump | 57.14% | 0% | 0% | 1882738.7513 | 0 | 35372.6674 | 0 | 10 | 20 | 2019 | 2051 | 100% | 0 | 0 | 0% | Normal | 0% | 293.6399 | 0 | 0 | 1 kBtu/hr | 100000 | 0 | 11.5717 | 25.3757 | 158316.7533 | 0 | 2974.436 | 2017 | 1.0277 |  | AEO 2021 - gas_eng-driven_RTHP-heat 2017 typical | AEO 2021 - gas_eng-driven_RTHP-heat 2017 typical | HP_GAS-Heating-AEO17-1 |  | 1 | kBtu/hr | 11.5717 | Industrial_Industrial - Firm_New_Space Heating_Boiler_Convert to NG Air Source Heat Pump
Industrial_Industrial - Firm_New_Space Heating_Natural Gas_Boiler_E5 | Industrial | Industrial - Firm | New | Space Heating | Natural Gas | Boiler | E5 |  | 0% | 0% | 0% | 0 | 0 | 0 | 0 | 0 | 0 | 0 | 0 | 0% | 0 | 0 | 0% | Normal | 0% | 0 | 0 | 0 | [18 empty] | Industrial_Industrial - Firm_New_Space Heating_Boiler_
Industrial_Industrial - Firm_New_Space Heating_Natural Gas_Boiler_E6 | Industrial | Industrial - Firm | New | Space Heating | Natural Gas | Boiler | E6 |  | 0% | 0% | 0% | 0 | 0 | 0 | 0 | 0 | 0 | 0 | 0 | 0% | 0 | 0 | 0% | Normal | 0% | 0 | 0 | 0 | [18 empty] | Industrial_Industrial - Firm_New_Space Heating_Boiler_
Industrial_Industrial - Firm_New_Space Heating_Natural Gas_Boiler_E7 | Industrial | Industrial - Firm | New | Space Heating | Natural Gas | Boiler | E7 |  | 0% | 0% | 0% | 0 | 0 | 0 | 0 | 0 | 0 | 0 | 0 | 0% | 0 | 0 | 0% | Normal | 0% | 0 | 0 | 0 | [18 empty] | Industrial_Industrial - Firm_New_Space Heating_Boiler_
Industrial_Industrial - Firm_New_Space Heating_Natural Gas_Boiler_E8 | Industrial | Industrial - Firm | New | Space Heating | Natural Gas | Boiler | E8 |  | 0% | 0% | 0% | 0 | 0 | 0 | 0 | 0 | 0 | 0 | 0 | 0% | 0 | 0 | 0% | Normal | 0% | 0 | 0 | 0 | [18 empty] | Industrial_Industrial - Firm_New_Space Heating_Boiler_
Industrial_Industrial - Firm_New_Space Heating_Natural Gas_Boiler_E9 | Industrial | Industrial - Firm | New | Space Heating | Natural Gas | Boiler | E9 |  | 0% | 0% | 0% | 0 | 0 | 0 | 0 | 0 | 0 | 0 | 0 | 0% | 0 | 0 | 0% | Normal | 0% | 0 | 0 | 0 | [18 empty] | Industrial_Industrial - Firm_New_Space Heating_Boiler_
Industrial_Industrial - Firm_New_Space Heating_Natural Gas_Boiler_E10 | Industrial | Industrial - Firm | New | Space Heating | Natural Gas | Boiler | E10 |  | 0% | 0% | 0% | 0 | 0 | 0 | 0 | 0 | 0 | 0 | 0 | 0% | 0 | 0 | 0% | Normal | 0% | 0 | 0 | 0 | [18 empty] | Industrial_Industrial - Firm_New_Space Heating_Boiler_
Industrial_Industrial - Firm_New_Space Heating_Natural Gas_Unit Heater_E1 | Industrial | Industrial - Firm | New | Space Heating | Natural Gas | Unit Heater | E1 | Standard | 100% | 0% | 0% | 400.0705 | 0 | 0 | 0 | 10 | 14 | 2019 | 2051 | 100% | 0 | 0 | 0% | Normal | 0% | 540.952 | 0 | 0 | 125 kBtu/Hr | 100000 | 0 | 0.0018585 | 2328.572 | 1753.7127 | 0 | 0 | 2020 | 0.98199 |  | IL TRM - 4.4.12 - CI-HVC-IRHT-V02-210101 | AEG Market Characterization | IL TRM - 4.4.12 - CI-HVC-IRHT-V02-210101 w/ CNGC Sizing |  | 125 | kBtu/Hr | 0.23231 | Industrial_Industrial - Firm_New_Space Heating_Unit Heater_Standard
Industrial_Industrial - Firm_New_Space Heating_Natural Gas_Unit Heater_E2 | Industrial | Industrial - Firm | New | Space Heating | Natural Gas | Unit Heater | E2 | Condensing | 95.24% | 0% | 0% | 877.4145 | 0 | 0 | 0 | 10 | 14 | 2019 | 2051 | 100% | 0 | 0 | 0% | Normal | 0% | 515.2042 | 0 | 0 | 125 kBtu/Hr | 100000 | 0 | 0.0018585 | 2217.7386 | 3846.1538 | 0 | 0 | 2020 | 0.98199 |  | IL TRM - 4.4.5 - CI-HVC-CUHT-V01-190101 | AEG Market Characterization | IL TRM - 4.4.5 - CI-HVC-CUHT-V01-190101 w/ CNGC Sizing |  | 125 | kBtu/Hr | 0.23231 | Industrial_Industrial - Firm_New_Space Heating_Unit Heater_Condensing
Industrial_Industrial - Firm_New_Space Heating_Natural Gas_Unit Heater_E3 | Industrial | Industrial - Firm | New | Space Heating | Natural Gas | Unit Heater | E3 | Infrared Radiant | 85% | 0% | 0% | 558.16 | 0 | 0 | 0 | 11 | 19 | 2019 | 2051 | 100% | 0 | 0 | 0% | Normal | 0% | 459.8092 | 0 | 0 | 125 kBtu/Hr | 100000 | 0 | 0.0018585 | 1979.2862 | 2446.6992 | 0 | 0 | 2020 | 0.98199 |  | IL TRM - 4.4.12 - CI-HVC-IRHT-V02-210101 | AEG Market Characterization | IL TRM - 4.4.12 - CI-HVC-IRHT-V02-210101 w/ CNGC Sizing |  | 125 | kBtu/Hr | 0.23231 | Industrial_Industrial - Firm_New_Space Heating_Unit Heater_Infrared Radiant
Industrial_Industrial - Firm_New_Space Heating_Natural Gas_Unit Heater_E4 | Industrial | Industrial - Firm | New | Space Heating | Natural Gas | Unit Heater | E4 |  | 0% | 0% | 0% | 0 | 0 | 0 | 0 | 0 | 0 | 0 | 0 | 0% | 0 | 0 | 0% | Normal | 0% | 0 | 0 | 0 | [18 empty] | Industrial_Industrial - Firm_New_Space Heating_Unit Heater_
Industrial_Industrial - Firm_New_Space Heating_Natural Gas_Unit Heater_E5 | Industrial | Industrial - Firm | New | Space Heating | Natural Gas | Unit Heater | E5 |  | 0% | 0% | 0% | 0 | 0 | 0 | 0 | 0 | 0 | 0 | 0 | 0% | 0 | 0 | 0% | Normal | 0% | 0 | 0 | 0 | [18 empty] | Industrial_Industrial - Firm_New_Space Heating_Unit Heater_
Industrial_Industrial - Firm_New_Space Heating_Natural Gas_Unit Heater_E6 | Industrial | Industrial - Firm | New | Space Heating | Natural Gas | Unit Heater | E6 |  | 0% | 0% | 0% | 0 | 0 | 0 | 0 | 0 | 0 | 0 | 0 | 0% | 0 | 0 | 0% | Normal | 0% | 0 | 0 | 0 | [18 empty] | Industrial_Industrial - Firm_New_Space Heating_Unit Heater_
Industrial_Industrial - Firm_New_Space Heating_Natural Gas_Unit Heater_E7 | Industrial | Industrial - Firm | New | Space Heating | Natural Gas | Unit Heater | E7 |  | 0% | 0% | 0% | 0 | 0 | 0 | 0 | 0 | 0 | 0 | 0 | 0% | 0 | 0 | 0% | Normal | 0% | 0 | 0 | 0 | [18 empty] | Industrial_Industrial - Firm_New_Space Heating_Unit Heater_
Industrial_Industrial - Firm_New_Space Heating_Natural Gas_Unit Heater_E8 | Industrial | Industrial - Firm | New | Space Heating | Natural Gas | Unit Heater | E8 |  | 0% | 0% | 0% | 0 | 0 | 0 | 0 | 0 | 0 | 0 | 0 | 0% | 0 | 0 | 0% | Normal | 0% | 0 | 0 | 0 | [18 empty] | Industrial_Industrial - Firm_New_Space Heating_Unit Heater_
Industrial_Industrial - Firm_New_Space Heating_Natural Gas_Unit Heater_E9 | Industrial | Industrial - Firm | New | Space Heating | Natural Gas | Unit Heater | E9 |  | 0% | 0% | 0% | 0 | 0 | 0 | 0 | 0 | 0 | 0 | 0 | 0% | 0 | 0 | 0% | Normal | 0% | 0 | 0 | 0 | [18 empty] | Industrial_Industrial - Firm_New_Space Heating_Unit Heater_
Industrial_Industrial - Firm_New_Space Heating_Natural Gas_Unit Heater_E10 | Industrial | Industrial - Firm | New | Space Heating | Natural Gas | Unit Heater | E10 |  | 0% | 0% | 0% | 0 | 0 | 0 | 0 | 0 | 0 | 0 | 0 | 0% | 0 | 0 | 0% | Normal | 0% | 0 | 0 | 0 | [18 empty] | Industrial_Industrial - Firm_New_Space Heating_Unit Heater_
Industrial_Industrial - Firm_New_Process_Natural Gas_Process Heating_E1 | Industrial | Industrial - Firm | New | Process | Natural Gas | Process Heating | E1 | Standard | 100% | 0% | 0% | 1.0386 | 0 | 0 | 0 | 2 | 8 | 2019 | 2051 | 100% | 0 | 0 | 0% | Normal | 0% | 1623.2837 | 0 | 0 | 1 unit | 100000 | 0 | 1 | 1 | 1 | 0 | 0 | 2016 | 1.0386 |  | N/A | N/A | N/A |  | 1 | unit | 1 | Industrial_Industrial - Firm_New_Process_Process Heating_Standard
Industrial_Industrial - Firm_New_Process_Natural Gas_Process Heating_E2 | Industrial | Industrial - Firm | New | Process | Natural Gas | Process Heating | E2 |  | 0% | 0% | 0% | 0 | 0 | 0 | 0 | 0 | 0 | 0 | 0 | 0% | 0 | 0 | 0% | Normal | 0% | 0 | 0 | 0 | [18 empty] | Industrial_Industrial - Firm_New_Process_Process Heating_
Industrial_Industrial - Firm_New_Process_Natural Gas_Process Heating_E3 | Industrial | Industrial - Firm | New | Process | Natural Gas | Process Heating | E3 |  | 0% | 0% | 0% | 0 | 0 | 0 | 0 | 0 | 0 | 0 | 0 | 0% | 0 | 0 | 0% | Normal | 0% | 0 | 0 | 0 | [18 empty] | Industrial_Industrial - Firm_New_Process_Process Heating_
Industrial_Industrial - Firm_New_Process_Natural Gas_Process Heating_E4 | Industrial | Industrial - Firm | New | Process | Natural Gas | Process Heating | E4 |  | 0% | 0% | 0% | 0 | 0 | 0 | 0 | 0 | 0 | 0 | 0 | 0% | 0 | 0 | 0% | Normal | 0% | 0 | 0 | 0 | [18 empty] | Industrial_Industrial - Firm_New_Process_Process Heating_
Industrial_Industrial - Firm_New_Process_Natural Gas_Process Heating_E5 | Industrial | Industrial - Firm | New | Process | Natural Gas | Process Heating | E5 |  | 0% | 0% | 0% | 0 | 0 | 0 | 0 | 0 | 0 | 0 | 0 | 0% | 0 | 0 | 0% | Normal | 0% | 0 | 0 | 0 | [18 empty] | Industrial_Industrial - Firm_New_Process_Process Heating_
Industrial_Industrial - Firm_New_Process_Natural Gas_Process Heating_E6 | Industrial | Industrial - Firm | New | Process | Natural Gas | Process Heating | E6 |  | 0% | 0% | 0% | 0 | 0 | 0 | 0 | 0 | 0 | 0 | 0 | 0% | 0 | 0 | 0% | Normal | 0% | 0 | 0 | 0 | [18 empty] | Industrial_Industrial - Firm_New_Process_Process Heating_
Industrial_Industrial - Firm_New_Process_Natural Gas_Process Heating_E7 | Industrial | Industrial - Firm | New | Process | Natural Gas | Process Heating | E7 |  | 0% | 0% | 0% | 0 | 0 | 0 | 0 | 0 | 0 | 0 | 0 | 0% | 0 | 0 | 0% | Normal | 0% | 0 | 0 | 0 | [18 empty] | Industrial_Industrial - Firm_New_Process_Process Heating_
Industrial_Industrial - Firm_New_Process_Natural Gas_Process Heating_E8 | Industrial | Industrial - Firm | New | Process | Natural Gas | Process Heating | E8 |  | 0% | 0% | 0% | 0 | 0 | 0 | 0 | 0 | 0 | 0 | 0 | 0% | 0 | 0 | 0% | Normal | 0% | 0 | 0 | 0 | [18 empty] | Industrial_Industrial - Firm_New_Process_Process Heating_
Industrial_Industrial - Firm_New_Process_Natural Gas_Process Heating_E9 | Industrial | Industrial - Firm | New | Process | Natural Gas | Process Heating | E9 |  | 0% | 0% | 0% | 0 | 0 | 0 | 0 | 0 | 0 | 0 | 0 | 0% | 0 | 0 | 0% | Normal | 0% | 0 | 0 | 0 | [18 empty] | Industrial_Industrial - Firm_New_Process_Process Heating_
Industrial_Industrial - Firm_New_Process_Natural Gas_Process Heating_E10 | Industrial | Industrial - Firm | New | Process | Natural Gas | Process Heating | E10 |  | 0% | 0% | 0% | 0 | 0 | 0 | 0 | 0 | 0 | 0 | 0 | 0% | 0 | 0 | 0% | Normal | 0% | 0 | 0 | 0 | [18 empty] | Industrial_Industrial - Firm_New_Process_Process Heating_
Industrial_Industrial - Firm_New_Process_Natural Gas_Process Boiler_E1 | Industrial | Industrial - Firm | New | Process | Natural Gas | Process Boiler | E1 | EF .80 | 100% | 0% | 0% | 16847.602 | 4288.0192 | 1826.8484 | 0 | 20 | 30 | 2019 | 2051 | 100% | 0 | 0 | 0% | Normal | 0% | 1734.2658 | 0 | 0 | 1 unit | 100000 | 0 | 1 | 50457.6 | 16600 | 4225 | 1800 | 2018 | 1.0149 |  | EIA 2018 Tech Forecast | EIA 2018 Tech Forecast | IL TRM - 4.4.10 - CI-HVC-BOIL-V08-210101 |  | 1 | unit | 1 | Industrial_Industrial - Firm_New_Process_Process Boiler_EF .80
Industrial_Industrial - Firm_New_Process_Natural Gas_Process Boiler_E2 | Industrial | Industrial - Firm | New | Process | Natural Gas | Process Boiler | E2 |  | 0% | 0% | 0% | 0 | 0 | 0 | 0 | 0 | 0 | 0 | 0 | 0% | 0 | 0 | 0% | Normal | 0% | 0 | 0 | 0 | [18 empty] | Industrial_Industrial - Firm_New_Process_Process Boiler_
Industrial_Industrial - Firm_New_Process_Natural Gas_Process Boiler_E3 | Industrial | Industrial - Firm | New | Process | Natural Gas | Process Boiler | E3 |  | 0% | 0% | 0% | 0 | 0 | 0 | 0 | 0 | 0 | 0 | 0 | 0% | 0 | 0 | 0% | Normal | 0% | 0 | 0 | 0 | [18 empty] | Industrial_Industrial - Firm_New_Process_Process Boiler_
Industrial_Industrial - Firm_New_Process_Natural Gas_Process Boiler_E4 | Industrial | Industrial - Firm | New | Process | Natural Gas | Process Boiler | E4 |  | 0% | 0% | 0% | 0 | 0 | 0 | 0 | 0 | 0 | 0 | 0 | 0% | 0 | 0 | 0% | Normal | 0% | 0 | 0 | 0 | [18 empty] | Industrial_Industrial - Firm_New_Process_Process Boiler_
Industrial_Industrial - Firm_New_Process_Natural Gas_Process Boiler_E5 | Industrial | Industrial - Firm | New | Process | Natural Gas | Process Boiler | E5 |  | 0% | 0% | 0% | 0 | 0 | 0 | 0 | 0 | 0 | 0 | 0 | 0% | 0 | 0 | 0% | Normal | 0% | 0 | 0 | 0 | [18 empty] | Industrial_Industrial - Firm_New_Process_Process Boiler_
Industrial_Industrial - Firm_New_Process_Natural Gas_Process Boiler_E6 | Industrial | Industrial - Firm | New | Process | Natural Gas | Process Boiler | E6 |  | 0% | 0% | 0% | 0 | 0 | 0 | 0 | 0 | 0 | 0 | 0 | 0% | 0 | 0 | 0% | Normal | 0% | 0 | 0 | 0 | [18 empty] | Industrial_Industrial - Firm_New_Process_Process Boiler_
Industrial_Industrial - Firm_New_Process_Natural Gas_Process Boiler_E7 | Industrial | Industrial - Firm | New | Process | Natural Gas | Process Boiler | E7 |  | 0% | 0% | 0% | 0 | 0 | 0 | 0 | 0 | 0 | 0 | 0 | 0% | 0 | 0 | 0% | Normal | 0% | 0 | 0 | 0 | [18 empty] | Industrial_Industrial - Firm_New_Process_Process Boiler_
Industrial_Industrial - Firm_New_Process_Natural Gas_Process Boiler_E8 | Industrial | Industrial - Firm | New | Process | Natural Gas | Process Boiler | E8 |  | 0% | 0% | 0% | 0 | 0 | 0 | 0 | 0 | 0 | 0 | 0 | 0% | 0 | 0 | 0% | Normal | 0% | 0 | 0 | 0 | [18 empty] | Industrial_Industrial - Firm_New_Process_Process Boiler_
Industrial_Industrial - Firm_New_Process_Natural Gas_Process Boiler_E9 | Industrial | Industrial - Firm | New | Process | Natural Gas | Process Boiler | E9 |  | 0% | 0% | 0% | 0 | 0 | 0 | 0 | 0 | 0 | 0 | 0 | 0% | 0 | 0 | 0% | Normal | 0% | 0 | 0 | 0 | [18 empty] | Industrial_Industrial - Firm_New_Process_Process Boiler_
Industrial_Industrial - Firm_New_Process_Natural Gas_Process Boiler_E10 | Industrial | Industrial - Firm | New | Process | Natural Gas | Process Boiler | E10 |  | 0% | 0% | 0% | 0 | 0 | 0 | 0 | 0 | 0 | 0 | 0 | 0% | 0 | 0 | 0% | Normal | 0% | 0 | 0 | 0 | [18 empty] | Industrial_Industrial - Firm_New_Process_Process Boiler_
Industrial_Industrial - Firm_New_Process_Natural Gas_Process Cooling_E1 | Industrial | Industrial - Firm | New | Process | Natural Gas | Process Cooling | E1 | Standard | 100% | 0% | 0% | 1.0386 | 0 | 0 | 0 | 2 | 8 | 2019 | 2051 | 100% | 0 | 0 | 0% | Normal | 0% | 12.2187 | 0 | 0 | 1 unit | 100000 | 0 | 1 | 1 | 1 | 0 | 0 | 2016 | 1.0386 |  | N/A | N/A | N/A |  | 1 | unit | 1 | Industrial_Industrial - Firm_New_Process_Process Cooling_Standard
Industrial_Industrial - Firm_New_Process_Natural Gas_Process Cooling_E2 | Industrial | Industrial - Firm | New | Process | Natural Gas | Process Cooling | E2 |  | 0% | 0% | 0% | 0 | 0 | 0 | 0 | 0 | 0 | 0 | 0 | 0% | 0 | 0 | 0% | Normal | 0% | 0 | 0 | 0 | [18 empty] | Industrial_Industrial - Firm_New_Process_Process Cooling_
Industrial_Industrial - Firm_New_Process_Natural Gas_Process Cooling_E3 | Industrial | Industrial - Firm | New | Process | Natural Gas | Process Cooling | E3 |  | 0% | 0% | 0% | 0 | 0 | 0 | 0 | 0 | 0 | 0 | 0 | 0% | 0 | 0 | 0% | Normal | 0% | 0 | 0 | 0 | [18 empty] | Industrial_Industrial - Firm_New_Process_Process Cooling_
Industrial_Industrial - Firm_New_Process_Natural Gas_Process Cooling_E4 | Industrial | Industrial - Firm | New | Process | Natural Gas | Process Cooling | E4 |  | 0% | 0% | 0% | 0 | 0 | 0 | 0 | 0 | 0 | 0 | 0 | 0% | 0 | 0 | 0% | Normal | 0% | 0 | 0 | 0 | [18 empty] | Industrial_Industrial - Firm_New_Process_Process Cooling_
Industrial_Industrial - Firm_New_Process_Natural Gas_Process Cooling_E5 | Industrial | Industrial - Firm | New | Process | Natural Gas | Process Cooling | E5 |  | 0% | 0% | 0% | 0 | 0 | 0 | 0 | 0 | 0 | 0 | 0 | 0% | 0 | 0 | 0% | Normal | 0% | 0 | 0 | 0 | [18 empty] | Industrial_Industrial - Firm_New_Process_Process Cooling_
Industrial_Industrial - Firm_New_Process_Natural Gas_Process Cooling_E6 | Industrial | Industrial - Firm | New | Process | Natural Gas | Process Cooling | E6 |  | 0% | 0% | 0% | 0 | 0 | 0 | 0 | 0 | 0 | 0 | 0 | 0% | 0 | 0 | 0% | Normal | 0% | 0 | 0 | 0 | [18 empty] | Industrial_Industrial - Firm_New_Process_Process Cooling_
Industrial_Industrial - Firm_New_Process_Natural Gas_Process Cooling_E7 | Industrial | Industrial - Firm | New | Process | Natural Gas | Process Cooling | E7 |  | 0% | 0% | 0% | 0 | 0 | 0 | 0 | 0 | 0 | 0 | 0 | 0% | 0 | 0 | 0% | Normal | 0% | 0 | 0 | 0 | [18 empty] | Industrial_Industrial - Firm_New_Process_Process Cooling_
Industrial_Industrial - Firm_New_Process_Natural Gas_Process Cooling_E8 | Industrial | Industrial - Firm | New | Process | Natural Gas | Process Cooling | E8 |  | 0% | 0% | 0% | 0 | 0 | 0 | 0 | 0 | 0 | 0 | 0 | 0% | 0 | 0 | 0% | Normal | 0% | 0 | 0 | 0 | [18 empty] | Industrial_Industrial - Firm_New_Process_Process Cooling_
Industrial_Industrial - Firm_New_Process_Natural Gas_Process Cooling_E9 | Industrial | Industrial - Firm | New | Process | Natural Gas | Process Cooling | E9 |  | 0% | 0% | 0% | 0 | 0 | 0 | 0 | 0 | 0 | 0 | 0 | 0% | 0 | 0 | 0% | Normal | 0% | 0 | 0 | 0 | [18 empty] | Industrial_Industrial - Firm_New_Process_Process Cooling_
Industrial_Industrial - Firm_New_Process_Natural Gas_Process Cooling_E10 | Industrial | Industrial - Firm | New | Process | Natural Gas | Process Cooling | E10 |  | 0% | 0% | 0% | 0 | 0 | 0 | 0 | 0 | 0 | 0 | 0 | 0% | 0 | 0 | 0% | Normal | 0% | 0 | 0 | 0 | [18 empty] | Industrial_Industrial - Firm_New_Process_Process Cooling_
Industrial_Industrial - Firm_New_Process_Natural Gas_Other Process_E1 | Industrial | Industrial - Firm | New | Process | Natural Gas | Other Process | E1 | Standard | 100% | 0% | 0% | 1.0386 | 0 | 0 | 0 | 2 | 8 | 2019 | 2051 | 100% | 0 | 0 | 0% | Normal | 0% | 69.242 | 0 | 0 | 1 unit | 100000 | 0 | 1 | 1 | 1 | 0 | 0 | 2016 | 1.0386 |  | N/A | N/A | N/A |  | 1 | unit | 1 | Industrial_Industrial - Firm_New_Process_Other Process_Standard
Industrial_Industrial - Firm_New_Process_Natural Gas_Other Process_E2 | Industrial | Industrial - Firm | New | Process | Natural Gas | Other Process | E2 |  | 0% | 0% | 0% | 0 | 0 | 0 | 0 | 0 | 0 | 0 | 0 | 0% | 0 | 0 | 0% | Normal | 0% | 0 | 0 | 0 | [18 empty] | Industrial_Industrial - Firm_New_Process_Other Process_
Industrial_Industrial - Firm_New_Process_Natural Gas_Other Process_E3 | Industrial | Industrial - Firm | New | Process | Natural Gas | Other Process | E3 |  | 0% | 0% | 0% | 0 | 0 | 0 | 0 | 0 | 0 | 0 | 0 | 0% | 0 | 0 | 0% | Normal | 0% | 0 | 0 | 0 | [18 empty] | Industrial_Industrial - Firm_New_Process_Other Process_
Industrial_Industrial - Firm_New_Process_Natural Gas_Other Process_E4 | Industrial | Industrial - Firm | New | Process | Natural Gas | Other Process | E4 |  | 0% | 0% | 0% | 0 | 0 | 0 | 0 | 0 | 0 | 0 | 0 | 0% | 0 | 0 | 0% | Normal | 0% | 0 | 0 | 0 | [18 empty] | Industrial_Industrial - Firm_New_Process_Other Process_
Industrial_Industrial - Firm_New_Process_Natural Gas_Other Process_E5 | Industrial | Industrial - Firm | New | Process | Natural Gas | Other Process | E5 |  | 0% | 0% | 0% | 0 | 0 | 0 | 0 | 0 | 0 | 0 | 0 | 0% | 0 | 0 | 0% | Normal | 0% | 0 | 0 | 0 | [18 empty] | Industrial_Industrial - Firm_New_Process_Other Process_
Industrial_Industrial - Firm_New_Process_Natural Gas_Other Process_E6 | Industrial | Industrial - Firm | New | Process | Natural Gas | Other Process | E6 |  | 0% | 0% | 0% | 0 | 0 | 0 | 0 | 0 | 0 | 0 | 0 | 0% | 0 | 0 | 0% | Normal | 0% | 0 | 0 | 0 | [18 empty] | Industrial_Industrial - Firm_New_Process_Other Process_
Industrial_Industrial - Firm_New_Process_Natural Gas_Other Process_E7 | Industrial | Industrial - Firm | New | Process | Natural Gas | Other Process | E7 |  | 0% | 0% | 0% | 0 | 0 | 0 | 0 | 0 | 0 | 0 | 0 | 0% | 0 | 0 | 0% | Normal | 0% | 0 | 0 | 0 | [18 empty] | Industrial_Industrial - Firm_New_Process_Other Process_
Industrial_Industrial - Firm_New_Process_Natural Gas_Other Process_E8 | Industrial | Industrial - Firm | New | Process | Natural Gas | Other Process | E8 |  | 0% | 0% | 0% | 0 | 0 | 0 | 0 | 0 | 0 | 0 | 0 | 0% | 0 | 0 | 0% | Normal | 0% | 0 | 0 | 0 | [18 empty] | Industrial_Industrial - Firm_New_Process_Other Process_
Industrial_Industrial - Firm_New_Process_Natural Gas_Other Process_E9 | Industrial | Industrial - Firm | New | Process | Natural Gas | Other Process | E9 |  | 0% | 0% | 0% | 0 | 0 | 0 | 0 | 0 | 0 | 0 | 0 | 0% | 0 | 0 | 0% | Normal | 0% | 0 | 0 | 0 | [18 empty] | Industrial_Industrial - Firm_New_Process_Other Process_
Industrial_Industrial - Firm_New_Process_Natural Gas_Other Process_E10 | Industrial | Industrial - Firm | New | Process | Natural Gas | Other Process | E10 |  | 0% | 0% | 0% | 0 | 0 | 0 | 0 | 0 | 0 | 0 | 0 | 0% | 0 | 0 | 0% | Normal | 0% | 0 | 0 | 0 | [18 empty] | Industrial_Industrial - Firm_New_Process_Other Process_
Industrial_Industrial - Firm_New_Miscellaneous_Natural Gas_Miscellaneous_E1 | Industrial | Industrial - Firm | New | Miscellaneous | Natural Gas | Miscellaneous | E1 | Standard | 100% | 0% | 0% | 1.0386 | 0 | 0 | 0 | 2 | 8 | 2019 | 2051 | 100% | 0 | 0 | 0% | Normal | 0% | 233.0931 | 0 | 0 | 1 unit | 100000 | 0 | 1 | 1 | 1 | 0 | 0 | 2016 | 1.0386 |  | N/A | N/A | N/A |  | 1 | unit | 1 | Industrial_Industrial - Firm_New_Miscellaneous_Miscellaneous_Standard
Industrial_Industrial - Firm_New_Miscellaneous_Natural Gas_Miscellaneous_E2 | Industrial | Industrial - Firm | New | Miscellaneous | Natural Gas | Miscellaneous | E2 |  | 0% | 0% | 0% | 0 | 0 | 0 | 0 | 0 | 0 | 0 | 0 | 0% | 0 | 0 | 0% | Normal | 0% | 0 | 0 | 0 | [18 empty] | Industrial_Industrial - Firm_New_Miscellaneous_Miscellaneous_
Industrial_Industrial - Firm_New_Miscellaneous_Natural Gas_Miscellaneous_E3 | Industrial | Industrial - Firm | New | Miscellaneous | Natural Gas | Miscellaneous | E3 |  | 0% | 0% | 0% | 0 | 0 | 0 | 0 | 0 | 0 | 0 | 0 | 0% | 0 | 0 | 0% | Normal | 0% | 0 | 0 | 0 | [18 empty] | Industrial_Industrial - Firm_New_Miscellaneous_Miscellaneous_
Industrial_Industrial - Firm_New_Miscellaneous_Natural Gas_Miscellaneous_E4 | Industrial | Industrial - Firm | New | Miscellaneous | Natural Gas | Miscellaneous | E4 |  | 0% | 0% | 0% | 0 | 0 | 0 | 0 | 0 | 0 | 0 | 0 | 0% | 0 | 0 | 0% | Normal | 0% | 0 | 0 | 0 | [18 empty] | Industrial_Industrial - Firm_New_Miscellaneous_Miscellaneous_
Industrial_Industrial - Firm_New_Miscellaneous_Natural Gas_Miscellaneous_E5 | Industrial | Industrial - Firm | New | Miscellaneous | Natural Gas | Miscellaneous | E5 |  | 0% | 0% | 0% | 0 | 0 | 0 | 0 | 0 | 0 | 0 | 0 | 0% | 0 | 0 | 0% | Normal | 0% | 0 | 0 | 0 | [18 empty] | Industrial_Industrial - Firm_New_Miscellaneous_Miscellaneous_
Industrial_Industrial - Firm_New_Miscellaneous_Natural Gas_Miscellaneous_E6 | Industrial | Industrial - Firm | New | Miscellaneous | Natural Gas | Miscellaneous | E6 |  | 0% | 0% | 0% | 0 | 0 | 0 | 0 | 0 | 0 | 0 | 0 | 0% | 0 | 0 | 0% | Normal | 0% | 0 | 0 | 0 | [18 empty] | Industrial_Industrial - Firm_New_Miscellaneous_Miscellaneous_
Industrial_Industrial - Firm_New_Miscellaneous_Natural Gas_Miscellaneous_E7 | Industrial | Industrial - Firm | New | Miscellaneous | Natural Gas | Miscellaneous | E7 |  | 0% | 0% | 0% | 0 | 0 | 0 | 0 | 0 | 0 | 0 | 0 | 0% | 0 | 0 | 0% | Normal | 0% | 0 | 0 | 0 | [18 empty] | Industrial_Industrial - Firm_New_Miscellaneous_Miscellaneous_
Industrial_Industrial - Firm_New_Miscellaneous_Natural Gas_Miscellaneous_E8 | Industrial | Industrial - Firm | New | Miscellaneous | Natural Gas | Miscellaneous | E8 |  | 0% | 0% | 0% | 0 | 0 | 0 | 0 | 0 | 0 | 0 | 0 | 0% | 0 | 0 | 0% | Normal | 0% | 0 | 0 | 0 | [18 empty] | Industrial_Industrial - Firm_New_Miscellaneous_Miscellaneous_
Industrial_Industrial - Firm_New_Miscellaneous_Natural Gas_Miscellaneous_E9 | Industrial | Industrial - Firm | New | Miscellaneous | Natural Gas | Miscellaneous | E9 |  | 0% | 0% | 0% | 0 | 0 | 0 | 0 | 0 | 0 | 0 | 0 | 0% | 0 | 0 | 0% | Normal | 0% | 0 | 0 | 0 | [18 empty] | Industrial_Industrial - Firm_New_Miscellaneous_Miscellaneous_
Industrial_Industrial - Firm_New_Miscellaneous_Natural Gas_Miscellaneous_E10 | Industrial | Industrial - Firm | New | Miscellaneous | Natural Gas | Miscellaneous | E10 |  | 0% | 0% | 0% | 0 | 0 | 0 | 0 | 0 | 0 | 0 | 0 | 0% | 0 | 0 | 0% | Normal | 0% | 0 | 0 | 0 | [18 empty] | Industrial_Industrial - Firm_New_Miscellaneous_Miscellaneous_
Industrial_Industrial - Int_Existing_Space Heating_Natural Gas_Furnace_E1 | Industrial | Industrial - Int | Existing | Space Heating | Natural Gas | Furnace | E1 | AFUE 80% (Standard) | 100% | 0% | 0% | 4.5413 | 4.7575 | 0.73525 | 0 | 17 | 29 | 2019 | 2051 | 100% | 0 | 0 | 0% | Normal | 0% | 36.8988 | 0 | 0 | 400 kBtu/hr | 100000 | 0 | 0.0042615 | 21.6468 | 1050 | 1100 | 170 | 2018 | 1.0149 |  | EIA 2018 Tech Forecast | EIA 2018 Tech Forecast | AEG BEST |  | 400 | kBtu/hr | 1.7046 | Industrial_Industrial - Int_Existing_Space Heating_Furnace_AFUE 80% (Standard)
Industrial_Industrial - Int_Existing_Space Heating_Natural Gas_Furnace_E2 | Industrial | Industrial - Int | Existing | Space Heating | Natural Gas | Furnace | E2 | AFUE 90% | 88.89% | 0% | 0% | 7.5688 | 5.6225 | 0.75688 | 0 | 17 | 29 | 2019 | 2051 | 100% | 0 | 0 | 0% | Normal | 0% | 32.8001 | 0 | 0 | 400 kBtu/hr | 100000 | 0 | 0.0042615 | 19.2423 | 1750 | 1300 | 175 | 2018 | 1.0149 |  | EIA 2018 Tech Forecast | EIA 2018 Tech Forecast | AEG BEST |  | 400 | kBtu/hr | 1.7046 | Industrial_Industrial - Int_Existing_Space Heating_Furnace_AFUE 90%
Industrial_Industrial - Int_Existing_Space Heating_Natural Gas_Furnace_E3 | Industrial | Industrial - Int | Existing | Space Heating | Natural Gas | Furnace | E3 | AFUE 96% | 83.33% | 0% | 0% | 10.5963 | 6.4875 | 0.7785 | 0 | 17 | 29 | 2019 | 2051 | 100% | 0 | 0 | 0% | Normal | 0% | 30.7472 | 0 | 0 | 400 kBtu/hr | 100000 | 0 | 0.0042615 | 18.038 | 2450 | 1500 | 180 | 2018 | 1.0149 |  | EIA 2018 Tech Forecast | EIA 2018 Tech Forecast | AEG BEST |  | 400 | kBtu/hr | 1.7046 | Industrial_Industrial - Int_Existing_Space Heating_Furnace_AFUE 96%
Industrial_Industrial - Int_Existing_Space Heating_Natural Gas_Furnace_E4 | Industrial | Industrial - Int | Existing | Space Heating | Natural Gas | Furnace | E4 |  | 0% | 0% | 0% | 0 | 0 | 0 | 0 | 0 | 0 | 0 | 0 | 0% | 0 | 0 | 0% | Normal | 0% | 0 | 0 | 0 | [18 empty] | Industrial_Industrial - Int_Existing_Space Heating_Furnace_
Industrial_Industrial - Int_Existing_Space Heating_Natural Gas_Furnace_E5 | Industrial | Industrial - Int | Existing | Space Heating | Natural Gas | Furnace | E5 |  | 0% | 0% | 0% | 0 | 0 | 0 | 0 | 0 | 0 | 0 | 0 | 0% | 0 | 0 | 0% | Normal | 0% | 0 | 0 | 0 | [18 empty] | Industrial_Industrial - Int_Existing_Space Heating_Furnace_
Industrial_Industrial - Int_Existing_Space Heating_Natural Gas_Furnace_E6 | Industrial | Industrial - Int | Existing | Space Heating | Natural Gas | Furnace | E6 |  | 0% | 0% | 0% | 0 | 0 | 0 | 0 | 0 | 0 | 0 | 0 | 0% | 0 | 0 | 0% | Normal | 0% | 0 | 0 | 0 | [18 empty] | Industrial_Industrial - Int_Existing_Space Heating_Furnace_
Industrial_Industrial - Int_Existing_Space Heating_Natural Gas_Furnace_E7 | Industrial | Industrial - Int | Existing | Space Heating | Natural Gas | Furnace | E7 |  | 0% | 0% | 0% | 0 | 0 | 0 | 0 | 0 | 0 | 0 | 0 | 0% | 0 | 0 | 0% | Normal | 0% | 0 | 0 | 0 | [18 empty] | Industrial_Industrial - Int_Existing_Space Heating_Furnace_
Industrial_Industrial - Int_Existing_Space Heating_Natural Gas_Furnace_E8 | Industrial | Industrial - Int | Existing | Space Heating | Natural Gas | Furnace | E8 |  | 0% | 0% | 0% | 0 | 0 | 0 | 0 | 0 | 0 | 0 | 0 | 0% | 0 | 0 | 0% | Normal | 0% | 0 | 0 | 0 | [18 empty] | Industrial_Industrial - Int_Existing_Space Heating_Furnace_
Industrial_Industrial - Int_Existing_Space Heating_Natural Gas_Furnace_E9 | Industrial | Industrial - Int | Existing | Space Heating | Natural Gas | Furnace | E9 |  | 0% | 0% | 0% | 0 | 0 | 0 | 0 | 0 | 0 | 0 | 0 | 0% | 0 | 0 | 0% | Normal | 0% | 0 | 0 | 0 | [18 empty] | Industrial_Industrial - Int_Existing_Space Heating_Furnace_
Industrial_Industrial - Int_Existing_Space Heating_Natural Gas_Furnace_E10 | Industrial | Industrial - Int | Existing | Space Heating | Natural Gas | Furnace | E10 |  | 0% | 0% | 0% | 0 | 0 | 0 | 0 | 0 | 0 | 0 | 0 | 0% | 0 | 0 | 0% | Normal | 0% | 0 | 0 | 0 | [18 empty] | Industrial_Industrial - Int_Existing_Space Heating_Furnace_
Industrial_Industrial - Int_Existing_Space Heating_Natural Gas_Boiler_E1 | Industrial | Industrial - Int | Existing | Space Heating | Natural Gas | Boiler | E1 | AFUE 80% (Standard) | 100% | 0% | 0% | 13.671 | 7.5767 | 1.4824 | 0 | 20 | 30 | 2019 | 2051 | 100% | 0 | 0 | 0% | Normal | 0% | 40.0632 | 0 | 0 | 800 kBtu/hr | 100000 | 0 | 0.0011276 | 44.4118 | 11945.7187 | 6620.5188 | 1295.3189 | 2018 | 1.0149 |  | EIA 2018 Tech Forecast | EIA 2018 Tech Forecast | GBLR-Heating-EIA14-2014 Ref. Case-2 |  | 800 | kBtu/hr | 0.90208 | Industrial_Industrial - Int_Existing_Space Heating_Boiler_AFUE 80% (Standard)
Industrial_Industrial - Int_Existing_Space Heating_Natural Gas_Boiler_E2 | Industrial | Industrial - Int | Existing | Space Heating | Natural Gas | Boiler | E2 | AFUE 85% | 94.12% | 0% | 0% | 18.6946 | 8.0296 | 1.4824 | 0 | 20 | 30 | 2019 | 2051 | 100% | 0 | 0 | 0% | Normal | 0% | 37.7057 | 0 | 0 | 800 kBtu/hr | 100000 | 0 | 0.0011276 | 41.7984 | 16335.4105 | 7016.3107 | 1295.3189 | 2018 | 1.0149 |  | EIA 2018 Tech Forecast | EIA 2018 Tech Forecast | GBLR-Heating-EIA14-2014 Ref. Case-5 |  | 800 | kBtu/hr | 0.90208 | Industrial_Industrial - Int_Existing_Space Heating_Boiler_AFUE 85%
Industrial_Industrial - Int_Existing_Space Heating_Natural Gas_Boiler_E3 | Industrial | Industrial - Int | Existing | Space Heating | Natural Gas | Boiler | E3 | AFUE 97% | 82.47% | 0% | 0% | 30.2593 | 7.464 | 1.4824 | 0 | 20 | 30 | 2019 | 2051 | 100% | 0 | 0 | 0% | Normal | 0% | 33.0413 | 0 | 0 | 800 kBtu/hr | 100000 | 0 | 0.0011276 | 36.6277 | 26440.6423 | 6522.0251 | 1295.3189 | 2018 | 1.0149 |  | EIA 2018 Tech Forecast | EIA 2018 Tech Forecast | GBLR-Heating-EIA14-2014 Ref. Case-6 |  | 800 | kBtu/hr | 0.90208 | Industrial_Industrial - Int_Existing_Space Heating_Boiler_AFUE 97%
Industrial_Industrial - Int_Existing_Space Heating_Natural Gas_Boiler_E4 | Industrial | Industrial - Int | Existing | Space Heating | Natural Gas | Boiler | E4 | Convert to NG Air Source Heat Pump | 57.14% | 0% | 0% | 146771.0755 | 0 | 2757.5172 | 0 | 10 | 20 | 2019 | 2051 | 100% | 0 | 0 | 0% | Normal | 0% | 22.8933 | 0 | 0 | 1 kBtu/hr | 100000 | 0 | 0.90208 | 25.3782 | 158316.7533 | 0 | 2974.436 | 2017 | 1.0277 |  | AEO 2021 - gas_eng-driven_RTHP-heat 2017 typical | AEO 2021 - gas_eng-driven_RTHP-heat 2017 typical | HP_GAS-Heating-AEO17-1 |  | 1 | kBtu/hr | 0.90208 | Industrial_Industrial - Int_Existing_Space Heating_Boiler_Convert to NG Air Source Heat Pump
Industrial_Industrial - Int_Existing_Space Heating_Natural Gas_Boiler_E5 | Industrial | Industrial - Int | Existing | Space Heating | Natural Gas | Boiler | E5 |  | 0% | 0% | 0% | 0 | 0 | 0 | 0 | 0 | 0 | 0 | 0 | 0% | 0 | 0 | 0% | Normal | 0% | 0 | 0 | 0 | [18 empty] | Industrial_Industrial - Int_Existing_Space Heating_Boiler_
Industrial_Industrial - Int_Existing_Space Heating_Natural Gas_Boiler_E6 | Industrial | Industrial - Int | Existing | Space Heating | Natural Gas | Boiler | E6 |  | 0% | 0% | 0% | 0 | 0 | 0 | 0 | 0 | 0 | 0 | 0 | 0% | 0 | 0 | 0% | Normal | 0% | 0 | 0 | 0 | [18 empty] | Industrial_Industrial - Int_Existing_Space Heating_Boiler_
Industrial_Industrial - Int_Existing_Space Heating_Natural Gas_Boiler_E7 | Industrial | Industrial - Int | Existing | Space Heating | Natural Gas | Boiler | E7 |  | 0% | 0% | 0% | 0 | 0 | 0 | 0 | 0 | 0 | 0 | 0 | 0% | 0 | 0 | 0% | Normal | 0% | 0 | 0 | 0 | [18 empty] | Industrial_Industrial - Int_Existing_Space Heating_Boiler_
Industrial_Industrial - Int_Existing_Space Heating_Natural Gas_Boiler_E8 | Industrial | Industrial - Int | Existing | Space Heating | Natural Gas | Boiler | E8 |  | 0% | 0% | 0% | 0 | 0 | 0 | 0 | 0 | 0 | 0 | 0 | 0% | 0 | 0 | 0% | Normal | 0% | 0 | 0 | 0 | [18 empty] | Industrial_Industrial - Int_Existing_Space Heating_Boiler_
Industrial_Industrial - Int_Existing_Space Heating_Natural Gas_Boiler_E9 | Industrial | Industrial - Int | Existing | Space Heating | Natural Gas | Boiler | E9 |  | 0% | 0% | 0% | 0 | 0 | 0 | 0 | 0 | 0 | 0 | 0 | 0% | 0 | 0 | 0% | Normal | 0% | 0 | 0 | 0 | [18 empty] | Industrial_Industrial - Int_Existing_Space Heating_Boiler_
Industrial_Industrial - Int_Existing_Space Heating_Natural Gas_Boiler_E10 | Industrial | Industrial - Int | Existing | Space Heating | Natural Gas | Boiler | E10 |  | 0% | 0% | 0% | 0 | 0 | 0 | 0 | 0 | 0 | 0 | 0 | 0% | 0 | 0 | 0% | Normal | 0% | 0 | 0 | 0 | [18 empty] | Industrial_Industrial - Int_Existing_Space Heating_Boiler_
Industrial_Industrial - Int_Existing_Space Heating_Natural Gas_Unit Heater_E1 | Industrial | Industrial - Int | Existing | Space Heating | Natural Gas | Unit Heater | E1 | Standard | 100% | 0% | 0% | 31.188 | 0 | 0 | 0 | 10 | 14 | 2019 | 2051 | 100% | 0 | 0 | 0% | Normal | 0% | 42.1705 | 0 | 0 | 125 kBtu/Hr | 100000 | 0 | 0.00014488 | 2328.572 | 1753.7127 | 0 | 0 | 2020 | 0.98199 |  | IL TRM - 4.4.12 - CI-HVC-IRHT-V02-210101 | AEG Market Characterization | IL TRM - 4.4.12 - CI-HVC-IRHT-V02-210101 w/ CNGC Sizing |  | 125 | kBtu/Hr | 0.01811 | Industrial_Industrial - Int_Existing_Space Heating_Unit Heater_Standard
Industrial_Industrial - Int_Existing_Space Heating_Natural Gas_Unit Heater_E2 | Industrial | Industrial - Int | Existing | Space Heating | Natural Gas | Unit Heater | E2 | Condensing | 95.24% | 0% | 0% | 68.3999 | 0 | 0 | 0 | 10 | 14 | 2019 | 2051 | 100% | 0 | 0 | 0% | Normal | 0% | 40.1633 | 0 | 0 | 125 kBtu/Hr | 100000 | 0 | 0.00014488 | 2217.7386 | 3846.1538 | 0 | 0 | 2020 | 0.98199 |  | IL TRM - 4.4.5 - CI-HVC-CUHT-V01-190101 | AEG Market Characterization | IL TRM - 4.4.5 - CI-HVC-CUHT-V01-190101 w/ CNGC Sizing |  | 125 | kBtu/Hr | 0.01811 | Industrial_Industrial - Int_Existing_Space Heating_Unit Heater_Condensing
Industrial_Industrial - Int_Existing_Space Heating_Natural Gas_Unit Heater_E3 | Industrial | Industrial - Int | Existing | Space Heating | Natural Gas | Unit Heater | E3 | Infrared Radiant | 85% | 0% | 0% | 43.512 | 0 | 0 | 0 | 11 | 19 | 2019 | 2051 | 100% | 0 | 0 | 0% | Normal | 0% | 35.845 | 0 | 0 | 125 kBtu/Hr | 100000 | 0 | 0.00014488 | 1979.2862 | 2446.6992 | 0 | 0 | 2020 | 0.98199 |  | IL TRM - 4.4.12 - CI-HVC-IRHT-V02-210101 | AEG Market Characterization | IL TRM - 4.4.12 - CI-HVC-IRHT-V02-210101 w/ CNGC Sizing |  | 125 | kBtu/Hr | 0.01811 | Industrial_Industrial - Int_Existing_Space Heating_Unit Heater_Infrared Radiant
Industrial_Industrial - Int_Existing_Space Heating_Natural Gas_Unit Heater_E4 | Industrial | Industrial - Int | Existing | Space Heating | Natural Gas | Unit Heater | E4 |  | 0% | 0% | 0% | 0 | 0 | 0 | 0 | 0 | 0 | 0 | 0 | 0% | 0 | 0 | 0% | Normal | 0% | 0 | 0 | 0 | [18 empty] | Industrial_Industrial - Int_Existing_Space Heating_Unit Heater_
Industrial_Industrial - Int_Existing_Space Heating_Natural Gas_Unit Heater_E5 | Industrial | Industrial - Int | Existing | Space Heating | Natural Gas | Unit Heater | E5 |  | 0% | 0% | 0% | 0 | 0 | 0 | 0 | 0 | 0 | 0 | 0 | 0% | 0 | 0 | 0% | Normal | 0% | 0 | 0 | 0 | [18 empty] | Industrial_Industrial - Int_Existing_Space Heating_Unit Heater_
Industrial_Industrial - Int_Existing_Space Heating_Natural Gas_Unit Heater_E6 | Industrial | Industrial - Int | Existing | Space Heating | Natural Gas | Unit Heater | E6 |  | 0% | 0% | 0% | 0 | 0 | 0 | 0 | 0 | 0 | 0 | 0 | 0% | 0 | 0 | 0% | Normal | 0% | 0 | 0 | 0 | [18 empty] | Industrial_Industrial - Int_Existing_Space Heating_Unit Heater_
Industrial_Industrial - Int_Existing_Space Heating_Natural Gas_Unit Heater_E7 | Industrial | Industrial - Int | Existing | Space Heating | Natural Gas | Unit Heater | E7 |  | 0% | 0% | 0% | 0 | 0 | 0 | 0 | 0 | 0 | 0 | 0 | 0% | 0 | 0 | 0% | Normal | 0% | 0 | 0 | 0 | [18 empty] | Industrial_Industrial - Int_Existing_Space Heating_Unit Heater_
Industrial_Industrial - Int_Existing_Space Heating_Natural Gas_Unit Heater_E8 | Industrial | Industrial - Int | Existing | Space Heating | Natural Gas | Unit Heater | E8 |  | 0% | 0% | 0% | 0 | 0 | 0 | 0 | 0 | 0 | 0 | 0 | 0% | 0 | 0 | 0% | Normal | 0% | 0 | 0 | 0 | [18 empty] | Industrial_Industrial - Int_Existing_Space Heating_Unit Heater_
Industrial_Industrial - Int_Existing_Space Heating_Natural Gas_Unit Heater_E9 | Industrial | Industrial - Int | Existing | Space Heating | Natural Gas | Unit Heater | E9 |  | 0% | 0% | 0% | 0 | 0 | 0 | 0 | 0 | 0 | 0 | 0 | 0% | 0 | 0 | 0% | Normal | 0% | 0 | 0 | 0 | [18 empty] | Industrial_Industrial - Int_Existing_Space Heating_Unit Heater_
Industrial_Industrial - Int_Existing_Space Heating_Natural Gas_Unit Heater_E10 | Industrial | Industrial - Int | Existing | Space Heating | Natural Gas | Unit Heater | E10 |  | 0% | 0% | 0% | 0 | 0 | 0 | 0 | 0 | 0 | 0 | 0 | 0% | 0 | 0 | 0% | Normal | 0% | 0 | 0 | 0 | [18 empty] | Industrial_Industrial - Int_Existing_Space Heating_Unit Heater_
Industrial_Industrial - Int_Existing_Process_Natural Gas_Process Heating_E1 | Industrial | Industrial - Int | Existing | Process | Natural Gas | Process Heating | E1 | Standard | 100% | 0% | 0% | 212.1537 | 0 | 0 | 0 | 2 | 8 | 2019 | 2051 | 100% | 0 | 0 | 0% | Normal | 0% | 105.8145 | 0 | 0 | 1 unit | 100000 | 0 | 204.2643 | 1 | 1 | 0 | 0 | 2016 | 1.0386 |  | N/A | N/A | N/A |  | 1 | unit | 204.2643 | Industrial_Industrial - Int_Existing_Process_Process Heating_Standard
Industrial_Industrial - Int_Existing_Process_Natural Gas_Process Heating_E2 | Industrial | Industrial - Int | Existing | Process | Natural Gas | Process Heating | E2 |  | 0% | 0% | 0% | 0 | 0 | 0 | 0 | 0 | 0 | 0 | 0 | 0% | 0 | 0 | 0% | Normal | 0% | 0 | 0 | 0 | [18 empty] | Industrial_Industrial - Int_Existing_Process_Process Heating_
Industrial_Industrial - Int_Existing_Process_Natural Gas_Process Heating_E3 | Industrial | Industrial - Int | Existing | Process | Natural Gas | Process Heating | E3 |  | 0% | 0% | 0% | 0 | 0 | 0 | 0 | 0 | 0 | 0 | 0 | 0% | 0 | 0 | 0% | Normal | 0% | 0 | 0 | 0 | [18 empty] | Industrial_Industrial - Int_Existing_Process_Process Heating_
Industrial_Industrial - Int_Existing_Process_Natural Gas_Process Heating_E4 | Industrial | Industrial - Int | Existing | Process | Natural Gas | Process Heating | E4 |  | 0% | 0% | 0% | 0 | 0 | 0 | 0 | 0 | 0 | 0 | 0 | 0% | 0 | 0 | 0% | Normal | 0% | 0 | 0 | 0 | [18 empty] | Industrial_Industrial - Int_Existing_Process_Process Heating_
Industrial_Industrial - Int_Existing_Process_Natural Gas_Process Heating_E5 | Industrial | Industrial - Int | Existing | Process | Natural Gas | Process Heating | E5 |  | 0% | 0% | 0% | 0 | 0 | 0 | 0 | 0 | 0 | 0 | 0 | 0% | 0 | 0 | 0% | Normal | 0% | 0 | 0 | 0 | [18 empty] | Industrial_Industrial - Int_Existing_Process_Process Heating_
Industrial_Industrial - Int_Existing_Process_Natural Gas_Process Heating_E6 | Industrial | Industrial - Int | Existing | Process | Natural Gas | Process Heating | E6 |  | 0% | 0% | 0% | 0 | 0 | 0 | 0 | 0 | 0 | 0 | 0 | 0% | 0 | 0 | 0% | Normal | 0% | 0 | 0 | 0 | [18 empty] | Industrial_Industrial - Int_Existing_Process_Process Heating_
Industrial_Industrial - Int_Existing_Process_Natural Gas_Process Heating_E7 | Industrial | Industrial - Int | Existing | Process | Natural Gas | Process Heating | E7 |  | 0% | 0% | 0% | 0 | 0 | 0 | 0 | 0 | 0 | 0 | 0 | 0% | 0 | 0 | 0% | Normal | 0% | 0 | 0 | 0 | [18 empty] | Industrial_Industrial - Int_Existing_Process_Process Heating_
Industrial_Industrial - Int_Existing_Process_Natural Gas_Process Heating_E8 | Industrial | Industrial - Int | Existing | Process | Natural Gas | Process Heating | E8 |  | 0% | 0% | 0% | 0 | 0 | 0 | 0 | 0 | 0 | 0 | 0 | 0% | 0 | 0 | 0% | Normal | 0% | 0 | 0 | 0 | [18 empty] | Industrial_Industrial - Int_Existing_Process_Process Heating_
Industrial_Industrial - Int_Existing_Process_Natural Gas_Process Heating_E9 | Industrial | Industrial - Int | Existing | Process | Natural Gas | Process Heating | E9 |  | 0% | 0% | 0% | 0 | 0 | 0 | 0 | 0 | 0 | 0 | 0 | 0% | 0 | 0 | 0% | Normal | 0% | 0 | 0 | 0 | [18 empty] | Industrial_Industrial - Int_Existing_Process_Process Heating_
Industrial_Industrial - Int_Existing_Process_Natural Gas_Process Heating_E10 | Industrial | Industrial - Int | Existing | Process | Natural Gas | Process Heating | E10 |  | 0% | 0% | 0% | 0 | 0 | 0 | 0 | 0 | 0 | 0 | 0 | 0% | 0 | 0 | 0% | Normal | 0% | 0 | 0 | 0 | [18 empty] | Industrial_Industrial - Int_Existing_Process_Process Heating_
Industrial_Industrial - Int_Existing_Process_Natural Gas_Process Boiler_E1 | Industrial | Industrial - Int | Existing | Process | Natural Gas | Process Boiler | E1 | EF .80 | 100% | 0% | 0% | 35.3311 | 8.9924 | 3.8311 | 0 | 20 | 30 | 2019 | 2051 | 100% | 0 | 0 | 0% | Normal | 0% | 204.2643 | 0 | 0 | 1 unit | 100000 | 0 | 0.0020971 | 50457.6 | 16600 | 4225 | 1800 | 2018 | 1.0149 |  | EIA 2018 Tech Forecast | EIA 2018 Tech Forecast | IL TRM - 4.4.10 - CI-HVC-BOIL-V08-210101 |  | 1 | unit | 0.0020971 | Industrial_Industrial - Int_Existing_Process_Process Boiler_EF .80
Industrial_Industrial - Int_Existing_Process_Natural Gas_Process Boiler_E2 | Industrial | Industrial - Int | Existing | Process | Natural Gas | Process Boiler | E2 |  | 0% | 0% | 0% | 0 | 0 | 0 | 0 | 0 | 0 | 0 | 0 | 0% | 0 | 0 | 0% | Normal | 0% | 0 | 0 | 0 | [18 empty] | Industrial_Industrial - Int_Existing_Process_Process Boiler_
Industrial_Industrial - Int_Existing_Process_Natural Gas_Process Boiler_E3 | Industrial | Industrial - Int | Existing | Process | Natural Gas | Process Boiler | E3 |  | 0% | 0% | 0% | 0 | 0 | 0 | 0 | 0 | 0 | 0 | 0 | 0% | 0 | 0 | 0% | Normal | 0% | 0 | 0 | 0 | [18 empty] | Industrial_Industrial - Int_Existing_Process_Process Boiler_
Industrial_Industrial - Int_Existing_Process_Natural Gas_Process Boiler_E4 | Industrial | Industrial - Int | Existing | Process | Natural Gas | Process Boiler | E4 |  | 0% | 0% | 0% | 0 | 0 | 0 | 0 | 0 | 0 | 0 | 0 | 0% | 0 | 0 | 0% | Normal | 0% | 0 | 0 | 0 | [18 empty] | Industrial_Industrial - Int_Existing_Process_Process Boiler_
Industrial_Industrial - Int_Existing_Process_Natural Gas_Process Boiler_E5 | Industrial | Industrial - Int | Existing | Process | Natural Gas | Process Boiler | E5 |  | 0% | 0% | 0% | 0 | 0 | 0 | 0 | 0 | 0 | 0 | 0 | 0% | 0 | 0 | 0% | Normal | 0% | 0 | 0 | 0 | [18 empty] | Industrial_Industrial - Int_Existing_Process_Process Boiler_
Industrial_Industrial - Int_Existing_Process_Natural Gas_Process Boiler_E6 | Industrial | Industrial - Int | Existing | Process | Natural Gas | Process Boiler | E6 |  | 0% | 0% | 0% | 0 | 0 | 0 | 0 | 0 | 0 | 0 | 0 | 0% | 0 | 0 | 0% | Normal | 0% | 0 | 0 | 0 | [18 empty] | Industrial_Industrial - Int_Existing_Process_Process Boiler_
Industrial_Industrial - Int_Existing_Process_Natural Gas_Process Boiler_E7 | Industrial | Industrial - Int | Existing | Process | Natural Gas | Process Boiler | E7 |  | 0% | 0% | 0% | 0 | 0 | 0 | 0 | 0 | 0 | 0 | 0 | 0% | 0 | 0 | 0% | Normal | 0% | 0 | 0 | 0 | [18 empty] | Industrial_Industrial - Int_Existing_Process_Process Boiler_
Industrial_Industrial - Int_Existing_Process_Natural Gas_Process Boiler_E8 | Industrial | Industrial - Int | Existing | Process | Natural Gas | Process Boiler | E8 |  | 0% | 0% | 0% | 0 | 0 | 0 | 0 | 0 | 0 | 0 | 0 | 0% | 0 | 0 | 0% | Normal | 0% | 0 | 0 | 0 | [18 empty] | Industrial_Industrial - Int_Existing_Process_Process Boiler_
Industrial_Industrial - Int_Existing_Process_Natural Gas_Process Boiler_E9 | Industrial | Industrial - Int | Existing | Process | Natural Gas | Process Boiler | E9 |  | 0% | 0% | 0% | 0 | 0 | 0 | 0 | 0 | 0 | 0 | 0 | 0% | 0 | 0 | 0% | Normal | 0% | 0 | 0 | 0 | [18 empty] | Industrial_Industrial - Int_Existing_Process_Process Boiler_
Industrial_Industrial - Int_Existing_Process_Natural Gas_Process Boiler_E10 | Industrial | Industrial - Int | Existing | Process | Natural Gas | Process Boiler | E10 |  | 0% | 0% | 0% | 0 | 0 | 0 | 0 | 0 | 0 | 0 | 0 | 0% | 0 | 0 | 0% | Normal | 0% | 0 | 0 | 0 | [18 empty] | Industrial_Industrial - Int_Existing_Process_Process Boiler_
Industrial_Industrial - Int_Existing_Process_Natural Gas_Process Cooling_E1 | Industrial | Industrial - Int | Existing | Process | Natural Gas | Process Cooling | E1 | Standard | 100% | 0% | 0% | 0.47398 | 0 | 0 | 0 | 2 | 8 | 2019 | 2051 | 100% | 0 | 0 | 0% | Normal | 0% | 0.45635 | 0 | 0 | 1 unit | 100000 | 0 | 0.45635 | 1 | 1 | 0 | 0 | 2016 | 1.0386 |  | N/A | N/A | N/A |  | 1 | unit | 0.45635 | Industrial_Industrial - Int_Existing_Process_Process Cooling_Standard
Industrial_Industrial - Int_Existing_Process_Natural Gas_Process Cooling_E2 | Industrial | Industrial - Int | Existing | Process | Natural Gas | Process Cooling | E2 |  | 0% | 0% | 0% | 0 | 0 | 0 | 0 | 0 | 0 | 0 | 0 | 0% | 0 | 0 | 0% | Normal | 0% | 0 | 0 | 0 | [18 empty] | Industrial_Industrial - Int_Existing_Process_Process Cooling_
Industrial_Industrial - Int_Existing_Process_Natural Gas_Process Cooling_E3 | Industrial | Industrial - Int | Existing | Process | Natural Gas | Process Cooling | E3 |  | 0% | 0% | 0% | 0 | 0 | 0 | 0 | 0 | 0 | 0 | 0 | 0% | 0 | 0 | 0% | Normal | 0% | 0 | 0 | 0 | [18 empty] | Industrial_Industrial - Int_Existing_Process_Process Cooling_
Industrial_Industrial - Int_Existing_Process_Natural Gas_Process Cooling_E4 | Industrial | Industrial - Int | Existing | Process | Natural Gas | Process Cooling | E4 |  | 0% | 0% | 0% | 0 | 0 | 0 | 0 | 0 | 0 | 0 | 0 | 0% | 0 | 0 | 0% | Normal | 0% | 0 | 0 | 0 | [18 empty] | Industrial_Industrial - Int_Existing_Process_Process Cooling_
Industrial_Industrial - Int_Existing_Process_Natural Gas_Process Cooling_E5 | Industrial | Industrial - Int | Existing | Process | Natural Gas | Process Cooling | E5 |  | 0% | 0% | 0% | 0 | 0 | 0 | 0 | 0 | 0 | 0 | 0 | 0% | 0 | 0 | 0% | Normal | 0% | 0 | 0 | 0 | [18 empty] | Industrial_Industrial - Int_Existing_Process_Process Cooling_
Industrial_Industrial - Int_Existing_Process_Natural Gas_Process Cooling_E6 | Industrial | Industrial - Int | Existing | Process | Natural Gas | Process Cooling | E6 |  | 0% | 0% | 0% | 0 | 0 | 0 | 0 | 0 | 0 | 0 | 0 | 0% | 0 | 0 | 0% | Normal | 0% | 0 | 0 | 0 | [18 empty] | Industrial_Industrial - Int_Existing_Process_Process Cooling_
Industrial_Industrial - Int_Existing_Process_Natural Gas_Process Cooling_E7 | Industrial | Industrial - Int | Existing | Process | Natural Gas | Process Cooling | E7 |  | 0% | 0% | 0% | 0 | 0 | 0 | 0 | 0 | 0 | 0 | 0 | 0% | 0 | 0 | 0% | Normal | 0% | 0 | 0 | 0 | [18 empty] | Industrial_Industrial - Int_Existing_Process_Process Cooling_
Industrial_Industrial - Int_Existing_Process_Natural Gas_Process Cooling_E8 | Industrial | Industrial - Int | Existing | Process | Natural Gas | Process Cooling | E8 |  | 0% | 0% | 0% | 0 | 0 | 0 | 0 | 0 | 0 | 0 | 0 | 0% | 0 | 0 | 0% | Normal | 0% | 0 | 0 | 0 | [18 empty] | Industrial_Industrial - Int_Existing_Process_Process Cooling_
Industrial_Industrial - Int_Existing_Process_Natural Gas_Process Cooling_E9 | Industrial | Industrial - Int | Existing | Process | Natural Gas | Process Cooling | E9 |  | 0% | 0% | 0% | 0 | 0 | 0 | 0 | 0 | 0 | 0 | 0 | 0% | 0 | 0 | 0% | Normal | 0% | 0 | 0 | 0 | [18 empty] | Industrial_Industrial - Int_Existing_Process_Process Cooling_
Industrial_Industrial - Int_Existing_Process_Natural Gas_Process Cooling_E10 | Industrial | Industrial - Int | Existing | Process | Natural Gas | Process Cooling | E10 |  | 0% | 0% | 0% | 0 | 0 | 0 | 0 | 0 | 0 | 0 | 0 | 0% | 0 | 0 | 0% | Normal | 0% | 0 | 0 | 0 | [18 empty] | Industrial_Industrial - Int_Existing_Process_Process Cooling_
Industrial_Industrial - Int_Existing_Process_Natural Gas_Other Process_E1 | Industrial | Industrial - Int | Existing | Process | Natural Gas | Other Process | E1 | Standard | 100% | 0% | 0% | 16.127 | 0 | 0 | 0 | 2 | 8 | 2019 | 2051 | 100% | 0 | 0 | 0% | Normal | 0% | 15.5273 | 0 | 0 | 1 unit | 100000 | 0 | 15.5273 | 1 | 1 | 0 | 0 | 2016 | 1.0386 |  | N/A | N/A | N/A |  | 1 | unit | 15.5273 | Industrial_Industrial - Int_Existing_Process_Other Process_Standard
Industrial_Industrial - Int_Existing_Process_Natural Gas_Other Process_E2 | Industrial | Industrial - Int | Existing | Process | Natural Gas | Other Process | E2 |  | 0% | 0% | 0% | 0 | 0 | 0 | 0 | 0 | 0 | 0 | 0 | 0% | 0 | 0 | 0% | Normal | 0% | 0 | 0 | 0 | [18 empty] | Industrial_Industrial - Int_Existing_Process_Other Process_
Industrial_Industrial - Int_Existing_Process_Natural Gas_Other Process_E3 | Industrial | Industrial - Int | Existing | Process | Natural Gas | Other Process | E3 |  | 0% | 0% | 0% | 0 | 0 | 0 | 0 | 0 | 0 | 0 | 0 | 0% | 0 | 0 | 0% | Normal | 0% | 0 | 0 | 0 | [18 empty] | Industrial_Industrial - Int_Existing_Process_Other Process_
Industrial_Industrial - Int_Existing_Process_Natural Gas_Other Process_E4 | Industrial | Industrial - Int | Existing | Process | Natural Gas | Other Process | E4 |  | 0% | 0% | 0% | 0 | 0 | 0 | 0 | 0 | 0 | 0 | 0 | 0% | 0 | 0 | 0% | Normal | 0% | 0 | 0 | 0 | [18 empty] | Industrial_Industrial - Int_Existing_Process_Other Process_
Industrial_Industrial - Int_Existing_Process_Natural Gas_Other Process_E5 | Industrial | Industrial - Int | Existing | Process | Natural Gas | Other Process | E5 |  | 0% | 0% | 0% | 0 | 0 | 0 | 0 | 0 | 0 | 0 | 0 | 0% | 0 | 0 | 0% | Normal | 0% | 0 | 0 | 0 | [18 empty] | Industrial_Industrial - Int_Existing_Process_Other Process_
Industrial_Industrial - Int_Existing_Process_Natural Gas_Other Process_E6 | Industrial | Industrial - Int | Existing | Process | Natural Gas | Other Process | E6 |  | 0% | 0% | 0% | 0 | 0 | 0 | 0 | 0 | 0 | 0 | 0 | 0% | 0 | 0 | 0% | Normal | 0% | 0 | 0 | 0 | [18 empty] | Industrial_Industrial - Int_Existing_Process_Other Process_
Industrial_Industrial - Int_Existing_Process_Natural Gas_Other Process_E7 | Industrial | Industrial - Int | Existing | Process | Natural Gas | Other Process | E7 |  | 0% | 0% | 0% | 0 | 0 | 0 | 0 | 0 | 0 | 0 | 0 | 0% | 0 | 0 | 0% | Normal | 0% | 0 | 0 | 0 | [18 empty] | Industrial_Industrial - Int_Existing_Process_Other Process_
Industrial_Industrial - Int_Existing_Process_Natural Gas_Other Process_E8 | Industrial | Industrial - Int | Existing | Process | Natural Gas | Other Process | E8 |  | 0% | 0% | 0% | 0 | 0 | 0 | 0 | 0 | 0 | 0 | 0 | 0% | 0 | 0 | 0% | Normal | 0% | 0 | 0 | 0 | [18 empty] | Industrial_Industrial - Int_Existing_Process_Other Process_
Industrial_Industrial - Int_Existing_Process_Natural Gas_Other Process_E9 | Industrial | Industrial - Int | Existing | Process | Natural Gas | Other Process | E9 |  | 0% | 0% | 0% | 0 | 0 | 0 | 0 | 0 | 0 | 0 | 0 | 0% | 0 | 0 | 0% | Normal | 0% | 0 | 0 | 0 | [18 empty] | Industrial_Industrial - Int_Existing_Process_Other Process_
Industrial_Industrial - Int_Existing_Process_Natural Gas_Other Process_E10 | Industrial | Industrial - Int | Existing | Process | Natural Gas | Other Process | E10 |  | 0% | 0% | 0% | 0 | 0 | 0 | 0 | 0 | 0 | 0 | 0 | 0% | 0 | 0 | 0% | Normal | 0% | 0 | 0 | 0 | [18 empty] | Industrial_Industrial - Int_Existing_Process_Other Process_
Industrial_Industrial - Int_Existing_Miscellaneous_Natural Gas_Miscellaneous_E1 | Industrial | Industrial - Int | Existing | Miscellaneous | Natural Gas | Miscellaneous | E1 | Standard | 100% | 0% | 0% | 17.549 | 0 | 0 | 0 | 2 | 8 | 2019 | 2051 | 100% | 0 | 0 | 0% | Normal | 0% | 16.8964 | 0 | 0 | 1 unit | 100000 | 0 | 16.8964 | 1 | 1 | 0 | 0 | 2016 | 1.0386 |  | N/A | N/A | N/A |  | 1 | unit | 16.8964 | Industrial_Industrial - Int_Existing_Miscellaneous_Miscellaneous_Standard
Industrial_Industrial - Int_Existing_Miscellaneous_Natural Gas_Miscellaneous_E2 | Industrial | Industrial - Int | Existing | Miscellaneous | Natural Gas | Miscellaneous | E2 |  | 0% | 0% | 0% | 0 | 0 | 0 | 0 | 0 | 0 | 0 | 0 | 0% | 0 | 0 | 0% | Normal | 0% | 0 | 0 | 0 | [18 empty] | Industrial_Industrial - Int_Existing_Miscellaneous_Miscellaneous_
Industrial_Industrial - Int_Existing_Miscellaneous_Natural Gas_Miscellaneous_E3 | Industrial | Industrial - Int | Existing | Miscellaneous | Natural Gas | Miscellaneous | E3 |  | 0% | 0% | 0% | 0 | 0 | 0 | 0 | 0 | 0 | 0 | 0 | 0% | 0 | 0 | 0% | Normal | 0% | 0 | 0 | 0 | [18 empty] | Industrial_Industrial - Int_Existing_Miscellaneous_Miscellaneous_
Industrial_Industrial - Int_Existing_Miscellaneous_Natural Gas_Miscellaneous_E4 | Industrial | Industrial - Int | Existing | Miscellaneous | Natural Gas | Miscellaneous | E4 |  | 0% | 0% | 0% | 0 | 0 | 0 | 0 | 0 | 0 | 0 | 0 | 0% | 0 | 0 | 0% | Normal | 0% | 0 | 0 | 0 | [18 empty] | Industrial_Industrial - Int_Existing_Miscellaneous_Miscellaneous_
Industrial_Industrial - Int_Existing_Miscellaneous_Natural Gas_Miscellaneous_E5 | Industrial | Industrial - Int | Existing | Miscellaneous | Natural Gas | Miscellaneous | E5 |  | 0% | 0% | 0% | 0 | 0 | 0 | 0 | 0 | 0 | 0 | 0 | 0% | 0 | 0 | 0% | Normal | 0% | 0 | 0 | 0 | [18 empty] | Industrial_Industrial - Int_Existing_Miscellaneous_Miscellaneous_
Industrial_Industrial - Int_Existing_Miscellaneous_Natural Gas_Miscellaneous_E6 | Industrial | Industrial - Int | Existing | Miscellaneous | Natural Gas | Miscellaneous | E6 |  | 0% | 0% | 0% | 0 | 0 | 0 | 0 | 0 | 0 | 0 | 0 | 0% | 0 | 0 | 0% | Normal | 0% | 0 | 0 | 0 | [18 empty] | Industrial_Industrial - Int_Existing_Miscellaneous_Miscellaneous_
Industrial_Industrial - Int_Existing_Miscellaneous_Natural Gas_Miscellaneous_E7 | Industrial | Industrial - Int | Existing | Miscellaneous | Natural Gas | Miscellaneous | E7 |  | 0% | 0% | 0% | 0 | 0 | 0 | 0 | 0 | 0 | 0 | 0 | 0% | 0 | 0 | 0% | Normal | 0% | 0 | 0 | 0 | [18 empty] | Industrial_Industrial - Int_Existing_Miscellaneous_Miscellaneous_
Industrial_Industrial - Int_Existing_Miscellaneous_Natural Gas_Miscellaneous_E8 | Industrial | Industrial - Int | Existing | Miscellaneous | Natural Gas | Miscellaneous | E8 |  | 0% | 0% | 0% | 0 | 0 | 0 | 0 | 0 | 0 | 0 | 0 | 0% | 0 | 0 | 0% | Normal | 0% | 0 | 0 | 0 | [18 empty] | Industrial_Industrial - Int_Existing_Miscellaneous_Miscellaneous_
Industrial_Industrial - Int_Existing_Miscellaneous_Natural Gas_Miscellaneous_E9 | Industrial | Industrial - Int | Existing | Miscellaneous | Natural Gas | Miscellaneous | E9 |  | 0% | 0% | 0% | 0 | 0 | 0 | 0 | 0 | 0 | 0 | 0 | 0% | 0 | 0 | 0% | Normal | 0% | 0 | 0 | 0 | [18 empty] | Industrial_Industrial - Int_Existing_Miscellaneous_Miscellaneous_
Industrial_Industrial - Int_Existing_Miscellaneous_Natural Gas_Miscellaneous_E10 | Industrial | Industrial - Int | Existing | Miscellaneous | Natural Gas | Miscellaneous | E10 |  | 0% | 0% | 0% | 0 | 0 | 0 | 0 | 0 | 0 | 0 | 0 | 0% | 0 | 0 | 0% | Normal | 0% | 0 | 0 | 0 | [18 empty] | Industrial_Industrial - Int_Existing_Miscellaneous_Miscellaneous_
Industrial_Industrial - Int_New_Space Heating_Natural Gas_Furnace_E1 | Industrial | Industrial - Int | New | Space Heating | Natural Gas | Furnace | E1 | AFUE 80% (Standard) | 100% | 0% | 0% | 4.5413 | 4.7575 | 0.73525 | 0 | 17 | 29 | 2019 | 2051 | 100% | 0 | 0 | 0% | Normal | 0% | 36.9011 | 0 | 0 | 400 kBtu/hr | 100000 | 0 | 0.0042615 | 21.6482 | 1050 | 1100 | 170 | 2018 | 1.0149 |  | EIA 2018 Tech Forecast | EIA 2018 Tech Forecast | AEG BEST |  | 400 | kBtu/hr | 1.7046 | Industrial_Industrial - Int_New_Space Heating_Furnace_AFUE 80% (Standard)
Industrial_Industrial - Int_New_Space Heating_Natural Gas_Furnace_E2 | Industrial | Industrial - Int | New | Space Heating | Natural Gas | Furnace | E2 | AFUE 90% | 88.89% | 0% | 0% | 7.5688 | 5.6225 | 0.75688 | 0 | 17 | 29 | 2019 | 2051 | 100% | 0 | 0 | 0% | Normal | 0% | 32.8001 | 0 | 0 | 400 kBtu/hr | 100000 | 0 | 0.0042615 | 19.2423 | 1750 | 1300 | 175 | 2018 | 1.0149 |  | EIA 2018 Tech Forecast | EIA 2018 Tech Forecast | AEG BEST |  | 400 | kBtu/hr | 1.7046 | Industrial_Industrial - Int_New_Space Heating_Furnace_AFUE 90%
Industrial_Industrial - Int_New_Space Heating_Natural Gas_Furnace_E3 | Industrial | Industrial - Int | New | Space Heating | Natural Gas | Furnace | E3 | AFUE 96% | 83.33% | 0% | 0% | 10.5963 | 6.4875 | 0.7785 | 0 | 17 | 29 | 2019 | 2051 | 100% | 0 | 0 | 0% | Normal | 0% | 30.7497 | 0 | 0 | 400 kBtu/hr | 100000 | 0 | 0.0042615 | 18.0394 | 2450 | 1500 | 180 | 2018 | 1.0149 |  | EIA 2018 Tech Forecast | EIA 2018 Tech Forecast | AEG BEST |  | 400 | kBtu/hr | 1.7046 | Industrial_Industrial - Int_New_Space Heating_Furnace_AFUE 96%
Industrial_Industrial - Int_New_Space Heating_Natural Gas_Furnace_E4 | Industrial | Industrial - Int | New | Space Heating | Natural Gas | Furnace | E4 |  | 0% | 0% | 0% | 0 | 0 | 0 | 0 | 0 | 0 | 0 | 0 | 0% | 0 | 0 | 0% | Normal | 0% | 0 | 0 | 0 | [18 empty] | Industrial_Industrial - Int_New_Space Heating_Furnace_
Industrial_Industrial - Int_New_Space Heating_Natural Gas_Furnace_E5 | Industrial | Industrial - Int | New | Space Heating | Natural Gas | Furnace | E5 |  | 0% | 0% | 0% | 0 | 0 | 0 | 0 | 0 | 0 | 0 | 0 | 0% | 0 | 0 | 0% | Normal | 0% | 0 | 0 | 0 | [18 empty] | Industrial_Industrial - Int_New_Space Heating_Furnace_
Industrial_Industrial - Int_New_Space Heating_Natural Gas_Furnace_E6 | Industrial | Industrial - Int | New | Space Heating | Natural Gas | Furnace | E6 |  | 0% | 0% | 0% | 0 | 0 | 0 | 0 | 0 | 0 | 0 | 0 | 0% | 0 | 0 | 0% | Normal | 0% | 0 | 0 | 0 | [18 empty] | Industrial_Industrial - Int_New_Space Heating_Furnace_
Industrial_Industrial - Int_New_Space Heating_Natural Gas_Furnace_E7 | Industrial | Industrial - Int | New | Space Heating | Natural Gas | Furnace | E7 |  | 0% | 0% | 0% | 0 | 0 | 0 | 0 | 0 | 0 | 0 | 0 | 0% | 0 | 0 | 0% | Normal | 0% | 0 | 0 | 0 | [18 empty] | Industrial_Industrial - Int_New_Space Heating_Furnace_
Industrial_Industrial - Int_New_Space Heating_Natural Gas_Furnace_E8 | Industrial | Industrial - Int | New | Space Heating | Natural Gas | Furnace | E8 |  | 0% | 0% | 0% | 0 | 0 | 0 | 0 | 0 | 0 | 0 | 0 | 0% | 0 | 0 | 0% | Normal | 0% | 0 | 0 | 0 | [18 empty] | Industrial_Industrial - Int_New_Space Heating_Furnace_
Industrial_Industrial - Int_New_Space Heating_Natural Gas_Furnace_E9 | Industrial | Industrial - Int | New | Space Heating | Natural Gas | Furnace | E9 |  | 0% | 0% | 0% | 0 | 0 | 0 | 0 | 0 | 0 | 0 | 0 | 0% | 0 | 0 | 0% | Normal | 0% | 0 | 0 | 0 | [18 empty] | Industrial_Industrial - Int_New_Space Heating_Furnace_
Industrial_Industrial - Int_New_Space Heating_Natural Gas_Furnace_E10 | Industrial | Industrial - Int | New | Space Heating | Natural Gas | Furnace | E10 |  | 0% | 0% | 0% | 0 | 0 | 0 | 0 | 0 | 0 | 0 | 0 | 0% | 0 | 0 | 0% | Normal | 0% | 0 | 0 | 0 | [18 empty] | Industrial_Industrial - Int_New_Space Heating_Furnace_
Industrial_Industrial - Int_New_Space Heating_Natural Gas_Boiler_E1 | Industrial | Industrial - Int | New | Space Heating | Natural Gas | Boiler | E1 | AFUE 80% (Standard) | 100% | 0% | 0% | 13.671 | 7.5767 | 1.4824 | 0 | 20 | 30 | 2019 | 2051 | 100% | 0 | 0 | 0% | Normal | 0% | 40.0593 | 0 | 0 | 800 kBtu/hr | 100000 | 0 | 0.0011276 | 44.4075 | 11945.7187 | 6620.5188 | 1295.3189 | 2018 | 1.0149 |  | EIA 2018 Tech Forecast | EIA 2018 Tech Forecast | GBLR-Heating-EIA14-2014 Ref. Case-2 |  | 800 | kBtu/hr | 0.90208 | Industrial_Industrial - Int_New_Space Heating_Boiler_AFUE 80% (Standard)
Industrial_Industrial - Int_New_Space Heating_Natural Gas_Boiler_E2 | Industrial | Industrial - Int | New | Space Heating | Natural Gas | Boiler | E2 | AFUE 85% | 94.12% | 0% | 0% | 18.6946 | 8.0296 | 1.4824 | 0 | 20 | 30 | 2019 | 2051 | 100% | 0 | 0 | 0% | Normal | 0% | 37.7033 | 0 | 0 | 800 kBtu/hr | 100000 | 0 | 0.0011276 | 41.7958 | 16335.4105 | 7016.3107 | 1295.3189 | 2018 | 1.0149 |  | EIA 2018 Tech Forecast | EIA 2018 Tech Forecast | GBLR-Heating-EIA14-2014 Ref. Case-5 |  | 800 | kBtu/hr | 0.90208 | Industrial_Industrial - Int_New_Space Heating_Boiler_AFUE 85%
Industrial_Industrial - Int_New_Space Heating_Natural Gas_Boiler_E3 | Industrial | Industrial - Int | New | Space Heating | Natural Gas | Boiler | E3 | AFUE 97% | 82.48% | 0% | 0% | 30.2593 | 7.464 | 1.4824 | 0 | 20 | 30 | 2019 | 2051 | 100% | 0 | 0 | 0% | Normal | 0% | 33.0416 | 0 | 0 | 800 kBtu/hr | 100000 | 0 | 0.0011276 | 36.628 | 26440.6423 | 6522.0251 | 1295.3189 | 2018 | 1.0149 |  | EIA 2018 Tech Forecast | EIA 2018 Tech Forecast | GBLR-Heating-EIA14-2014 Ref. Case-6 |  | 800 | kBtu/hr | 0.90208 | Industrial_Industrial - Int_New_Space Heating_Boiler_AFUE 97%
Industrial_Industrial - Int_New_Space Heating_Natural Gas_Boiler_E4 | Industrial | Industrial - Int | New | Space Heating | Natural Gas | Boiler | E4 | Convert to NG Air Source Heat Pump | 57.14% | 0% | 0% | 146771.0755 | 0 | 2757.5172 | 0 | 10 | 20 | 2019 | 2051 | 100% | 0 | 0 | 0% | Normal | 0% | 22.891 | 0 | 0 | 1 kBtu/hr | 100000 | 0 | 0.90208 | 25.3757 | 158316.7533 | 0 | 2974.436 | 2017 | 1.0277 |  | AEO 2021 - gas_eng-driven_RTHP-heat 2017 typical | AEO 2021 - gas_eng-driven_RTHP-heat 2017 typical | HP_GAS-Heating-AEO17-1 |  | 1 | kBtu/hr | 0.90208 | Industrial_Industrial - Int_New_Space Heating_Boiler_Convert to NG Air Source Heat Pump
Industrial_Industrial - Int_New_Space Heating_Natural Gas_Boiler_E5 | Industrial | Industrial - Int | New | Space Heating | Natural Gas | Boiler | E5 |  | 0% | 0% | 0% | 0 | 0 | 0 | 0 | 0 | 0 | 0 | 0 | 0% | 0 | 0 | 0% | Normal | 0% | 0 | 0 | 0 | [18 empty] | Industrial_Industrial - Int_New_Space Heating_Boiler_
Industrial_Industrial - Int_New_Space Heating_Natural Gas_Boiler_E6 | Industrial | Industrial - Int | New | Space Heating | Natural Gas | Boiler | E6 |  | 0% | 0% | 0% | 0 | 0 | 0 | 0 | 0 | 0 | 0 | 0 | 0% | 0 | 0 | 0% | Normal | 0% | 0 | 0 | 0 | [18 empty] | Industrial_Industrial - Int_New_Space Heating_Boiler_
Industrial_Industrial - Int_New_Space Heating_Natural Gas_Boiler_E7 | Industrial | Industrial - Int | New | Space Heating | Natural Gas | Boiler | E7 |  | 0% | 0% | 0% | 0 | 0 | 0 | 0 | 0 | 0 | 0 | 0 | 0% | 0 | 0 | 0% | Normal | 0% | 0 | 0 | 0 | [18 empty] | Industrial_Industrial - Int_New_Space Heating_Boiler_
Industrial_Industrial - Int_New_Space Heating_Natural Gas_Boiler_E8 | Industrial | Industrial - Int | New | Space Heating | Natural Gas | Boiler | E8 |  | 0% | 0% | 0% | 0 | 0 | 0 | 0 | 0 | 0 | 0 | 0 | 0% | 0 | 0 | 0% | Normal | 0% | 0 | 0 | 0 | [18 empty] | Industrial_Industrial - Int_New_Space Heating_Boiler_
Industrial_Industrial - Int_New_Space Heating_Natural Gas_Boiler_E9 | Industrial | Industrial - Int | New | Space Heating | Natural Gas | Boiler | E9 |  | 0% | 0% | 0% | 0 | 0 | 0 | 0 | 0 | 0 | 0 | 0 | 0% | 0 | 0 | 0% | Normal | 0% | 0 | 0 | 0 | [18 empty] | Industrial_Industrial - Int_New_Space Heating_Boiler_
Industrial_Industrial - Int_New_Space Heating_Natural Gas_Boiler_E10 | Industrial | Industrial - Int | New | Space Heating | Natural Gas | Boiler | E10 |  | 0% | 0% | 0% | 0 | 0 | 0 | 0 | 0 | 0 | 0 | 0 | 0% | 0 | 0 | 0% | Normal | 0% | 0 | 0 | 0 | [18 empty] | Industrial_Industrial - Int_New_Space Heating_Boiler_
Industrial_Industrial - Int_New_Space Heating_Natural Gas_Unit Heater_E1 | Industrial | Industrial - Int | New | Space Heating | Natural Gas | Unit Heater | E1 | Standard | 100% | 0% | 0% | 31.188 | 0 | 0 | 0 | 10 | 14 | 2019 | 2051 | 100% | 0 | 0 | 0% | Normal | 0% | 42.1705 | 0 | 0 | 125 kBtu/Hr | 100000 | 0 | 0.00014488 | 2328.572 | 1753.7127 | 0 | 0 | 2020 | 0.98199 |  | IL TRM - 4.4.12 - CI-HVC-IRHT-V02-210101 | AEG Market Characterization | IL TRM - 4.4.12 - CI-HVC-IRHT-V02-210101 w/ CNGC Sizing |  | 125 | kBtu/Hr | 0.01811 | Industrial_Industrial - Int_New_Space Heating_Unit Heater_Standard
Industrial_Industrial - Int_New_Space Heating_Natural Gas_Unit Heater_E2 | Industrial | Industrial - Int | New | Space Heating | Natural Gas | Unit Heater | E2 | Condensing | 95.24% | 0% | 0% | 68.3999 | 0 | 0 | 0 | 10 | 14 | 2019 | 2051 | 100% | 0 | 0 | 0% | Normal | 0% | 40.1633 | 0 | 0 | 125 kBtu/Hr | 100000 | 0 | 0.00014488 | 2217.7386 | 3846.1538 | 0 | 0 | 2020 | 0.98199 |  | IL TRM - 4.4.5 - CI-HVC-CUHT-V01-190101 | AEG Market Characterization | IL TRM - 4.4.5 - CI-HVC-CUHT-V01-190101 w/ CNGC Sizing |  | 125 | kBtu/Hr | 0.01811 | Industrial_Industrial - Int_New_Space Heating_Unit Heater_Condensing
Industrial_Industrial - Int_New_Space Heating_Natural Gas_Unit Heater_E3 | Industrial | Industrial - Int | New | Space Heating | Natural Gas | Unit Heater | E3 | Infrared Radiant | 85% | 0% | 0% | 43.512 | 0 | 0 | 0 | 11 | 19 | 2019 | 2051 | 100% | 0 | 0 | 0% | Normal | 0% | 35.845 | 0 | 0 | 125 kBtu/Hr | 100000 | 0 | 0.00014488 | 1979.2862 | 2446.6992 | 0 | 0 | 2020 | 0.98199 |  | IL TRM - 4.4.12 - CI-HVC-IRHT-V02-210101 | AEG Market Characterization | IL TRM - 4.4.12 - CI-HVC-IRHT-V02-210101 w/ CNGC Sizing |  | 125 | kBtu/Hr | 0.01811 | Industrial_Industrial - Int_New_Space Heating_Unit Heater_Infrared Radiant
Industrial_Industrial - Int_New_Space Heating_Natural Gas_Unit Heater_E4 | Industrial | Industrial - Int | New | Space Heating | Natural Gas | Unit Heater | E4 |  | 0% | 0% | 0% | 0 | 0 | 0 | 0 | 0 | 0 | 0 | 0 | 0% | 0 | 0 | 0% | Normal | 0% | 0 | 0 | 0 | [18 empty] | Industrial_Industrial - Int_New_Space Heating_Unit Heater_
Industrial_Industrial - Int_New_Space Heating_Natural Gas_Unit Heater_E5 | Industrial | Industrial - Int | New | Space Heating | Natural Gas | Unit Heater | E5 |  | 0% | 0% | 0% | 0 | 0 | 0 | 0 | 0 | 0 | 0 | 0 | 0% | 0 | 0 | 0% | Normal | 0% | 0 | 0 | 0 | [18 empty] | Industrial_Industrial - Int_New_Space Heating_Unit Heater_
Industrial_Industrial - Int_New_Space Heating_Natural Gas_Unit Heater_E6 | Industrial | Industrial - Int | New | Space Heating | Natural Gas | Unit Heater | E6 |  | 0% | 0% | 0% | 0 | 0 | 0 | 0 | 0 | 0 | 0 | 0 | 0% | 0 | 0 | 0% | Normal | 0% | 0 | 0 | 0 | [18 empty] | Industrial_Industrial - Int_New_Space Heating_Unit Heater_
Industrial_Industrial - Int_New_Space Heating_Natural Gas_Unit Heater_E7 | Industrial | Industrial - Int | New | Space Heating | Natural Gas | Unit Heater | E7 |  | 0% | 0% | 0% | 0 | 0 | 0 | 0 | 0 | 0 | 0 | 0 | 0% | 0 | 0 | 0% | Normal | 0% | 0 | 0 | 0 | [18 empty] | Industrial_Industrial - Int_New_Space Heating_Unit Heater_
Industrial_Industrial - Int_New_Space Heating_Natural Gas_Unit Heater_E8 | Industrial | Industrial - Int | New | Space Heating | Natural Gas | Unit Heater | E8 |  | 0% | 0% | 0% | 0 | 0 | 0 | 0 | 0 | 0 | 0 | 0 | 0% | 0 | 0 | 0% | Normal | 0% | 0 | 0 | 0 | [18 empty] | Industrial_Industrial - Int_New_Space Heating_Unit Heater_
Industrial_Industrial - Int_New_Space Heating_Natural Gas_Unit Heater_E9 | Industrial | Industrial - Int | New | Space Heating | Natural Gas | Unit Heater | E9 |  | 0% | 0% | 0% | 0 | 0 | 0 | 0 | 0 | 0 | 0 | 0 | 0% | 0 | 0 | 0% | Normal | 0% | 0 | 0 | 0 | [18 empty] | Industrial_Industrial - Int_New_Space Heating_Unit Heater_
Industrial_Industrial - Int_New_Space Heating_Natural Gas_Unit Heater_E10 | Industrial | Industrial - Int | New | Space Heating | Natural Gas | Unit Heater | E10 |  | 0% | 0% | 0% | 0 | 0 | 0 | 0 | 0 | 0 | 0 | 0 | 0% | 0 | 0 | 0% | Normal | 0% | 0 | 0 | 0 | [18 empty] | Industrial_Industrial - Int_New_Space Heating_Unit Heater_
Industrial_Industrial - Int_New_Process_Natural Gas_Process Heating_E1 | Industrial | Industrial - Int | New | Process | Natural Gas | Process Heating | E1 | Standard | 100% | 0% | 0% | 1.0386 | 0 | 0 | 0 | 2 | 8 | 2019 | 2051 | 100% | 0 | 0 | 0% | Normal | 0% | 105.8145 | 0 | 0 | 1 unit | 100000 | 0 | 1 | 1 | 1 | 0 | 0 | 2016 | 1.0386 |  | N/A | N/A | N/A |  | 1 | unit | 1 | Industrial_Industrial - Int_New_Process_Process Heating_Standard
Industrial_Industrial - Int_New_Process_Natural Gas_Process Heating_E2 | Industrial | Industrial - Int | New | Process | Natural Gas | Process Heating | E2 |  | 0% | 0% | 0% | 0 | 0 | 0 | 0 | 0 | 0 | 0 | 0 | 0% | 0 | 0 | 0% | Normal | 0% | 0 | 0 | 0 | [18 empty] | Industrial_Industrial - Int_New_Process_Process Heating_
Industrial_Industrial - Int_New_Process_Natural Gas_Process Heating_E3 | Industrial | Industrial - Int | New | Process | Natural Gas | Process Heating | E3 |  | 0% | 0% | 0% | 0 | 0 | 0 | 0 | 0 | 0 | 0 | 0 | 0% | 0 | 0 | 0% | Normal | 0% | 0 | 0 | 0 | [18 empty] | Industrial_Industrial - Int_New_Process_Process Heating_
Industrial_Industrial - Int_New_Process_Natural Gas_Process Heating_E4 | Industrial | Industrial - Int | New | Process | Natural Gas | Process Heating | E4 |  | 0% | 0% | 0% | 0 | 0 | 0 | 0 | 0 | 0 | 0 | 0 | 0% | 0 | 0 | 0% | Normal | 0% | 0 | 0 | 0 | [18 empty] | Industrial_Industrial - Int_New_Process_Process Heating_
Industrial_Industrial - Int_New_Process_Natural Gas_Process Heating_E5 | Industrial | Industrial - Int | New | Process | Natural Gas | Process Heating | E5 |  | 0% | 0% | 0% | 0 | 0 | 0 | 0 | 0 | 0 | 0 | 0 | 0% | 0 | 0 | 0% | Normal | 0% | 0 | 0 | 0 | [18 empty] | Industrial_Industrial - Int_New_Process_Process Heating_
Industrial_Industrial - Int_New_Process_Natural Gas_Process Heating_E6 | Industrial | Industrial - Int | New | Process | Natural Gas | Process Heating | E6 |  | 0% | 0% | 0% | 0 | 0 | 0 | 0 | 0 | 0 | 0 | 0 | 0% | 0 | 0 | 0% | Normal | 0% | 0 | 0 | 0 | [18 empty] | Industrial_Industrial - Int_New_Process_Process Heating_
Industrial_Industrial - Int_New_Process_Natural Gas_Process Heating_E7 | Industrial | Industrial - Int | New | Process | Natural Gas | Process Heating | E7 |  | 0% | 0% | 0% | 0 | 0 | 0 | 0 | 0 | 0 | 0 | 0 | 0% | 0 | 0 | 0% | Normal | 0% | 0 | 0 | 0 | [18 empty] | Industrial_Industrial - Int_New_Process_Process Heating_
Industrial_Industrial - Int_New_Process_Natural Gas_Process Heating_E8 | Industrial | Industrial - Int | New | Process | Natural Gas | Process Heating | E8 |  | 0% | 0% | 0% | 0 | 0 | 0 | 0 | 0 | 0 | 0 | 0 | 0% | 0 | 0 | 0% | Normal | 0% | 0 | 0 | 0 | [18 empty] | Industrial_Industrial - Int_New_Process_Process Heating_
Industrial_Industrial - Int_New_Process_Natural Gas_Process Heating_E9 | Industrial | Industrial - Int | New | Process | Natural Gas | Process Heating | E9 |  | 0% | 0% | 0% | 0 | 0 | 0 | 0 | 0 | 0 | 0 | 0 | 0% | 0 | 0 | 0% | Normal | 0% | 0 | 0 | 0 | [18 empty] | Industrial_Industrial - Int_New_Process_Process Heating_
Industrial_Industrial - Int_New_Process_Natural Gas_Process Heating_E10 | Industrial | Industrial - Int | New | Process | Natural Gas | Process Heating | E10 |  | 0% | 0% | 0% | 0 | 0 | 0 | 0 | 0 | 0 | 0 | 0 | 0% | 0 | 0 | 0% | Normal | 0% | 0 | 0 | 0 | [18 empty] | Industrial_Industrial - Int_New_Process_Process Heating_
Industrial_Industrial - Int_New_Process_Natural Gas_Process Boiler_E1 | Industrial | Industrial - Int | New | Process | Natural Gas | Process Boiler | E1 | EF .80 | 100% | 0% | 0% | 16847.602 | 4288.0192 | 1826.8484 | 0 | 20 | 30 | 2019 | 2051 | 100% | 0 | 0 | 0% | Normal | 0% | 204.2643 | 0 | 0 | 1 unit | 100000 | 0 | 1 | 50457.6 | 16600 | 4225 | 1800 | 2018 | 1.0149 |  | EIA 2018 Tech Forecast | EIA 2018 Tech Forecast | IL TRM - 4.4.10 - CI-HVC-BOIL-V08-210101 |  | 1 | unit | 1 | Industrial_Industrial - Int_New_Process_Process Boiler_EF .80
Industrial_Industrial - Int_New_Process_Natural Gas_Process Boiler_E2 | Industrial | Industrial - Int | New | Process | Natural Gas | Process Boiler | E2 |  | 0% | 0% | 0% | 0 | 0 | 0 | 0 | 0 | 0 | 0 | 0 | 0% | 0 | 0 | 0% | Normal | 0% | 0 | 0 | 0 | [18 empty] | Industrial_Industrial - Int_New_Process_Process Boiler_
Industrial_Industrial - Int_New_Process_Natural Gas_Process Boiler_E3 | Industrial | Industrial - Int | New | Process | Natural Gas | Process Boiler | E3 |  | 0% | 0% | 0% | 0 | 0 | 0 | 0 | 0 | 0 | 0 | 0 | 0% | 0 | 0 | 0% | Normal | 0% | 0 | 0 | 0 | [18 empty] | Industrial_Industrial - Int_New_Process_Process Boiler_
Industrial_Industrial - Int_New_Process_Natural Gas_Process Boiler_E4 | Industrial | Industrial - Int | New | Process | Natural Gas | Process Boiler | E4 |  | 0% | 0% | 0% | 0 | 0 | 0 | 0 | 0 | 0 | 0 | 0 | 0% | 0 | 0 | 0% | Normal | 0% | 0 | 0 | 0 | [18 empty] | Industrial_Industrial - Int_New_Process_Process Boiler_
Industrial_Industrial - Int_New_Process_Natural Gas_Process Boiler_E5 | Industrial | Industrial - Int | New | Process | Natural Gas | Process Boiler | E5 |  | 0% | 0% | 0% | 0 | 0 | 0 | 0 | 0 | 0 | 0 | 0 | 0% | 0 | 0 | 0% | Normal | 0% | 0 | 0 | 0 | [18 empty] | Industrial_Industrial - Int_New_Process_Process Boiler_
Industrial_Industrial - Int_New_Process_Natural Gas_Process Boiler_E6 | Industrial | Industrial - Int | New | Process | Natural Gas | Process Boiler | E6 |  | 0% | 0% | 0% | 0 | 0 | 0 | 0 | 0 | 0 | 0 | 0 | 0% | 0 | 0 | 0% | Normal | 0% | 0 | 0 | 0 | [18 empty] | Industrial_Industrial - Int_New_Process_Process Boiler_
Industrial_Industrial - Int_New_Process_Natural Gas_Process Boiler_E7 | Industrial | Industrial - Int | New | Process | Natural Gas | Process Boiler | E7 |  | 0% | 0% | 0% | 0 | 0 | 0 | 0 | 0 | 0 | 0 | 0 | 0% | 0 | 0 | 0% | Normal | 0% | 0 | 0 | 0 | [18 empty] | Industrial_Industrial - Int_New_Process_Process Boiler_
Industrial_Industrial - Int_New_Process_Natural Gas_Process Boiler_E8 | Industrial | Industrial - Int | New | Process | Natural Gas | Process Boiler | E8 |  | 0% | 0% | 0% | 0 | 0 | 0 | 0 | 0 | 0 | 0 | 0 | 0% | 0 | 0 | 0% | Normal | 0% | 0 | 0 | 0 | [18 empty] | Industrial_Industrial - Int_New_Process_Process Boiler_
Industrial_Industrial - Int_New_Process_Natural Gas_Process Boiler_E9 | Industrial | Industrial - Int | New | Process | Natural Gas | Process Boiler | E9 |  | 0% | 0% | 0% | 0 | 0 | 0 | 0 | 0 | 0 | 0 | 0 | 0% | 0 | 0 | 0% | Normal | 0% | 0 | 0 | 0 | [18 empty] | Industrial_Industrial - Int_New_Process_Process Boiler_
Industrial_Industrial - Int_New_Process_Natural Gas_Process Boiler_E10 | Industrial | Industrial - Int | New | Process | Natural Gas | Process Boiler | E10 |  | 0% | 0% | 0% | 0 | 0 | 0 | 0 | 0 | 0 | 0 | 0 | 0% | 0 | 0 | 0% | Normal | 0% | 0 | 0 | 0 | [18 empty] | Industrial_Industrial - Int_New_Process_Process Boiler_
Industrial_Industrial - Int_New_Process_Natural Gas_Process Cooling_E1 | Industrial | Industrial - Int | New | Process | Natural Gas | Process Cooling | E1 | Standard | 100% | 0% | 0% | 1.0386 | 0 | 0 | 0 | 2 | 8 | 2019 | 2051 | 100% | 0 | 0 | 0% | Normal | 0% | 0.45635 | 0 | 0 | 1 unit | 100000 | 0 | 1 | 1 | 1 | 0 | 0 | 2016 | 1.0386 |  | N/A | N/A | N/A |  | 1 | unit | 1 | Industrial_Industrial - Int_New_Process_Process Cooling_Standard
Industrial_Industrial - Int_New_Process_Natural Gas_Process Cooling_E2 | Industrial | Industrial - Int | New | Process | Natural Gas | Process Cooling | E2 |  | 0% | 0% | 0% | 0 | 0 | 0 | 0 | 0 | 0 | 0 | 0 | 0% | 0 | 0 | 0% | Normal | 0% | 0 | 0 | 0 | [18 empty] | Industrial_Industrial - Int_New_Process_Process Cooling_
Industrial_Industrial - Int_New_Process_Natural Gas_Process Cooling_E3 | Industrial | Industrial - Int | New | Process | Natural Gas | Process Cooling | E3 |  | 0% | 0% | 0% | 0 | 0 | 0 | 0 | 0 | 0 | 0 | 0 | 0% | 0 | 0 | 0% | Normal | 0% | 0 | 0 | 0 | [18 empty] | Industrial_Industrial - Int_New_Process_Process Cooling_
Industrial_Industrial - Int_New_Process_Natural Gas_Process Cooling_E4 | Industrial | Industrial - Int | New | Process | Natural Gas | Process Cooling | E4 |  | 0% | 0% | 0% | 0 | 0 | 0 | 0 | 0 | 0 | 0 | 0 | 0% | 0 | 0 | 0% | Normal | 0% | 0 | 0 | 0 | [18 empty] | Industrial_Industrial - Int_New_Process_Process Cooling_
Industrial_Industrial - Int_New_Process_Natural Gas_Process Cooling_E5 | Industrial | Industrial - Int | New | Process | Natural Gas | Process Cooling | E5 |  | 0% | 0% | 0% | 0 | 0 | 0 | 0 | 0 | 0 | 0 | 0 | 0% | 0 | 0 | 0% | Normal | 0% | 0 | 0 | 0 | [18 empty] | Industrial_Industrial - Int_New_Process_Process Cooling_
Industrial_Industrial - Int_New_Process_Natural Gas_Process Cooling_E6 | Industrial | Industrial - Int | New | Process | Natural Gas | Process Cooling | E6 |  | 0% | 0% | 0% | 0 | 0 | 0 | 0 | 0 | 0 | 0 | 0 | 0% | 0 | 0 | 0% | Normal | 0% | 0 | 0 | 0 | [18 empty] | Industrial_Industrial - Int_New_Process_Process Cooling_
Industrial_Industrial - Int_New_Process_Natural Gas_Process Cooling_E7 | Industrial | Industrial - Int | New | Process | Natural Gas | Process Cooling | E7 |  | 0% | 0% | 0% | 0 | 0 | 0 | 0 | 0 | 0 | 0 | 0 | 0% | 0 | 0 | 0% | Normal | 0% | 0 | 0 | 0 | [18 empty] | Industrial_Industrial - Int_New_Process_Process Cooling_
Industrial_Industrial - Int_New_Process_Natural Gas_Process Cooling_E8 | Industrial | Industrial - Int | New | Process | Natural Gas | Process Cooling | E8 |  | 0% | 0% | 0% | 0 | 0 | 0 | 0 | 0 | 0 | 0 | 0 | 0% | 0 | 0 | 0% | Normal | 0% | 0 | 0 | 0 | [18 empty] | Industrial_Industrial - Int_New_Process_Process Cooling_
Industrial_Industrial - Int_New_Process_Natural Gas_Process Cooling_E9 | Industrial | Industrial - Int | New | Process | Natural Gas | Process Cooling | E9 |  | 0% | 0% | 0% | 0 | 0 | 0 | 0 | 0 | 0 | 0 | 0 | 0% | 0 | 0 | 0% | Normal | 0% | 0 | 0 | 0 | [18 empty] | Industrial_Industrial - Int_New_Process_Process Cooling_
Industrial_Industrial - Int_New_Process_Natural Gas_Process Cooling_E10 | Industrial | Industrial - Int | New | Process | Natural Gas | Process Cooling | E10 |  | 0% | 0% | 0% | 0 | 0 | 0 | 0 | 0 | 0 | 0 | 0 | 0% | 0 | 0 | 0% | Normal | 0% | 0 | 0 | 0 | [18 empty] | Industrial_Industrial - Int_New_Process_Process Cooling_
Industrial_Industrial - Int_New_Process_Natural Gas_Other Process_E1 | Industrial | Industrial - Int | New | Process | Natural Gas | Other Process | E1 | Standard | 100% | 0% | 0% | 1.0386 | 0 | 0 | 0 | 2 | 8 | 2019 | 2051 | 100% | 0 | 0 | 0% | Normal | 0% | 15.5273 | 0 | 0 | 1 unit | 100000 | 0 | 1 | 1 | 1 | 0 | 0 | 2016 | 1.0386 |  | N/A | N/A | N/A |  | 1 | unit | 1 | Industrial_Industrial - Int_New_Process_Other Process_Standard
Industrial_Industrial - Int_New_Process_Natural Gas_Other Process_E2 | Industrial | Industrial - Int | New | Process | Natural Gas | Other Process | E2 |  | 0% | 0% | 0% | 0 | 0 | 0 | 0 | 0 | 0 | 0 | 0 | 0% | 0 | 0 | 0% | Normal | 0% | 0 | 0 | 0 | [18 empty] | Industrial_Industrial - Int_New_Process_Other Process_
Industrial_Industrial - Int_New_Process_Natural Gas_Other Process_E3 | Industrial | Industrial - Int | New | Process | Natural Gas | Other Process | E3 |  | 0% | 0% | 0% | 0 | 0 | 0 | 0 | 0 | 0 | 0 | 0 | 0% | 0 | 0 | 0% | Normal | 0% | 0 | 0 | 0 | [18 empty] | Industrial_Industrial - Int_New_Process_Other Process_
Industrial_Industrial - Int_New_Process_Natural Gas_Other Process_E4 | Industrial | Industrial - Int | New | Process | Natural Gas | Other Process | E4 |  | 0% | 0% | 0% | 0 | 0 | 0 | 0 | 0 | 0 | 0 | 0 | 0% | 0 | 0 | 0% | Normal | 0% | 0 | 0 | 0 | [18 empty] | Industrial_Industrial - Int_New_Process_Other Process_
Industrial_Industrial - Int_New_Process_Natural Gas_Other Process_E5 | Industrial | Industrial - Int | New | Process | Natural Gas | Other Process | E5 |  | 0% | 0% | 0% | 0 | 0 | 0 | 0 | 0 | 0 | 0 | 0 | 0% | 0 | 0 | 0% | Normal | 0% | 0 | 0 | 0 | [18 empty] | Industrial_Industrial - Int_New_Process_Other Process_
Industrial_Industrial - Int_New_Process_Natural Gas_Other Process_E6 | Industrial | Industrial - Int | New | Process | Natural Gas | Other Process | E6 |  | 0% | 0% | 0% | 0 | 0 | 0 | 0 | 0 | 0 | 0 | 0 | 0% | 0 | 0 | 0% | Normal | 0% | 0 | 0 | 0 | [18 empty] | Industrial_Industrial - Int_New_Process_Other Process_
Industrial_Industrial - Int_New_Process_Natural Gas_Other Process_E7 | Industrial | Industrial - Int | New | Process | Natural Gas | Other Process | E7 |  | 0% | 0% | 0% | 0 | 0 | 0 | 0 | 0 | 0 | 0 | 0 | 0% | 0 | 0 | 0% | Normal | 0% | 0 | 0 | 0 | [18 empty] | Industrial_Industrial - Int_New_Process_Other Process_
Industrial_Industrial - Int_New_Process_Natural Gas_Other Process_E8 | Industrial | Industrial - Int | New | Process | Natural Gas | Other Process | E8 |  | 0% | 0% | 0% | 0 | 0 | 0 | 0 | 0 | 0 | 0 | 0 | 0% | 0 | 0 | 0% | Normal | 0% | 0 | 0 | 0 | [18 empty] | Industrial_Industrial - Int_New_Process_Other Process_
Industrial_Industrial - Int_New_Process_Natural Gas_Other Process_E9 | Industrial | Industrial - Int | New | Process | Natural Gas | Other Process | E9 |  | 0% | 0% | 0% | 0 | 0 | 0 | 0 | 0 | 0 | 0 | 0 | 0% | 0 | 0 | 0% | Normal | 0% | 0 | 0 | 0 | [18 empty] | Industrial_Industrial - Int_New_Process_Other Process_
Industrial_Industrial - Int_New_Process_Natural Gas_Other Process_E10 | Industrial | Industrial - Int | New | Process | Natural Gas | Other Process | E10 |  | 0% | 0% | 0% | 0 | 0 | 0 | 0 | 0 | 0 | 0 | 0 | 0% | 0 | 0 | 0% | Normal | 0% | 0 | 0 | 0 | [18 empty] | Industrial_Industrial - Int_New_Process_Other Process_
Industrial_Industrial - Int_New_Miscellaneous_Natural Gas_Miscellaneous_E1 | Industrial | Industrial - Int | New | Miscellaneous | Natural Gas | Miscellaneous | E1 | Standard | 100% | 0% | 0% | 1.0386 | 0 | 0 | 0 | 2 | 8 | 2019 | 2051 | 100% | 0 | 0 | 0% | Normal | 0% | 16.8964 | 0 | 0 | 1 unit | 100000 | 0 | 1 | 1 | 1 | 0 | 0 | 2016 | 1.0386 |  | N/A | N/A | N/A |  | 1 | unit | 1 | Industrial_Industrial - Int_New_Miscellaneous_Miscellaneous_Standard
Industrial_Industrial - Int_New_Miscellaneous_Natural Gas_Miscellaneous_E2 | Industrial | Industrial - Int | New | Miscellaneous | Natural Gas | Miscellaneous | E2 |  | 0% | 0% | 0% | 0 | 0 | 0 | 0 | 0 | 0 | 0 | 0 | 0% | 0 | 0 | 0% | Normal | 0% | 0 | 0 | 0 | [18 empty] | Industrial_Industrial - Int_New_Miscellaneous_Miscellaneous_
Industrial_Industrial - Int_New_Miscellaneous_Natural Gas_Miscellaneous_E3 | Industrial | Industrial - Int | New | Miscellaneous | Natural Gas | Miscellaneous | E3 |  | 0% | 0% | 0% | 0 | 0 | 0 | 0 | 0 | 0 | 0 | 0 | 0% | 0 | 0 | 0% | Normal | 0% | 0 | 0 | 0 | [18 empty] | Industrial_Industrial - Int_New_Miscellaneous_Miscellaneous_
Industrial_Industrial - Int_New_Miscellaneous_Natural Gas_Miscellaneous_E4 | Industrial | Industrial - Int | New | Miscellaneous | Natural Gas | Miscellaneous | E4 |  | 0% | 0% | 0% | 0 | 0 | 0 | 0 | 0 | 0 | 0 | 0 | 0% | 0 | 0 | 0% | Normal | 0% | 0 | 0 | 0 | [18 empty] | Industrial_Industrial - Int_New_Miscellaneous_Miscellaneous_
Industrial_Industrial - Int_New_Miscellaneous_Natural Gas_Miscellaneous_E5 | Industrial | Industrial - Int | New | Miscellaneous | Natural Gas | Miscellaneous | E5 |  | 0% | 0% | 0% | 0 | 0 | 0 | 0 | 0 | 0 | 0 | 0 | 0% | 0 | 0 | 0% | Normal | 0% | 0 | 0 | 0 | [18 empty] | Industrial_Industrial - Int_New_Miscellaneous_Miscellaneous_
Industrial_Industrial - Int_New_Miscellaneous_Natural Gas_Miscellaneous_E6 | Industrial | Industrial - Int | New | Miscellaneous | Natural Gas | Miscellaneous | E6 |  | 0% | 0% | 0% | 0 | 0 | 0 | 0 | 0 | 0 | 0 | 0 | 0% | 0 | 0 | 0% | Normal | 0% | 0 | 0 | 0 | [18 empty] | Industrial_Industrial - Int_New_Miscellaneous_Miscellaneous_
Industrial_Industrial - Int_New_Miscellaneous_Natural Gas_Miscellaneous_E7 | Industrial | Industrial - Int | New | Miscellaneous | Natural Gas | Miscellaneous | E7 |  | 0% | 0% | 0% | 0 | 0 | 0 | 0 | 0 | 0 | 0 | 0 | 0% | 0 | 0 | 0% | Normal | 0% | 0 | 0 | 0 | [18 empty] | Industrial_Industrial - Int_New_Miscellaneous_Miscellaneous_
Industrial_Industrial - Int_New_Miscellaneous_Natural Gas_Miscellaneous_E8 | Industrial | Industrial - Int | New | Miscellaneous | Natural Gas | Miscellaneous | E8 |  | 0% | 0% | 0% | 0 | 0 | 0 | 0 | 0 | 0 | 0 | 0 | 0% | 0 | 0 | 0% | Normal | 0% | 0 | 0 | 0 | [18 empty] | Industrial_Industrial - Int_New_Miscellaneous_Miscellaneous_
Industrial_Industrial - Int_New_Miscellaneous_Natural Gas_Miscellaneous_E9 | Industrial | Industrial - Int | New | Miscellaneous | Natural Gas | Miscellaneous | E9 |  | 0% | 0% | 0% | 0 | 0 | 0 | 0 | 0 | 0 | 0 | 0 | 0% | 0 | 0 | 0% | Normal | 0% | 0 | 0 | 0 | [18 empty] | Industrial_Industrial - Int_New_Miscellaneous_Miscellaneous_
Industrial_Industrial - Int_New_Miscellaneous_Natural Gas_Miscellaneous_E10 | Industrial | Industrial - Int | New | Miscellaneous | Natural Gas | Miscellaneous | E10 |  | 0% | 0% | 0% | 0 | 0 | 0 | 0 | 0 | 0 | 0 | 0 | 0% | 0 | 0 | 0% | Normal | 0% | 0 | 0 | 0 | [18 empty] | Industrial_Industrial - Int_New_Miscellaneous_Miscellaneous_

## Purchase Shares
Key | Sector | Segment | Vintage | End Use | Fuel | Technology | Equipment | Label | Case | 2019 | 2020 | 2021 | 2022 | 2023 | 2024 | 2025 | 2026 | 2027 | 2028 | 2029 | 2030 | 2031 | 2032 | 2033 | 2034 | 2035 | 2036 | 2037 | 2038 | 2039 | 2040 | 2041 | 2042 | 2043 | 2044 | 2045 | 2046 | 2047 | 2048 | 2049 | 2050 | 2051
Industrial_Industrial - Firm_Existing_Space Heating_Natural Gas_Furnace_E1_Baseline Forecast | Industrial | Industrial - Firm | Existing | Space Heating | Natural Gas | Furnace | E1 | AFUE 80% (Standard) | Baseline Forecast | 100% | 100% | 100% | 100% | 100% | 100% | 100% | 100% | 100% | 100% | 100% | 100% | 100% | 100% | 100% | 100% | 100% | 100% | 100% | 100% | 100% | 100% | 100% | 100% | 100% | 100% | 100% | 100% | 100% | 100% | 100% | 100% | 100%
Industrial_Industrial - Firm_Existing_Space Heating_Natural Gas_Furnace_E2_Baseline Forecast | Industrial | Industrial - Firm | Existing | Space Heating | Natural Gas | Furnace | E2 | AFUE 90% | Baseline Forecast | bar: 2019 to 2051
Industrial_Industrial - Firm_Existing_Space Heating_Natural Gas_Furnace_E3_Baseline Forecast | Industrial | Industrial - Firm | Existing | Space Heating | Natural Gas | Furnace | E3 | AFUE 96% | Baseline Forecast | bar: 2019 to 2051
Industrial_Industrial - Firm_Existing_Space Heating_Natural Gas_Furnace_E4_Baseline Forecast | Industrial | Industrial - Firm | Existing | Space Heating | Natural Gas | Furnace | E4 |  | Baseline Forecast | bar: 2019 to 2051
Industrial_Industrial - Firm_Existing_Space Heating_Natural Gas_Furnace_E5_Baseline Forecast | Industrial | Industrial - Firm | Existing | Space Heating | Natural Gas | Furnace | E5 |  | Baseline Forecast | bar: 2019 to 2051
Industrial_Industrial - Firm_Existing_Space Heating_Natural Gas_Furnace_E6_Baseline Forecast | Industrial | Industrial - Firm | Existing | Space Heating | Natural Gas | Furnace | E6 |  | Baseline Forecast | bar: 2019 to 2051
Industrial_Industrial - Firm_Existing_Space Heating_Natural Gas_Furnace_E7_Baseline Forecast | Industrial | Industrial - Firm | Existing | Space Heating | Natural Gas | Furnace | E7 |  | Baseline Forecast | bar: 2019 to 2051
Industrial_Industrial - Firm_Existing_Space Heating_Natural Gas_Furnace_E8_Baseline Forecast | Industrial | Industrial - Firm | Existing | Space Heating | Natural Gas | Furnace | E8 |  | Baseline Forecast | bar: 2019 to 2051
Industrial_Industrial - Firm_Existing_Space Heating_Natural Gas_Furnace_E9_Baseline Forecast | Industrial | Industrial - Firm | Existing | Space Heating | Natural Gas | Furnace | E9 |  | Baseline Forecast | bar: 2019 to 2051
Industrial_Industrial - Firm_Existing_Space Heating_Natural Gas_Furnace_E10_Baseline Forecast | Industrial | Industrial - Firm | Existing | Space Heating | Natural Gas | Furnace | E10 |  | Baseline Forecast | bar: 2019 to 2051
Industrial_Industrial - Firm_Existing_Space Heating_Natural Gas_Boiler_E1_Baseline Forecast | Industrial | Industrial - Firm | Existing | Space Heating | Natural Gas | Boiler | E1 | AFUE 80% (Standard) | Baseline Forecast | 100% | 100% | 100% | 100% | 100% | 100% | 100% | 100% | 100% | 100% | 100% | 100% | 100% | 100% | 100% | 100% | 100% | 100% | 100% | 100% | 100% | 100% | 100% | 100% | 100% | 100% | 100% | 100% | 100% | 100% | 100% | 100% | 100%
Industrial_Industrial - Firm_Existing_Space Heating_Natural Gas_Boiler_E2_Baseline Forecast | Industrial | Industrial - Firm | Existing | Space Heating | Natural Gas | Boiler | E2 | AFUE 85% | Baseline Forecast | bar: 2019 to 2051
Industrial_Industrial - Firm_Existing_Space Heating_Natural Gas_Boiler_E3_Baseline Forecast | Industrial | Industrial - Firm | Existing | Space Heating | Natural Gas | Boiler | E3 | AFUE 97% | Baseline Forecast | bar: 2019 to 2051
Industrial_Industrial - Firm_Existing_Space Heating_Natural Gas_Boiler_E4_Baseline Forecast | Industrial | Industrial - Firm | Existing | Space Heating | Natural Gas | Boiler | E4 | Convert to NG Air Source Heat Pump | Baseline Forecast | bar: 2019 to 2051
Industrial_Industrial - Firm_Existing_Space Heating_Natural Gas_Boiler_E5_Baseline Forecast | Industrial | Industrial - Firm | Existing | Space Heating | Natural Gas | Boiler | E5 |  | Baseline Forecast | bar: 2019 to 2051
Industrial_Industrial - Firm_Existing_Space Heating_Natural Gas_Boiler_E6_Baseline Forecast | Industrial | Industrial - Firm | Existing | Space Heating | Natural Gas | Boiler | E6 |  | Baseline Forecast | bar: 2019 to 2051
Industrial_Industrial - Firm_Existing_Space Heating_Natural Gas_Boiler_E7_Baseline Forecast | Industrial | Industrial - Firm | Existing | Space Heating | Natural Gas | Boiler | E7 |  | Baseline Forecast | bar: 2019 to 2051
Industrial_Industrial - Firm_Existing_Space Heating_Natural Gas_Boiler_E8_Baseline Forecast | Industrial | Industrial - Firm | Existing | Space Heating | Natural Gas | Boiler | E8 |  | Baseline Forecast | bar: 2019 to 2051
Industrial_Industrial - Firm_Existing_Space Heating_Natural Gas_Boiler_E9_Baseline Forecast | Industrial | Industrial - Firm | Existing | Space Heating | Natural Gas | Boiler | E9 |  | Baseline Forecast | bar: 2019 to 2051
Industrial_Industrial - Firm_Existing_Space Heating_Natural Gas_Boiler_E10_Baseline Forecast | Industrial | Industrial - Firm | Existing | Space Heating | Natural Gas | Boiler | E10 |  | Baseline Forecast | bar: 2019 to 2051
Industrial_Industrial - Firm_Existing_Space Heating_Natural Gas_Unit Heater_E1_Baseline Forecast | Industrial | Industrial - Firm | Existing | Space Heating | Natural Gas | Unit Heater | E1 | Standard | Baseline Forecast | 100% | 100% | 100% | 100% | 100% | 100% | 100% | 100% | 100% | 100% | 100% | 100% | 100% | 100% | 100% | 100% | 100% | 100% | 100% | 100% | 100% | 100% | 100% | 100% | 100% | 100% | 100% | 100% | 100% | 100% | 100% | 100% | 100%
Industrial_Industrial - Firm_Existing_Space Heating_Natural Gas_Unit Heater_E2_Baseline Forecast | Industrial | Industrial - Firm | Existing | Space Heating | Natural Gas | Unit Heater | E2 | Condensing | Baseline Forecast | bar: 2019 to 2051
Industrial_Industrial - Firm_Existing_Space Heating_Natural Gas_Unit Heater_E3_Baseline Forecast | Industrial | Industrial - Firm | Existing | Space Heating | Natural Gas | Unit Heater | E3 | Infrared Radiant | Baseline Forecast | bar: 2019 to 2051
Industrial_Industrial - Firm_Existing_Space Heating_Natural Gas_Unit Heater_E4_Baseline Forecast | Industrial | Industrial - Firm | Existing | Space Heating | Natural Gas | Unit Heater | E4 |  | Baseline Forecast | bar: 2019 to 2051
Industrial_Industrial - Firm_Existing_Space Heating_Natural Gas_Unit Heater_E5_Baseline Forecast | Industrial | Industrial - Firm | Existing | Space Heating | Natural Gas | Unit Heater | E5 |  | Baseline Forecast | bar: 2019 to 2051
Industrial_Industrial - Firm_Existing_Space Heating_Natural Gas_Unit Heater_E6_Baseline Forecast | Industrial | Industrial - Firm | Existing | Space Heating | Natural Gas | Unit Heater | E6 |  | Baseline Forecast | bar: 2019 to 2051
Industrial_Industrial - Firm_Existing_Space Heating_Natural Gas_Unit Heater_E7_Baseline Forecast | Industrial | Industrial - Firm | Existing | Space Heating | Natural Gas | Unit Heater | E7 |  | Baseline Forecast | bar: 2019 to 2051
Industrial_Industrial - Firm_Existing_Space Heating_Natural Gas_Unit Heater_E8_Baseline Forecast | Industrial | Industrial - Firm | Existing | Space Heating | Natural Gas | Unit Heater | E8 |  | Baseline Forecast | bar: 2019 to 2051
Industrial_Industrial - Firm_Existing_Space Heating_Natural Gas_Unit Heater_E9_Baseline Forecast | Industrial | Industrial - Firm | Existing | Space Heating | Natural Gas | Unit Heater | E9 |  | Baseline Forecast | bar: 2019 to 2051
Industrial_Industrial - Firm_Existing_Space Heating_Natural Gas_Unit Heater_E10_Baseline Forecast | Industrial | Industrial - Firm | Existing | Space Heating | Natural Gas | Unit Heater | E10 |  | Baseline Forecast | bar: 2019 to 2051
Industrial_Industrial - Firm_Existing_Process_Natural Gas_Process Heating_E1_Baseline Forecast | Industrial | Industrial - Firm | Existing | Process | Natural Gas | Process Heating | E1 | Standard | Baseline Forecast | 100% | 100% | 100% | 100% | 100% | 100% | 100% | 100% | 100% | 100% | 100% | 100% | 100% | 100% | 100% | 100% | 100% | 100% | 100% | 100% | 100% | 100% | 100% | 100% | 100% | 100% | 100% | 100% | 100% | 100% | 100% | 100% | 100%
Industrial_Industrial - Firm_Existing_Process_Natural Gas_Process Heating_E2_Baseline Forecast | Industrial | Industrial - Firm | Existing | Process | Natural Gas | Process Heating | E2 |  | Baseline Forecast | bar: 2019 to 2051
Industrial_Industrial - Firm_Existing_Process_Natural Gas_Process Heating_E3_Baseline Forecast | Industrial | Industrial - Firm | Existing | Process | Natural Gas | Process Heating | E3 |  | Baseline Forecast | bar: 2019 to 2051
Industrial_Industrial - Firm_Existing_Process_Natural Gas_Process Heating_E4_Baseline Forecast | Industrial | Industrial - Firm | Existing | Process | Natural Gas | Process Heating | E4 |  | Baseline Forecast | bar: 2019 to 2051
Industrial_Industrial - Firm_Existing_Process_Natural Gas_Process Heating_E5_Baseline Forecast | Industrial | Industrial - Firm | Existing | Process | Natural Gas | Process Heating | E5 |  | Baseline Forecast | bar: 2019 to 2051
Industrial_Industrial - Firm_Existing_Process_Natural Gas_Process Heating_E6_Baseline Forecast | Industrial | Industrial - Firm | Existing | Process | Natural Gas | Process Heating | E6 |  | Baseline Forecast | bar: 2019 to 2051
Industrial_Industrial - Firm_Existing_Process_Natural Gas_Process Heating_E7_Baseline Forecast | Industrial | Industrial - Firm | Existing | Process | Natural Gas | Process Heating | E7 |  | Baseline Forecast | bar: 2019 to 2051
Industrial_Industrial - Firm_Existing_Process_Natural Gas_Process Heating_E8_Baseline Forecast | Industrial | Industrial - Firm | Existing | Process | Natural Gas | Process Heating | E8 |  | Baseline Forecast | bar: 2019 to 2051
Industrial_Industrial - Firm_Existing_Process_Natural Gas_Process Heating_E9_Baseline Forecast | Industrial | Industrial - Firm | Existing | Process | Natural Gas | Process Heating | E9 |  | Baseline Forecast | bar: 2019 to 2051
Industrial_Industrial - Firm_Existing_Process_Natural Gas_Process Heating_E10_Baseline Forecast | Industrial | Industrial - Firm | Existing | Process | Natural Gas | Process Heating | E10 |  | Baseline Forecast | bar: 2019 to 2051
Industrial_Industrial - Firm_Existing_Process_Natural Gas_Process Boiler_E1_Baseline Forecast | Industrial | Industrial - Firm | Existing | Process | Natural Gas | Process Boiler | E1 | EF .80 | Baseline Forecast | 100% | 100% | 100% | 100% | 100% | 100% | 100% | 100% | 100% | 100% | 100% | 100% | 100% | 100% | 100% | 100% | 100% | 100% | 100% | 100% | 100% | 100% | 100% | 100% | 100% | 100% | 100% | 100% | 100% | 100% | 100% | 100% | 100%
Industrial_Industrial - Firm_Existing_Process_Natural Gas_Process Boiler_E2_Baseline Forecast | Industrial | Industrial - Firm | Existing | Process | Natural Gas | Process Boiler | E2 |  | Baseline Forecast | bar: 2019 to 2051
Industrial_Industrial - Firm_Existing_Process_Natural Gas_Process Boiler_E3_Baseline Forecast | Industrial | Industrial - Firm | Existing | Process | Natural Gas | Process Boiler | E3 |  | Baseline Forecast | bar: 2019 to 2051
Industrial_Industrial - Firm_Existing_Process_Natural Gas_Process Boiler_E4_Baseline Forecast | Industrial | Industrial - Firm | Existing | Process | Natural Gas | Process Boiler | E4 |  | Baseline Forecast | bar: 2019 to 2051
Industrial_Industrial - Firm_Existing_Process_Natural Gas_Process Boiler_E5_Baseline Forecast | Industrial | Industrial - Firm | Existing | Process | Natural Gas | Process Boiler | E5 |  | Baseline Forecast | bar: 2019 to 2051
Industrial_Industrial - Firm_Existing_Process_Natural Gas_Process Boiler_E6_Baseline Forecast | Industrial | Industrial - Firm | Existing | Process | Natural Gas | Process Boiler | E6 |  | Baseline Forecast | bar: 2019 to 2051
Industrial_Industrial - Firm_Existing_Process_Natural Gas_Process Boiler_E7_Baseline Forecast | Industrial | Industrial - Firm | Existing | Process | Natural Gas | Process Boiler | E7 |  | Baseline Forecast | bar: 2019 to 2051
Industrial_Industrial - Firm_Existing_Process_Natural Gas_Process Boiler_E8_Baseline Forecast | Industrial | Industrial - Firm | Existing | Process | Natural Gas | Process Boiler | E8 |  | Baseline Forecast | bar: 2019 to 2051
Industrial_Industrial - Firm_Existing_Process_Natural Gas_Process Boiler_E9_Baseline Forecast | Industrial | Industrial - Firm | Existing | Process | Natural Gas | Process Boiler | E9 |  | Baseline Forecast | bar: 2019 to 2051
Industrial_Industrial - Firm_Existing_Process_Natural Gas_Process Boiler_E10_Baseline Forecast | Industrial | Industrial - Firm | Existing | Process | Natural Gas | Process Boiler | E10 |  | Baseline Forecast | bar: 2019 to 2051
Industrial_Industrial - Firm_Existing_Process_Natural Gas_Process Cooling_E1_Baseline Forecast | Industrial | Industrial - Firm | Existing | Process | Natural Gas | Process Cooling | E1 | Standard | Baseline Forecast | 100% | 100% | 100% | 100% | 100% | 100% | 100% | 100% | 100% | 100% | 100% | 100% | 100% | 100% | 100% | 100% | 100% | 100% | 100% | 100% | 100% | 100% | 100% | 100% | 100% | 100% | 100% | 100% | 100% | 100% | 100% | 100% | 100%
Industrial_Industrial - Firm_Existing_Process_Natural Gas_Process Cooling_E2_Baseline Forecast | Industrial | Industrial - Firm | Existing | Process | Natural Gas | Process Cooling | E2 |  | Baseline Forecast | bar: 2019 to 2051
Industrial_Industrial - Firm_Existing_Process_Natural Gas_Process Cooling_E3_Baseline Forecast | Industrial | Industrial - Firm | Existing | Process | Natural Gas | Process Cooling | E3 |  | Baseline Forecast | bar: 2019 to 2051
Industrial_Industrial - Firm_Existing_Process_Natural Gas_Process Cooling_E4_Baseline Forecast | Industrial | Industrial - Firm | Existing | Process | Natural Gas | Process Cooling | E4 |  | Baseline Forecast | bar: 2019 to 2051
Industrial_Industrial - Firm_Existing_Process_Natural Gas_Process Cooling_E5_Baseline Forecast | Industrial | Industrial - Firm | Existing | Process | Natural Gas | Process Cooling | E5 |  | Baseline Forecast | bar: 2019 to 2051
Industrial_Industrial - Firm_Existing_Process_Natural Gas_Process Cooling_E6_Baseline Forecast | Industrial | Industrial - Firm | Existing | Process | Natural Gas | Process Cooling | E6 |  | Baseline Forecast | bar: 2019 to 2051
Industrial_Industrial - Firm_Existing_Process_Natural Gas_Process Cooling_E7_Baseline Forecast | Industrial | Industrial - Firm | Existing | Process | Natural Gas | Process Cooling | E7 |  | Baseline Forecast | bar: 2019 to 2051
Industrial_Industrial - Firm_Existing_Process_Natural Gas_Process Cooling_E8_Baseline Forecast | Industrial | Industrial - Firm | Existing | Process | Natural Gas | Process Cooling | E8 |  | Baseline Forecast | bar: 2019 to 2051
Industrial_Industrial - Firm_Existing_Process_Natural Gas_Process Cooling_E9_Baseline Forecast | Industrial | Industrial - Firm | Existing | Process | Natural Gas | Process Cooling | E9 |  | Baseline Forecast | bar: 2019 to 2051
Industrial_Industrial - Firm_Existing_Process_Natural Gas_Process Cooling_E10_Baseline Forecast | Industrial | Industrial - Firm | Existing | Process | Natural Gas | Process Cooling | E10 |  | Baseline Forecast | bar: 2019 to 2051
Industrial_Industrial - Firm_Existing_Process_Natural Gas_Other Process_E1_Baseline Forecast | Industrial | Industrial - Firm | Existing | Process | Natural Gas | Other Process | E1 | Standard | Baseline Forecast | 100% | 100% | 100% | 100% | 100% | 100% | 100% | 100% | 100% | 100% | 100% | 100% | 100% | 100% | 100% | 100% | 100% | 100% | 100% | 100% | 100% | 100% | 100% | 100% | 100% | 100% | 100% | 100% | 100% | 100% | 100% | 100% | 100%
Industrial_Industrial - Firm_Existing_Process_Natural Gas_Other Process_E2_Baseline Forecast | Industrial | Industrial - Firm | Existing | Process | Natural Gas | Other Process | E2 |  | Baseline Forecast | bar: 2019 to 2051
Industrial_Industrial - Firm_Existing_Process_Natural Gas_Other Process_E3_Baseline Forecast | Industrial | Industrial - Firm | Existing | Process | Natural Gas | Other Process | E3 |  | Baseline Forecast | bar: 2019 to 2051
Industrial_Industrial - Firm_Existing_Process_Natural Gas_Other Process_E4_Baseline Forecast | Industrial | Industrial - Firm | Existing | Process | Natural Gas | Other Process | E4 |  | Baseline Forecast | bar: 2019 to 2051
Industrial_Industrial - Firm_Existing_Process_Natural Gas_Other Process_E5_Baseline Forecast | Industrial | Industrial - Firm | Existing | Process | Natural Gas | Other Process | E5 |  | Baseline Forecast | bar: 2019 to 2051
Industrial_Industrial - Firm_Existing_Process_Natural Gas_Other Process_E6_Baseline Forecast | Industrial | Industrial - Firm | Existing | Process | Natural Gas | Other Process | E6 |  | Baseline Forecast | bar: 2019 to 2051
Industrial_Industrial - Firm_Existing_Process_Natural Gas_Other Process_E7_Baseline Forecast | Industrial | Industrial - Firm | Existing | Process | Natural Gas | Other Process | E7 |  | Baseline Forecast | bar: 2019 to 2051
Industrial_Industrial - Firm_Existing_Process_Natural Gas_Other Process_E8_Baseline Forecast | Industrial | Industrial - Firm | Existing | Process | Natural Gas | Other Process | E8 |  | Baseline Forecast | bar: 2019 to 2051
Industrial_Industrial - Firm_Existing_Process_Natural Gas_Other Process_E9_Baseline Forecast | Industrial | Industrial - Firm | Existing | Process | Natural Gas | Other Process | E9 |  | Baseline Forecast | bar: 2019 to 2051
Industrial_Industrial - Firm_Existing_Process_Natural Gas_Other Process_E10_Baseline Forecast | Industrial | Industrial - Firm | Existing | Process | Natural Gas | Other Process | E10 |  | Baseline Forecast | bar: 2019 to 2051
Industrial_Industrial - Firm_Existing_Miscellaneous_Natural Gas_Miscellaneous_E1_Baseline Forecast | Industrial | Industrial - Firm | Existing | Miscellaneous | Natural Gas | Miscellaneous | E1 | Standard | Baseline Forecast | 100% | 100% | 100% | 100% | 100% | 100% | 100% | 100% | 100% | 100% | 100% | 100% | 100% | 100% | 100% | 100% | 100% | 100% | 100% | 100% | 100% | 100% | 100% | 100% | 100% | 100% | 100% | 100% | 100% | 100% | 100% | 100% | 100%
Industrial_Industrial - Firm_Existing_Miscellaneous_Natural Gas_Miscellaneous_E2_Baseline Forecast | Industrial | Industrial - Firm | Existing | Miscellaneous | Natural Gas | Miscellaneous | E2 |  | Baseline Forecast | bar: 2019 to 2051
Industrial_Industrial - Firm_Existing_Miscellaneous_Natural Gas_Miscellaneous_E3_Baseline Forecast | Industrial | Industrial - Firm | Existing | Miscellaneous | Natural Gas | Miscellaneous | E3 |  | Baseline Forecast | bar: 2019 to 2051
Industrial_Industrial - Firm_Existing_Miscellaneous_Natural Gas_Miscellaneous_E4_Baseline Forecast | Industrial | Industrial - Firm | Existing | Miscellaneous | Natural Gas | Miscellaneous | E4 |  | Baseline Forecast | bar: 2019 to 2051
Industrial_Industrial - Firm_Existing_Miscellaneous_Natural Gas_Miscellaneous_E5_Baseline Forecast | Industrial | Industrial - Firm | Existing | Miscellaneous | Natural Gas | Miscellaneous | E5 |  | Baseline Forecast | bar: 2019 to 2051
Industrial_Industrial - Firm_Existing_Miscellaneous_Natural Gas_Miscellaneous_E6_Baseline Forecast | Industrial | Industrial - Firm | Existing | Miscellaneous | Natural Gas | Miscellaneous | E6 |  | Baseline Forecast | bar: 2019 to 2051
Industrial_Industrial - Firm_Existing_Miscellaneous_Natural Gas_Miscellaneous_E7_Baseline Forecast | Industrial | Industrial - Firm | Existing | Miscellaneous | Natural Gas | Miscellaneous | E7 |  | Baseline Forecast | bar: 2019 to 2051
Industrial_Industrial - Firm_Existing_Miscellaneous_Natural Gas_Miscellaneous_E8_Baseline Forecast | Industrial | Industrial - Firm | Existing | Miscellaneous | Natural Gas | Miscellaneous | E8 |  | Baseline Forecast | bar: 2019 to 2051
Industrial_Industrial - Firm_Existing_Miscellaneous_Natural Gas_Miscellaneous_E9_Baseline Forecast | Industrial | Industrial - Firm | Existing | Miscellaneous | Natural Gas | Miscellaneous | E9 |  | Baseline Forecast | bar: 2019 to 2051
Industrial_Industrial - Firm_Existing_Miscellaneous_Natural Gas_Miscellaneous_E10_Baseline Forecast | Industrial | Industrial - Firm | Existing | Miscellaneous | Natural Gas | Miscellaneous | E10 |  | Baseline Forecast | bar: 2019 to 2051
Industrial_Industrial - Firm_New_Space Heating_Natural Gas_Furnace_E1_Baseline Forecast | Industrial | Industrial - Firm | New | Space Heating | Natural Gas | Furnace | E1 | AFUE 80% (Standard) | Baseline Forecast | 100% | 100% | 100% | 100% | 100% | 100% | 100% | 100% | 100% | 100% | 100% | 100% | 100% | 100% | 100% | 100% | 100% | 100% | 100% | 100% | 100% | 100% | 100% | 100% | 100% | 100% | 100% | 100% | 100% | 100% | 100% | 100% | 100%
Industrial_Industrial - Firm_New_Space Heating_Natural Gas_Furnace_E2_Baseline Forecast | Industrial | Industrial - Firm | New | Space Heating | Natural Gas | Furnace | E2 | AFUE 90% | Baseline Forecast | bar: 2019 to 2051
Industrial_Industrial - Firm_New_Space Heating_Natural Gas_Furnace_E3_Baseline Forecast | Industrial | Industrial - Firm | New | Space Heating | Natural Gas | Furnace | E3 | AFUE 96% | Baseline Forecast | bar: 2019 to 2051
Industrial_Industrial - Firm_New_Space Heating_Natural Gas_Furnace_E4_Baseline Forecast | Industrial | Industrial - Firm | New | Space Heating | Natural Gas | Furnace | E4 |  | Baseline Forecast | bar: 2019 to 2051
Industrial_Industrial - Firm_New_Space Heating_Natural Gas_Furnace_E5_Baseline Forecast | Industrial | Industrial - Firm | New | Space Heating | Natural Gas | Furnace | E5 |  | Baseline Forecast | bar: 2019 to 2051
Industrial_Industrial - Firm_New_Space Heating_Natural Gas_Furnace_E6_Baseline Forecast | Industrial | Industrial - Firm | New | Space Heating | Natural Gas | Furnace | E6 |  | Baseline Forecast | bar: 2019 to 2051
Industrial_Industrial - Firm_New_Space Heating_Natural Gas_Furnace_E7_Baseline Forecast | Industrial | Industrial - Firm | New | Space Heating | Natural Gas | Furnace | E7 |  | Baseline Forecast | bar: 2019 to 2051
Industrial_Industrial - Firm_New_Space Heating_Natural Gas_Furnace_E8_Baseline Forecast | Industrial | Industrial - Firm | New | Space Heating | Natural Gas | Furnace | E8 |  | Baseline Forecast | bar: 2019 to 2051
Industrial_Industrial - Firm_New_Space Heating_Natural Gas_Furnace_E9_Baseline Forecast | Industrial | Industrial - Firm | New | Space Heating | Natural Gas | Furnace | E9 |  | Baseline Forecast | bar: 2019 to 2051
Industrial_Industrial - Firm_New_Space Heating_Natural Gas_Furnace_E10_Baseline Forecast | Industrial | Industrial - Firm | New | Space Heating | Natural Gas | Furnace | E10 |  | Baseline Forecast | bar: 2019 to 2051
Industrial_Industrial - Firm_New_Space Heating_Natural Gas_Boiler_E1_Baseline Forecast | Industrial | Industrial - Firm | New | Space Heating | Natural Gas | Boiler | E1 | AFUE 80% (Standard) | Baseline Forecast | 100% | 100% | 100% | 100% | 100% | 100% | 100% | 100% | 100% | 100% | 100% | 100% | 100% | 100% | 100% | 100% | 100% | 100% | 100% | 100% | 100% | 100% | 100% | 100% | 100% | 100% | 100% | 100% | 100% | 100% | 100% | 100% | 100%
Industrial_Industrial - Firm_New_Space Heating_Natural Gas_Boiler_E2_Baseline Forecast | Industrial | Industrial - Firm | New | Space Heating | Natural Gas | Boiler | E2 | AFUE 85% | Baseline Forecast | bar: 2019 to 2051
Industrial_Industrial - Firm_New_Space Heating_Natural Gas_Boiler_E3_Baseline Forecast | Industrial | Industrial - Firm | New | Space Heating | Natural Gas | Boiler | E3 | AFUE 97% | Baseline Forecast | bar: 2019 to 2051
Industrial_Industrial - Firm_New_Space Heating_Natural Gas_Boiler_E4_Baseline Forecast | Industrial | Industrial - Firm | New | Space Heating | Natural Gas | Boiler | E4 | Convert to NG Air Source Heat Pump | Baseline Forecast | bar: 2019 to 2051
Industrial_Industrial - Firm_New_Space Heating_Natural Gas_Boiler_E5_Baseline Forecast | Industrial | Industrial - Firm | New | Space Heating | Natural Gas | Boiler | E5 |  | Baseline Forecast | bar: 2019 to 2051
Industrial_Industrial - Firm_New_Space Heating_Natural Gas_Boiler_E6_Baseline Forecast | Industrial | Industrial - Firm | New | Space Heating | Natural Gas | Boiler | E6 |  | Baseline Forecast | bar: 2019 to 2051
Industrial_Industrial - Firm_New_Space Heating_Natural Gas_Boiler_E7_Baseline Forecast | Industrial | Industrial - Firm | New | Space Heating | Natural Gas | Boiler | E7 |  | Baseline Forecast | bar: 2019 to 2051
Industrial_Industrial - Firm_New_Space Heating_Natural Gas_Boiler_E8_Baseline Forecast | Industrial | Industrial - Firm | New | Space Heating | Natural Gas | Boiler | E8 |  | Baseline Forecast | bar: 2019 to 2051
Industrial_Industrial - Firm_New_Space Heating_Natural Gas_Boiler_E9_Baseline Forecast | Industrial | Industrial - Firm | New | Space Heating | Natural Gas | Boiler | E9 |  | Baseline Forecast | bar: 2019 to 2051
Industrial_Industrial - Firm_New_Space Heating_Natural Gas_Boiler_E10_Baseline Forecast | Industrial | Industrial - Firm | New | Space Heating | Natural Gas | Boiler | E10 |  | Baseline Forecast | bar: 2019 to 2051
Industrial_Industrial - Firm_New_Space Heating_Natural Gas_Unit Heater_E1_Baseline Forecast | Industrial | Industrial - Firm | New | Space Heating | Natural Gas | Unit Heater | E1 | Standard | Baseline Forecast | 100% | 100% | 100% | 100% | 100% | 100% | 100% | 100% | 100% | 100% | 100% | 100% | 100% | 100% | 100% | 100% | 100% | 100% | 100% | 100% | 100% | 100% | 100% | 100% | 100% | 100% | 100% | 100% | 100% | 100% | 100% | 100% | 100%
Industrial_Industrial - Firm_New_Space Heating_Natural Gas_Unit Heater_E2_Baseline Forecast | Industrial | Industrial - Firm | New | Space Heating | Natural Gas | Unit Heater | E2 | Condensing | Baseline Forecast | bar: 2019 to 2051
Industrial_Industrial - Firm_New_Space Heating_Natural Gas_Unit Heater_E3_Baseline Forecast | Industrial | Industrial - Firm | New | Space Heating | Natural Gas | Unit Heater | E3 | Infrared Radiant | Baseline Forecast | bar: 2019 to 2051
Industrial_Industrial - Firm_New_Space Heating_Natural Gas_Unit Heater_E4_Baseline Forecast | Industrial | Industrial - Firm | New | Space Heating | Natural Gas | Unit Heater | E4 |  | Baseline Forecast | bar: 2019 to 2051
Industrial_Industrial - Firm_New_Space Heating_Natural Gas_Unit Heater_E5_Baseline Forecast | Industrial | Industrial - Firm | New | Space Heating | Natural Gas | Unit Heater | E5 |  | Baseline Forecast | bar: 2019 to 2051
Industrial_Industrial - Firm_New_Space Heating_Natural Gas_Unit Heater_E6_Baseline Forecast | Industrial | Industrial - Firm | New | Space Heating | Natural Gas | Unit Heater | E6 |  | Baseline Forecast | bar: 2019 to 2051
Industrial_Industrial - Firm_New_Space Heating_Natural Gas_Unit Heater_E7_Baseline Forecast | Industrial | Industrial - Firm | New | Space Heating | Natural Gas | Unit Heater | E7 |  | Baseline Forecast | bar: 2019 to 2051
Industrial_Industrial - Firm_New_Space Heating_Natural Gas_Unit Heater_E8_Baseline Forecast | Industrial | Industrial - Firm | New | Space Heating | Natural Gas | Unit Heater | E8 |  | Baseline Forecast | bar: 2019 to 2051
Industrial_Industrial - Firm_New_Space Heating_Natural Gas_Unit Heater_E9_Baseline Forecast | Industrial | Industrial - Firm | New | Space Heating | Natural Gas | Unit Heater | E9 |  | Baseline Forecast | bar: 2019 to 2051
Industrial_Industrial - Firm_New_Space Heating_Natural Gas_Unit Heater_E10_Baseline Forecast | Industrial | Industrial - Firm | New | Space Heating | Natural Gas | Unit Heater | E10 |  | Baseline Forecast | bar: 2019 to 2051
Industrial_Industrial - Firm_New_Process_Natural Gas_Process Heating_E1_Baseline Forecast | Industrial | Industrial - Firm | New | Process | Natural Gas | Process Heating | E1 | Standard | Baseline Forecast | 100% | 100% | 100% | 100% | 100% | 100% | 100% | 100% | 100% | 100% | 100% | 100% | 100% | 100% | 100% | 100% | 100% | 100% | 100% | 100% | 100% | 100% | 100% | 100% | 100% | 100% | 100% | 100% | 100% | 100% | 100% | 100% | 100%
Industrial_Industrial - Firm_New_Process_Natural Gas_Process Heating_E2_Baseline Forecast | Industrial | Industrial - Firm | New | Process | Natural Gas | Process Heating | E2 |  | Baseline Forecast | bar: 2019 to 2051
Industrial_Industrial - Firm_New_Process_Natural Gas_Process Heating_E3_Baseline Forecast | Industrial | Industrial - Firm | New | Process | Natural Gas | Process Heating | E3 |  | Baseline Forecast | bar: 2019 to 2051
Industrial_Industrial - Firm_New_Process_Natural Gas_Process Heating_E4_Baseline Forecast | Industrial | Industrial - Firm | New | Process | Natural Gas | Process Heating | E4 |  | Baseline Forecast | bar: 2019 to 2051
Industrial_Industrial - Firm_New_Process_Natural Gas_Process Heating_E5_Baseline Forecast | Industrial | Industrial - Firm | New | Process | Natural Gas | Process Heating | E5 |  | Baseline Forecast | bar: 2019 to 2051
Industrial_Industrial - Firm_New_Process_Natural Gas_Process Heating_E6_Baseline Forecast | Industrial | Industrial - Firm | New | Process | Natural Gas | Process Heating | E6 |  | Baseline Forecast | bar: 2019 to 2051
Industrial_Industrial - Firm_New_Process_Natural Gas_Process Heating_E7_Baseline Forecast | Industrial | Industrial - Firm | New | Process | Natural Gas | Process Heating | E7 |  | Baseline Forecast | bar: 2019 to 2051
Industrial_Industrial - Firm_New_Process_Natural Gas_Process Heating_E8_Baseline Forecast | Industrial | Industrial - Firm | New | Process | Natural Gas | Process Heating | E8 |  | Baseline Forecast | bar: 2019 to 2051
Industrial_Industrial - Firm_New_Process_Natural Gas_Process Heating_E9_Baseline Forecast | Industrial | Industrial - Firm | New | Process | Natural Gas | Process Heating | E9 |  | Baseline Forecast | bar: 2019 to 2051
Industrial_Industrial - Firm_New_Process_Natural Gas_Process Heating_E10_Baseline Forecast | Industrial | Industrial - Firm | New | Process | Natural Gas | Process Heating | E10 |  | Baseline Forecast | bar: 2019 to 2051
Industrial_Industrial - Firm_New_Process_Natural Gas_Process Boiler_E1_Baseline Forecast | Industrial | Industrial - Firm | New | Process | Natural Gas | Process Boiler | E1 | EF .80 | Baseline Forecast | 100% | 100% | 100% | 100% | 100% | 100% | 100% | 100% | 100% | 100% | 100% | 100% | 100% | 100% | 100% | 100% | 100% | 100% | 100% | 100% | 100% | 100% | 100% | 100% | 100% | 100% | 100% | 100% | 100% | 100% | 100% | 100% | 100%
Industrial_Industrial - Firm_New_Process_Natural Gas_Process Boiler_E2_Baseline Forecast | Industrial | Industrial - Firm | New | Process | Natural Gas | Process Boiler | E2 |  | Baseline Forecast | bar: 2019 to 2051
Industrial_Industrial - Firm_New_Process_Natural Gas_Process Boiler_E3_Baseline Forecast | Industrial | Industrial - Firm | New | Process | Natural Gas | Process Boiler | E3 |  | Baseline Forecast | bar: 2019 to 2051
Industrial_Industrial - Firm_New_Process_Natural Gas_Process Boiler_E4_Baseline Forecast | Industrial | Industrial - Firm | New | Process | Natural Gas | Process Boiler | E4 |  | Baseline Forecast | bar: 2019 to 2051
Industrial_Industrial - Firm_New_Process_Natural Gas_Process Boiler_E5_Baseline Forecast | Industrial | Industrial - Firm | New | Process | Natural Gas | Process Boiler | E5 |  | Baseline Forecast | bar: 2019 to 2051
Industrial_Industrial - Firm_New_Process_Natural Gas_Process Boiler_E6_Baseline Forecast | Industrial | Industrial - Firm | New | Process | Natural Gas | Process Boiler | E6 |  | Baseline Forecast | bar: 2019 to 2051
Industrial_Industrial - Firm_New_Process_Natural Gas_Process Boiler_E7_Baseline Forecast | Industrial | Industrial - Firm | New | Process | Natural Gas | Process Boiler | E7 |  | Baseline Forecast | bar: 2019 to 2051
Industrial_Industrial - Firm_New_Process_Natural Gas_Process Boiler_E8_Baseline Forecast | Industrial | Industrial - Firm | New | Process | Natural Gas | Process Boiler | E8 |  | Baseline Forecast | bar: 2019 to 2051
Industrial_Industrial - Firm_New_Process_Natural Gas_Process Boiler_E9_Baseline Forecast | Industrial | Industrial - Firm | New | Process | Natural Gas | Process Boiler | E9 |  | Baseline Forecast | bar: 2019 to 2051
Industrial_Industrial - Firm_New_Process_Natural Gas_Process Boiler_E10_Baseline Forecast | Industrial | Industrial - Firm | New | Process | Natural Gas | Process Boiler | E10 |  | Baseline Forecast | bar: 2019 to 2051
Industrial_Industrial - Firm_New_Process_Natural Gas_Process Cooling_E1_Baseline Forecast | Industrial | Industrial - Firm | New | Process | Natural Gas | Process Cooling | E1 | Standard | Baseline Forecast | 100% | 100% | 100% | 100% | 100% | 100% | 100% | 100% | 100% | 100% | 100% | 100% | 100% | 100% | 100% | 100% | 100% | 100% | 100% | 100% | 100% | 100% | 100% | 100% | 100% | 100% | 100% | 100% | 100% | 100% | 100% | 100% | 100%
Industrial_Industrial - Firm_New_Process_Natural Gas_Process Cooling_E2_Baseline Forecast | Industrial | Industrial - Firm | New | Process | Natural Gas | Process Cooling | E2 |  | Baseline Forecast | bar: 2019 to 2051
Industrial_Industrial - Firm_New_Process_Natural Gas_Process Cooling_E3_Baseline Forecast | Industrial | Industrial - Firm | New | Process | Natural Gas | Process Cooling | E3 |  | Baseline Forecast | bar: 2019 to 2051
Industrial_Industrial - Firm_New_Process_Natural Gas_Process Cooling_E4_Baseline Forecast | Industrial | Industrial - Firm | New | Process | Natural Gas | Process Cooling | E4 |  | Baseline Forecast | bar: 2019 to 2051
Industrial_Industrial - Firm_New_Process_Natural Gas_Process Cooling_E5_Baseline Forecast | Industrial | Industrial - Firm | New | Process | Natural Gas | Process Cooling | E5 |  | Baseline Forecast | bar: 2019 to 2051
Industrial_Industrial - Firm_New_Process_Natural Gas_Process Cooling_E6_Baseline Forecast | Industrial | Industrial - Firm | New | Process | Natural Gas | Process Cooling | E6 |  | Baseline Forecast | bar: 2019 to 2051
Industrial_Industrial - Firm_New_Process_Natural Gas_Process Cooling_E7_Baseline Forecast | Industrial | Industrial - Firm | New | Process | Natural Gas | Process Cooling | E7 |  | Baseline Forecast | bar: 2019 to 2051
Industrial_Industrial - Firm_New_Process_Natural Gas_Process Cooling_E8_Baseline Forecast | Industrial | Industrial - Firm | New | Process | Natural Gas | Process Cooling | E8 |  | Baseline Forecast | bar: 2019 to 2051
Industrial_Industrial - Firm_New_Process_Natural Gas_Process Cooling_E9_Baseline Forecast | Industrial | Industrial - Firm | New | Process | Natural Gas | Process Cooling | E9 |  | Baseline Forecast | bar: 2019 to 2051
Industrial_Industrial - Firm_New_Process_Natural Gas_Process Cooling_E10_Baseline Forecast | Industrial | Industrial - Firm | New | Process | Natural Gas | Process Cooling | E10 |  | Baseline Forecast | bar: 2019 to 2051
Industrial_Industrial - Firm_New_Process_Natural Gas_Other Process_E1_Baseline Forecast | Industrial | Industrial - Firm | New | Process | Natural Gas | Other Process | E1 | Standard | Baseline Forecast | 100% | 100% | 100% | 100% | 100% | 100% | 100% | 100% | 100% | 100% | 100% | 100% | 100% | 100% | 100% | 100% | 100% | 100% | 100% | 100% | 100% | 100% | 100% | 100% | 100% | 100% | 100% | 100% | 100% | 100% | 100% | 100% | 100%
Industrial_Industrial - Firm_New_Process_Natural Gas_Other Process_E2_Baseline Forecast | Industrial | Industrial - Firm | New | Process | Natural Gas | Other Process | E2 |  | Baseline Forecast | bar: 2019 to 2051
Industrial_Industrial - Firm_New_Process_Natural Gas_Other Process_E3_Baseline Forecast | Industrial | Industrial - Firm | New | Process | Natural Gas | Other Process | E3 |  | Baseline Forecast | bar: 2019 to 2051
Industrial_Industrial - Firm_New_Process_Natural Gas_Other Process_E4_Baseline Forecast | Industrial | Industrial - Firm | New | Process | Natural Gas | Other Process | E4 |  | Baseline Forecast | bar: 2019 to 2051
Industrial_Industrial - Firm_New_Process_Natural Gas_Other Process_E5_Baseline Forecast | Industrial | Industrial - Firm | New | Process | Natural Gas | Other Process | E5 |  | Baseline Forecast | bar: 2019 to 2051
Industrial_Industrial - Firm_New_Process_Natural Gas_Other Process_E6_Baseline Forecast | Industrial | Industrial - Firm | New | Process | Natural Gas | Other Process | E6 |  | Baseline Forecast | bar: 2019 to 2051
Industrial_Industrial - Firm_New_Process_Natural Gas_Other Process_E7_Baseline Forecast | Industrial | Industrial - Firm | New | Process | Natural Gas | Other Process | E7 |  | Baseline Forecast | bar: 2019 to 2051
Industrial_Industrial - Firm_New_Process_Natural Gas_Other Process_E8_Baseline Forecast | Industrial | Industrial - Firm | New | Process | Natural Gas | Other Process | E8 |  | Baseline Forecast | bar: 2019 to 2051
Industrial_Industrial - Firm_New_Process_Natural Gas_Other Process_E9_Baseline Forecast | Industrial | Industrial - Firm | New | Process | Natural Gas | Other Process | E9 |  | Baseline Forecast | bar: 2019 to 2051
Industrial_Industrial - Firm_New_Process_Natural Gas_Other Process_E10_Baseline Forecast | Industrial | Industrial - Firm | New | Process | Natural Gas | Other Process | E10 |  | Baseline Forecast | bar: 2019 to 2051
Industrial_Industrial - Firm_New_Miscellaneous_Natural Gas_Miscellaneous_E1_Baseline Forecast | Industrial | Industrial - Firm | New | Miscellaneous | Natural Gas | Miscellaneous | E1 | Standard | Baseline Forecast | 100% | 100% | 100% | 100% | 100% | 100% | 100% | 100% | 100% | 100% | 100% | 100% | 100% | 100% | 100% | 100% | 100% | 100% | 100% | 100% | 100% | 100% | 100% | 100% | 100% | 100% | 100% | 100% | 100% | 100% | 100% | 100% | 100%
Industrial_Industrial - Firm_New_Miscellaneous_Natural Gas_Miscellaneous_E2_Baseline Forecast | Industrial | Industrial - Firm | New | Miscellaneous | Natural Gas | Miscellaneous | E2 |  | Baseline Forecast | bar: 2019 to 2051
Industrial_Industrial - Firm_New_Miscellaneous_Natural Gas_Miscellaneous_E3_Baseline Forecast | Industrial | Industrial - Firm | New | Miscellaneous | Natural Gas | Miscellaneous | E3 |  | Baseline Forecast | bar: 2019 to 2051
Industrial_Industrial - Firm_New_Miscellaneous_Natural Gas_Miscellaneous_E4_Baseline Forecast | Industrial | Industrial - Firm | New | Miscellaneous | Natural Gas | Miscellaneous | E4 |  | Baseline Forecast | bar: 2019 to 2051
Industrial_Industrial - Firm_New_Miscellaneous_Natural Gas_Miscellaneous_E5_Baseline Forecast | Industrial | Industrial - Firm | New | Miscellaneous | Natural Gas | Miscellaneous | E5 |  | Baseline Forecast | bar: 2019 to 2051
Industrial_Industrial - Firm_New_Miscellaneous_Natural Gas_Miscellaneous_E6_Baseline Forecast | Industrial | Industrial - Firm | New | Miscellaneous | Natural Gas | Miscellaneous | E6 |  | Baseline Forecast | bar: 2019 to 2051
Industrial_Industrial - Firm_New_Miscellaneous_Natural Gas_Miscellaneous_E7_Baseline Forecast | Industrial | Industrial - Firm | New | Miscellaneous | Natural Gas | Miscellaneous | E7 |  | Baseline Forecast | bar: 2019 to 2051
Industrial_Industrial - Firm_New_Miscellaneous_Natural Gas_Miscellaneous_E8_Baseline Forecast | Industrial | Industrial - Firm | New | Miscellaneous | Natural Gas | Miscellaneous | E8 |  | Baseline Forecast | bar: 2019 to 2051
Industrial_Industrial - Firm_New_Miscellaneous_Natural Gas_Miscellaneous_E9_Baseline Forecast | Industrial | Industrial - Firm | New | Miscellaneous | Natural Gas | Miscellaneous | E9 |  | Baseline Forecast | bar: 2019 to 2051
Industrial_Industrial - Firm_New_Miscellaneous_Natural Gas_Miscellaneous_E10_Baseline Forecast | Industrial | Industrial - Firm | New | Miscellaneous | Natural Gas | Miscellaneous | E10 |  | Baseline Forecast | bar: 2019 to 2051
Industrial_Industrial - Int_Existing_Space Heating_Natural Gas_Furnace_E1_Baseline Forecast | Industrial | Industrial - Int | Existing | Space Heating | Natural Gas | Furnace | E1 | AFUE 80% (Standard) | Baseline Forecast | 100% | 100% | 100% | 100% | 100% | 100% | 100% | 100% | 100% | 100% | 100% | 100% | 100% | 100% | 100% | 100% | 100% | 100% | 100% | 100% | 100% | 100% | 100% | 100% | 100% | 100% | 100% | 100% | 100% | 100% | 100% | 100% | 100%
Industrial_Industrial - Int_Existing_Space Heating_Natural Gas_Furnace_E2_Baseline Forecast | Industrial | Industrial - Int | Existing | Space Heating | Natural Gas | Furnace | E2 | AFUE 90% | Baseline Forecast | bar: 2019 to 2051
Industrial_Industrial - Int_Existing_Space Heating_Natural Gas_Furnace_E3_Baseline Forecast | Industrial | Industrial - Int | Existing | Space Heating | Natural Gas | Furnace | E3 | AFUE 96% | Baseline Forecast | bar: 2019 to 2051
Industrial_Industrial - Int_Existing_Space Heating_Natural Gas_Furnace_E4_Baseline Forecast | Industrial | Industrial - Int | Existing | Space Heating | Natural Gas | Furnace | E4 |  | Baseline Forecast | bar: 2019 to 2051
Industrial_Industrial - Int_Existing_Space Heating_Natural Gas_Furnace_E5_Baseline Forecast | Industrial | Industrial - Int | Existing | Space Heating | Natural Gas | Furnace | E5 |  | Baseline Forecast | bar: 2019 to 2051
Industrial_Industrial - Int_Existing_Space Heating_Natural Gas_Furnace_E6_Baseline Forecast | Industrial | Industrial - Int | Existing | Space Heating | Natural Gas | Furnace | E6 |  | Baseline Forecast | bar: 2019 to 2051
Industrial_Industrial - Int_Existing_Space Heating_Natural Gas_Furnace_E7_Baseline Forecast | Industrial | Industrial - Int | Existing | Space Heating | Natural Gas | Furnace | E7 |  | Baseline Forecast | bar: 2019 to 2051
Industrial_Industrial - Int_Existing_Space Heating_Natural Gas_Furnace_E8_Baseline Forecast | Industrial | Industrial - Int | Existing | Space Heating | Natural Gas | Furnace | E8 |  | Baseline Forecast | bar: 2019 to 2051
Industrial_Industrial - Int_Existing_Space Heating_Natural Gas_Furnace_E9_Baseline Forecast | Industrial | Industrial - Int | Existing | Space Heating | Natural Gas | Furnace | E9 |  | Baseline Forecast | bar: 2019 to 2051
Industrial_Industrial - Int_Existing_Space Heating_Natural Gas_Furnace_E10_Baseline Forecast | Industrial | Industrial - Int | Existing | Space Heating | Natural Gas | Furnace | E10 |  | Baseline Forecast | bar: 2019 to 2051
Industrial_Industrial - Int_Existing_Space Heating_Natural Gas_Boiler_E1_Baseline Forecast | Industrial | Industrial - Int | Existing | Space Heating | Natural Gas | Boiler | E1 | AFUE 80% (Standard) | Baseline Forecast | 100% | 100% | 100% | 100% | 100% | 100% | 100% | 100% | 100% | 100% | 100% | 100% | 100% | 100% | 100% | 100% | 100% | 100% | 100% | 100% | 100% | 100% | 100% | 100% | 100% | 100% | 100% | 100% | 100% | 100% | 100% | 100% | 100%
Industrial_Industrial - Int_Existing_Space Heating_Natural Gas_Boiler_E2_Baseline Forecast | Industrial | Industrial - Int | Existing | Space Heating | Natural Gas | Boiler | E2 | AFUE 85% | Baseline Forecast | bar: 2019 to 2051
Industrial_Industrial - Int_Existing_Space Heating_Natural Gas_Boiler_E3_Baseline Forecast | Industrial | Industrial - Int | Existing | Space Heating | Natural Gas | Boiler | E3 | AFUE 97% | Baseline Forecast | bar: 2019 to 2051
Industrial_Industrial - Int_Existing_Space Heating_Natural Gas_Boiler_E4_Baseline Forecast | Industrial | Industrial - Int | Existing | Space Heating | Natural Gas | Boiler | E4 | Convert to NG Air Source Heat Pump | Baseline Forecast | bar: 2019 to 2051
Industrial_Industrial - Int_Existing_Space Heating_Natural Gas_Boiler_E5_Baseline Forecast | Industrial | Industrial - Int | Existing | Space Heating | Natural Gas | Boiler | E5 |  | Baseline Forecast | bar: 2019 to 2051
Industrial_Industrial - Int_Existing_Space Heating_Natural Gas_Boiler_E6_Baseline Forecast | Industrial | Industrial - Int | Existing | Space Heating | Natural Gas | Boiler | E6 |  | Baseline Forecast | bar: 2019 to 2051
Industrial_Industrial - Int_Existing_Space Heating_Natural Gas_Boiler_E7_Baseline Forecast | Industrial | Industrial - Int | Existing | Space Heating | Natural Gas | Boiler | E7 |  | Baseline Forecast | bar: 2019 to 2051
Industrial_Industrial - Int_Existing_Space Heating_Natural Gas_Boiler_E8_Baseline Forecast | Industrial | Industrial - Int | Existing | Space Heating | Natural Gas | Boiler | E8 |  | Baseline Forecast | bar: 2019 to 2051
Industrial_Industrial - Int_Existing_Space Heating_Natural Gas_Boiler_E9_Baseline Forecast | Industrial | Industrial - Int | Existing | Space Heating | Natural Gas | Boiler | E9 |  | Baseline Forecast | bar: 2019 to 2051
Industrial_Industrial - Int_Existing_Space Heating_Natural Gas_Boiler_E10_Baseline Forecast | Industrial | Industrial - Int | Existing | Space Heating | Natural Gas | Boiler | E10 |  | Baseline Forecast | bar: 2019 to 2051
Industrial_Industrial - Int_Existing_Space Heating_Natural Gas_Unit Heater_E1_Baseline Forecast | Industrial | Industrial - Int | Existing | Space Heating | Natural Gas | Unit Heater | E1 | Standard | Baseline Forecast | 100% | 100% | 100% | 100% | 100% | 100% | 100% | 100% | 100% | 100% | 100% | 100% | 100% | 100% | 100% | 100% | 100% | 100% | 100% | 100% | 100% | 100% | 100% | 100% | 100% | 100% | 100% | 100% | 100% | 100% | 100% | 100% | 100%
Industrial_Industrial - Int_Existing_Space Heating_Natural Gas_Unit Heater_E2_Baseline Forecast | Industrial | Industrial - Int | Existing | Space Heating | Natural Gas | Unit Heater | E2 | Condensing | Baseline Forecast | bar: 2019 to 2051
Industrial_Industrial - Int_Existing_Space Heating_Natural Gas_Unit Heater_E3_Baseline Forecast | Industrial | Industrial - Int | Existing | Space Heating | Natural Gas | Unit Heater | E3 | Infrared Radiant | Baseline Forecast | bar: 2019 to 2051
Industrial_Industrial - Int_Existing_Space Heating_Natural Gas_Unit Heater_E4_Baseline Forecast | Industrial | Industrial - Int | Existing | Space Heating | Natural Gas | Unit Heater | E4 |  | Baseline Forecast | bar: 2019 to 2051
Industrial_Industrial - Int_Existing_Space Heating_Natural Gas_Unit Heater_E5_Baseline Forecast | Industrial | Industrial - Int | Existing | Space Heating | Natural Gas | Unit Heater | E5 |  | Baseline Forecast | bar: 2019 to 2051
Industrial_Industrial - Int_Existing_Space Heating_Natural Gas_Unit Heater_E6_Baseline Forecast | Industrial | Industrial - Int | Existing | Space Heating | Natural Gas | Unit Heater | E6 |  | Baseline Forecast | bar: 2019 to 2051
Industrial_Industrial - Int_Existing_Space Heating_Natural Gas_Unit Heater_E7_Baseline Forecast | Industrial | Industrial - Int | Existing | Space Heating | Natural Gas | Unit Heater | E7 |  | Baseline Forecast | bar: 2019 to 2051
Industrial_Industrial - Int_Existing_Space Heating_Natural Gas_Unit Heater_E8_Baseline Forecast | Industrial | Industrial - Int | Existing | Space Heating | Natural Gas | Unit Heater | E8 |  | Baseline Forecast | bar: 2019 to 2051
Industrial_Industrial - Int_Existing_Space Heating_Natural Gas_Unit Heater_E9_Baseline Forecast | Industrial | Industrial - Int | Existing | Space Heating | Natural Gas | Unit Heater | E9 |  | Baseline Forecast | bar: 2019 to 2051
Industrial_Industrial - Int_Existing_Space Heating_Natural Gas_Unit Heater_E10_Baseline Forecast | Industrial | Industrial - Int | Existing | Space Heating | Natural Gas | Unit Heater | E10 |  | Baseline Forecast | bar: 2019 to 2051
Industrial_Industrial - Int_Existing_Process_Natural Gas_Process Heating_E1_Baseline Forecast | Industrial | Industrial - Int | Existing | Process | Natural Gas | Process Heating | E1 | Standard | Baseline Forecast | 100% | 100% | 100% | 100% | 100% | 100% | 100% | 100% | 100% | 100% | 100% | 100% | 100% | 100% | 100% | 100% | 100% | 100% | 100% | 100% | 100% | 100% | 100% | 100% | 100% | 100% | 100% | 100% | 100% | 100% | 100% | 100% | 100%
Industrial_Industrial - Int_Existing_Process_Natural Gas_Process Heating_E2_Baseline Forecast | Industrial | Industrial - Int | Existing | Process | Natural Gas | Process Heating | E2 |  | Baseline Forecast | bar: 2019 to 2051
Industrial_Industrial - Int_Existing_Process_Natural Gas_Process Heating_E3_Baseline Forecast | Industrial | Industrial - Int | Existing | Process | Natural Gas | Process Heating | E3 |  | Baseline Forecast | bar: 2019 to 2051
Industrial_Industrial - Int_Existing_Process_Natural Gas_Process Heating_E4_Baseline Forecast | Industrial | Industrial - Int | Existing | Process | Natural Gas | Process Heating | E4 |  | Baseline Forecast | bar: 2019 to 2051
Industrial_Industrial - Int_Existing_Process_Natural Gas_Process Heating_E5_Baseline Forecast | Industrial | Industrial - Int | Existing | Process | Natural Gas | Process Heating | E5 |  | Baseline Forecast | bar: 2019 to 2051
Industrial_Industrial - Int_Existing_Process_Natural Gas_Process Heating_E6_Baseline Forecast | Industrial | Industrial - Int | Existing | Process | Natural Gas | Process Heating | E6 |  | Baseline Forecast | bar: 2019 to 2051
Industrial_Industrial - Int_Existing_Process_Natural Gas_Process Heating_E7_Baseline Forecast | Industrial | Industrial - Int | Existing | Process | Natural Gas | Process Heating | E7 |  | Baseline Forecast | bar: 2019 to 2051
Industrial_Industrial - Int_Existing_Process_Natural Gas_Process Heating_E8_Baseline Forecast | Industrial | Industrial - Int | Existing | Process | Natural Gas | Process Heating | E8 |  | Baseline Forecast | bar: 2019 to 2051
Industrial_Industrial - Int_Existing_Process_Natural Gas_Process Heating_E9_Baseline Forecast | Industrial | Industrial - Int | Existing | Process | Natural Gas | Process Heating | E9 |  | Baseline Forecast | bar: 2019 to 2051
Industrial_Industrial - Int_Existing_Process_Natural Gas_Process Heating_E10_Baseline Forecast | Industrial | Industrial - Int | Existing | Process | Natural Gas | Process Heating | E10 |  | Baseline Forecast | bar: 2019 to 2051
Industrial_Industrial - Int_Existing_Process_Natural Gas_Process Boiler_E1_Baseline Forecast | Industrial | Industrial - Int | Existing | Process | Natural Gas | Process Boiler | E1 | EF .80 | Baseline Forecast | 100% | 100% | 100% | 100% | 100% | 100% | 100% | 100% | 100% | 100% | 100% | 100% | 100% | 100% | 100% | 100% | 100% | 100% | 100% | 100% | 100% | 100% | 100% | 100% | 100% | 100% | 100% | 100% | 100% | 100% | 100% | 100% | 100%
Industrial_Industrial - Int_Existing_Process_Natural Gas_Process Boiler_E2_Baseline Forecast | Industrial | Industrial - Int | Existing | Process | Natural Gas | Process Boiler | E2 |  | Baseline Forecast | bar: 2019 to 2051
Industrial_Industrial - Int_Existing_Process_Natural Gas_Process Boiler_E3_Baseline Forecast | Industrial | Industrial - Int | Existing | Process | Natural Gas | Process Boiler | E3 |  | Baseline Forecast | bar: 2019 to 2051
Industrial_Industrial - Int_Existing_Process_Natural Gas_Process Boiler_E4_Baseline Forecast | Industrial | Industrial - Int | Existing | Process | Natural Gas | Process Boiler | E4 |  | Baseline Forecast | bar: 2019 to 2051
Industrial_Industrial - Int_Existing_Process_Natural Gas_Process Boiler_E5_Baseline Forecast | Industrial | Industrial - Int | Existing | Process | Natural Gas | Process Boiler | E5 |  | Baseline Forecast | bar: 2019 to 2051
Industrial_Industrial - Int_Existing_Process_Natural Gas_Process Boiler_E6_Baseline Forecast | Industrial | Industrial - Int | Existing | Process | Natural Gas | Process Boiler | E6 |  | Baseline Forecast | bar: 2019 to 2051
Industrial_Industrial - Int_Existing_Process_Natural Gas_Process Boiler_E7_Baseline Forecast | Industrial | Industrial - Int | Existing | Process | Natural Gas | Process Boiler | E7 |  | Baseline Forecast | bar: 2019 to 2051
Industrial_Industrial - Int_Existing_Process_Natural Gas_Process Boiler_E8_Baseline Forecast | Industrial | Industrial - Int | Existing | Process | Natural Gas | Process Boiler | E8 |  | Baseline Forecast | bar: 2019 to 2051
Industrial_Industrial - Int_Existing_Process_Natural Gas_Process Boiler_E9_Baseline Forecast | Industrial | Industrial - Int | Existing | Process | Natural Gas | Process Boiler | E9 |  | Baseline Forecast | bar: 2019 to 2051
Industrial_Industrial - Int_Existing_Process_Natural Gas_Process Boiler_E10_Baseline Forecast | Industrial | Industrial - Int | Existing | Process | Natural Gas | Process Boiler | E10 |  | Baseline Forecast | bar: 2019 to 2051
Industrial_Industrial - Int_Existing_Process_Natural Gas_Process Cooling_E1_Baseline Forecast | Industrial | Industrial - Int | Existing | Process | Natural Gas | Process Cooling | E1 | Standard | Baseline Forecast | 100% | 100% | 100% | 100% | 100% | 100% | 100% | 100% | 100% | 100% | 100% | 100% | 100% | 100% | 100% | 100% | 100% | 100% | 100% | 100% | 100% | 100% | 100% | 100% | 100% | 100% | 100% | 100% | 100% | 100% | 100% | 100% | 100%
Industrial_Industrial - Int_Existing_Process_Natural Gas_Process Cooling_E2_Baseline Forecast | Industrial | Industrial - Int | Existing | Process | Natural Gas | Process Cooling | E2 |  | Baseline Forecast | bar: 2019 to 2051
Industrial_Industrial - Int_Existing_Process_Natural Gas_Process Cooling_E3_Baseline Forecast | Industrial | Industrial - Int | Existing | Process | Natural Gas | Process Cooling | E3 |  | Baseline Forecast | bar: 2019 to 2051
Industrial_Industrial - Int_Existing_Process_Natural Gas_Process Cooling_E4_Baseline Forecast | Industrial | Industrial - Int | Existing | Process | Natural Gas | Process Cooling | E4 |  | Baseline Forecast | bar: 2019 to 2051
Industrial_Industrial - Int_Existing_Process_Natural Gas_Process Cooling_E5_Baseline Forecast | Industrial | Industrial - Int | Existing | Process | Natural Gas | Process Cooling | E5 |  | Baseline Forecast | bar: 2019 to 2051
Industrial_Industrial - Int_Existing_Process_Natural Gas_Process Cooling_E6_Baseline Forecast | Industrial | Industrial - Int | Existing | Process | Natural Gas | Process Cooling | E6 |  | Baseline Forecast | bar: 2019 to 2051
Industrial_Industrial - Int_Existing_Process_Natural Gas_Process Cooling_E7_Baseline Forecast | Industrial | Industrial - Int | Existing | Process | Natural Gas | Process Cooling | E7 |  | Baseline Forecast | bar: 2019 to 2051
Industrial_Industrial - Int_Existing_Process_Natural Gas_Process Cooling_E8_Baseline Forecast | Industrial | Industrial - Int | Existing | Process | Natural Gas | Process Cooling | E8 |  | Baseline Forecast | bar: 2019 to 2051
Industrial_Industrial - Int_Existing_Process_Natural Gas_Process Cooling_E9_Baseline Forecast | Industrial | Industrial - Int | Existing | Process | Natural Gas | Process Cooling | E9 |  | Baseline Forecast | bar: 2019 to 2051
Industrial_Industrial - Int_Existing_Process_Natural Gas_Process Cooling_E10_Baseline Forecast | Industrial | Industrial - Int | Existing | Process | Natural Gas | Process Cooling | E10 |  | Baseline Forecast | bar: 2019 to 2051
Industrial_Industrial - Int_Existing_Process_Natural Gas_Other Process_E1_Baseline Forecast | Industrial | Industrial - Int | Existing | Process | Natural Gas | Other Process | E1 | Standard | Baseline Forecast | 100% | 100% | 100% | 100% | 100% | 100% | 100% | 100% | 100% | 100% | 100% | 100% | 100% | 100% | 100% | 100% | 100% | 100% | 100% | 100% | 100% | 100% | 100% | 100% | 100% | 100% | 100% | 100% | 100% | 100% | 100% | 100% | 100%
Industrial_Industrial - Int_Existing_Process_Natural Gas_Other Process_E2_Baseline Forecast | Industrial | Industrial - Int | Existing | Process | Natural Gas | Other Process | E2 |  | Baseline Forecast | bar: 2019 to 2051
Industrial_Industrial - Int_Existing_Process_Natural Gas_Other Process_E3_Baseline Forecast | Industrial | Industrial - Int | Existing | Process | Natural Gas | Other Process | E3 |  | Baseline Forecast | bar: 2019 to 2051
Industrial_Industrial - Int_Existing_Process_Natural Gas_Other Process_E4_Baseline Forecast | Industrial | Industrial - Int | Existing | Process | Natural Gas | Other Process | E4 |  | Baseline Forecast | bar: 2019 to 2051
Industrial_Industrial - Int_Existing_Process_Natural Gas_Other Process_E5_Baseline Forecast | Industrial | Industrial - Int | Existing | Process | Natural Gas | Other Process | E5 |  | Baseline Forecast | bar: 2019 to 2051
Industrial_Industrial - Int_Existing_Process_Natural Gas_Other Process_E6_Baseline Forecast | Industrial | Industrial - Int | Existing | Process | Natural Gas | Other Process | E6 |  | Baseline Forecast | bar: 2019 to 2051
Industrial_Industrial - Int_Existing_Process_Natural Gas_Other Process_E7_Baseline Forecast | Industrial | Industrial - Int | Existing | Process | Natural Gas | Other Process | E7 |  | Baseline Forecast | bar: 2019 to 2051
Industrial_Industrial - Int_Existing_Process_Natural Gas_Other Process_E8_Baseline Forecast | Industrial | Industrial - Int | Existing | Process | Natural Gas | Other Process | E8 |  | Baseline Forecast | bar: 2019 to 2051
Industrial_Industrial - Int_Existing_Process_Natural Gas_Other Process_E9_Baseline Forecast | Industrial | Industrial - Int | Existing | Process | Natural Gas | Other Process | E9 |  | Baseline Forecast | bar: 2019 to 2051
Industrial_Industrial - Int_Existing_Process_Natural Gas_Other Process_E10_Baseline Forecast | Industrial | Industrial - Int | Existing | Process | Natural Gas | Other Process | E10 |  | Baseline Forecast | bar: 2019 to 2051
Industrial_Industrial - Int_Existing_Miscellaneous_Natural Gas_Miscellaneous_E1_Baseline Forecast | Industrial | Industrial - Int | Existing | Miscellaneous | Natural Gas | Miscellaneous | E1 | Standard | Baseline Forecast | 100% | 100% | 100% | 100% | 100% | 100% | 100% | 100% | 100% | 100% | 100% | 100% | 100% | 100% | 100% | 100% | 100% | 100% | 100% | 100% | 100% | 100% | 100% | 100% | 100% | 100% | 100% | 100% | 100% | 100% | 100% | 100% | 100%
Industrial_Industrial - Int_Existing_Miscellaneous_Natural Gas_Miscellaneous_E2_Baseline Forecast | Industrial | Industrial - Int | Existing | Miscellaneous | Natural Gas | Miscellaneous | E2 |  | Baseline Forecast | bar: 2019 to 2051
Industrial_Industrial - Int_Existing_Miscellaneous_Natural Gas_Miscellaneous_E3_Baseline Forecast | Industrial | Industrial - Int | Existing | Miscellaneous | Natural Gas | Miscellaneous | E3 |  | Baseline Forecast | bar: 2019 to 2051
Industrial_Industrial - Int_Existing_Miscellaneous_Natural Gas_Miscellaneous_E4_Baseline Forecast | Industrial | Industrial - Int | Existing | Miscellaneous | Natural Gas | Miscellaneous | E4 |  | Baseline Forecast | bar: 2019 to 2051
Industrial_Industrial - Int_Existing_Miscellaneous_Natural Gas_Miscellaneous_E5_Baseline Forecast | Industrial | Industrial - Int | Existing | Miscellaneous | Natural Gas | Miscellaneous | E5 |  | Baseline Forecast | bar: 2019 to 2051
Industrial_Industrial - Int_Existing_Miscellaneous_Natural Gas_Miscellaneous_E6_Baseline Forecast | Industrial | Industrial - Int | Existing | Miscellaneous | Natural Gas | Miscellaneous | E6 |  | Baseline Forecast | bar: 2019 to 2051
Industrial_Industrial - Int_Existing_Miscellaneous_Natural Gas_Miscellaneous_E7_Baseline Forecast | Industrial | Industrial - Int | Existing | Miscellaneous | Natural Gas | Miscellaneous | E7 |  | Baseline Forecast | bar: 2019 to 2051
Industrial_Industrial - Int_Existing_Miscellaneous_Natural Gas_Miscellaneous_E8_Baseline Forecast | Industrial | Industrial - Int | Existing | Miscellaneous | Natural Gas | Miscellaneous | E8 |  | Baseline Forecast | bar: 2019 to 2051
Industrial_Industrial - Int_Existing_Miscellaneous_Natural Gas_Miscellaneous_E9_Baseline Forecast | Industrial | Industrial - Int | Existing | Miscellaneous | Natural Gas | Miscellaneous | E9 |  | Baseline Forecast | bar: 2019 to 2051
Industrial_Industrial - Int_Existing_Miscellaneous_Natural Gas_Miscellaneous_E10_Baseline Forecast | Industrial | Industrial - Int | Existing | Miscellaneous | Natural Gas | Miscellaneous | E10 |  | Baseline Forecast | bar: 2019 to 2051
Industrial_Industrial - Int_New_Space Heating_Natural Gas_Furnace_E1_Baseline Forecast | Industrial | Industrial - Int | New | Space Heating | Natural Gas | Furnace | E1 | AFUE 80% (Standard) | Baseline Forecast | 100% | 100% | 100% | 100% | 100% | 100% | 100% | 100% | 100% | 100% | 100% | 100% | 100% | 100% | 100% | 100% | 100% | 100% | 100% | 100% | 100% | 100% | 100% | 100% | 100% | 100% | 100% | 100% | 100% | 100% | 100% | 100% | 100%
Industrial_Industrial - Int_New_Space Heating_Natural Gas_Furnace_E2_Baseline Forecast | Industrial | Industrial - Int | New | Space Heating | Natural Gas | Furnace | E2 | AFUE 90% | Baseline Forecast | bar: 2019 to 2051
Industrial_Industrial - Int_New_Space Heating_Natural Gas_Furnace_E3_Baseline Forecast | Industrial | Industrial - Int | New | Space Heating | Natural Gas | Furnace | E3 | AFUE 96% | Baseline Forecast | bar: 2019 to 2051
Industrial_Industrial - Int_New_Space Heating_Natural Gas_Furnace_E4_Baseline Forecast | Industrial | Industrial - Int | New | Space Heating | Natural Gas | Furnace | E4 |  | Baseline Forecast | bar: 2019 to 2051
Industrial_Industrial - Int_New_Space Heating_Natural Gas_Furnace_E5_Baseline Forecast | Industrial | Industrial - Int | New | Space Heating | Natural Gas | Furnace | E5 |  | Baseline Forecast | bar: 2019 to 2051
Industrial_Industrial - Int_New_Space Heating_Natural Gas_Furnace_E6_Baseline Forecast | Industrial | Industrial - Int | New | Space Heating | Natural Gas | Furnace | E6 |  | Baseline Forecast | bar: 2019 to 2051
Industrial_Industrial - Int_New_Space Heating_Natural Gas_Furnace_E7_Baseline Forecast | Industrial | Industrial - Int | New | Space Heating | Natural Gas | Furnace | E7 |  | Baseline Forecast | bar: 2019 to 2051
Industrial_Industrial - Int_New_Space Heating_Natural Gas_Furnace_E8_Baseline Forecast | Industrial | Industrial - Int | New | Space Heating | Natural Gas | Furnace | E8 |  | Baseline Forecast | bar: 2019 to 2051
Industrial_Industrial - Int_New_Space Heating_Natural Gas_Furnace_E9_Baseline Forecast | Industrial | Industrial - Int | New | Space Heating | Natural Gas | Furnace | E9 |  | Baseline Forecast | bar: 2019 to 2051
Industrial_Industrial - Int_New_Space Heating_Natural Gas_Furnace_E10_Baseline Forecast | Industrial | Industrial - Int | New | Space Heating | Natural Gas | Furnace | E10 |  | Baseline Forecast | bar: 2019 to 2051
Industrial_Industrial - Int_New_Space Heating_Natural Gas_Boiler_E1_Baseline Forecast | Industrial | Industrial - Int | New | Space Heating | Natural Gas | Boiler | E1 | AFUE 80% (Standard) | Baseline Forecast | 100% | 100% | 100% | 100% | 100% | 100% | 100% | 100% | 100% | 100% | 100% | 100% | 100% | 100% | 100% | 100% | 100% | 100% | 100% | 100% | 100% | 100% | 100% | 100% | 100% | 100% | 100% | 100% | 100% | 100% | 100% | 100% | 100%
Industrial_Industrial - Int_New_Space Heating_Natural Gas_Boiler_E2_Baseline Forecast | Industrial | Industrial - Int | New | Space Heating | Natural Gas | Boiler | E2 | AFUE 85% | Baseline Forecast | bar: 2019 to 2051
Industrial_Industrial - Int_New_Space Heating_Natural Gas_Boiler_E3_Baseline Forecast | Industrial | Industrial - Int | New | Space Heating | Natural Gas | Boiler | E3 | AFUE 97% | Baseline Forecast | bar: 2019 to 2051
Industrial_Industrial - Int_New_Space Heating_Natural Gas_Boiler_E4_Baseline Forecast | Industrial | Industrial - Int | New | Space Heating | Natural Gas | Boiler | E4 | Convert to NG Air Source Heat Pump | Baseline Forecast | bar: 2019 to 2051
Industrial_Industrial - Int_New_Space Heating_Natural Gas_Boiler_E5_Baseline Forecast | Industrial | Industrial - Int | New | Space Heating | Natural Gas | Boiler | E5 |  | Baseline Forecast | bar: 2019 to 2051
Industrial_Industrial - Int_New_Space Heating_Natural Gas_Boiler_E6_Baseline Forecast | Industrial | Industrial - Int | New | Space Heating | Natural Gas | Boiler | E6 |  | Baseline Forecast | bar: 2019 to 2051
Industrial_Industrial - Int_New_Space Heating_Natural Gas_Boiler_E7_Baseline Forecast | Industrial | Industrial - Int | New | Space Heating | Natural Gas | Boiler | E7 |  | Baseline Forecast | bar: 2019 to 2051
Industrial_Industrial - Int_New_Space Heating_Natural Gas_Boiler_E8_Baseline Forecast | Industrial | Industrial - Int | New | Space Heating | Natural Gas | Boiler | E8 |  | Baseline Forecast | bar: 2019 to 2051
Industrial_Industrial - Int_New_Space Heating_Natural Gas_Boiler_E9_Baseline Forecast | Industrial | Industrial - Int | New | Space Heating | Natural Gas | Boiler | E9 |  | Baseline Forecast | bar: 2019 to 2051
Industrial_Industrial - Int_New_Space Heating_Natural Gas_Boiler_E10_Baseline Forecast | Industrial | Industrial - Int | New | Space Heating | Natural Gas | Boiler | E10 |  | Baseline Forecast | bar: 2019 to 2051
Industrial_Industrial - Int_New_Space Heating_Natural Gas_Unit Heater_E1_Baseline Forecast | Industrial | Industrial - Int | New | Space Heating | Natural Gas | Unit Heater | E1 | Standard | Baseline Forecast | 100% | 100% | 100% | 100% | 100% | 100% | 100% | 100% | 100% | 100% | 100% | 100% | 100% | 100% | 100% | 100% | 100% | 100% | 100% | 100% | 100% | 100% | 100% | 100% | 100% | 100% | 100% | 100% | 100% | 100% | 100% | 100% | 100%
Industrial_Industrial - Int_New_Space Heating_Natural Gas_Unit Heater_E2_Baseline Forecast | Industrial | Industrial - Int | New | Space Heating | Natural Gas | Unit Heater | E2 | Condensing | Baseline Forecast | bar: 2019 to 2051
Industrial_Industrial - Int_New_Space Heating_Natural Gas_Unit Heater_E3_Baseline Forecast | Industrial | Industrial - Int | New | Space Heating | Natural Gas | Unit Heater | E3 | Infrared Radiant | Baseline Forecast | bar: 2019 to 2051
Industrial_Industrial - Int_New_Space Heating_Natural Gas_Unit Heater_E4_Baseline Forecast | Industrial | Industrial - Int | New | Space Heating | Natural Gas | Unit Heater | E4 |  | Baseline Forecast | bar: 2019 to 2051
Industrial_Industrial - Int_New_Space Heating_Natural Gas_Unit Heater_E5_Baseline Forecast | Industrial | Industrial - Int | New | Space Heating | Natural Gas | Unit Heater | E5 |  | Baseline Forecast | bar: 2019 to 2051
Industrial_Industrial - Int_New_Space Heating_Natural Gas_Unit Heater_E6_Baseline Forecast | Industrial | Industrial - Int | New | Space Heating | Natural Gas | Unit Heater | E6 |  | Baseline Forecast | bar: 2019 to 2051
Industrial_Industrial - Int_New_Space Heating_Natural Gas_Unit Heater_E7_Baseline Forecast | Industrial | Industrial - Int | New | Space Heating | Natural Gas | Unit Heater | E7 |  | Baseline Forecast | bar: 2019 to 2051
Industrial_Industrial - Int_New_Space Heating_Natural Gas_Unit Heater_E8_Baseline Forecast | Industrial | Industrial - Int | New | Space Heating | Natural Gas | Unit Heater | E8 |  | Baseline Forecast | bar: 2019 to 2051
Industrial_Industrial - Int_New_Space Heating_Natural Gas_Unit Heater_E9_Baseline Forecast | Industrial | Industrial - Int | New | Space Heating | Natural Gas | Unit Heater | E9 |  | Baseline Forecast | bar: 2019 to 2051
Industrial_Industrial - Int_New_Space Heating_Natural Gas_Unit Heater_E10_Baseline Forecast | Industrial | Industrial - Int | New | Space Heating | Natural Gas | Unit Heater | E10 |  | Baseline Forecast | bar: 2019 to 2051
Industrial_Industrial - Int_New_Process_Natural Gas_Process Heating_E1_Baseline Forecast | Industrial | Industrial - Int | New | Process | Natural Gas | Process Heating | E1 | Standard | Baseline Forecast | 100% | 100% | 100% | 100% | 100% | 100% | 100% | 100% | 100% | 100% | 100% | 100% | 100% | 100% | 100% | 100% | 100% | 100% | 100% | 100% | 100% | 100% | 100% | 100% | 100% | 100% | 100% | 100% | 100% | 100% | 100% | 100% | 100%
Industrial_Industrial - Int_New_Process_Natural Gas_Process Heating_E2_Baseline Forecast | Industrial | Industrial - Int | New | Process | Natural Gas | Process Heating | E2 |  | Baseline Forecast | bar: 2019 to 2051
Industrial_Industrial - Int_New_Process_Natural Gas_Process Heating_E3_Baseline Forecast | Industrial | Industrial - Int | New | Process | Natural Gas | Process Heating | E3 |  | Baseline Forecast | bar: 2019 to 2051
Industrial_Industrial - Int_New_Process_Natural Gas_Process Heating_E4_Baseline Forecast | Industrial | Industrial - Int | New | Process | Natural Gas | Process Heating | E4 |  | Baseline Forecast | bar: 2019 to 2051
Industrial_Industrial - Int_New_Process_Natural Gas_Process Heating_E5_Baseline Forecast | Industrial | Industrial - Int | New | Process | Natural Gas | Process Heating | E5 |  | Baseline Forecast | bar: 2019 to 2051
Industrial_Industrial - Int_New_Process_Natural Gas_Process Heating_E6_Baseline Forecast | Industrial | Industrial - Int | New | Process | Natural Gas | Process Heating | E6 |  | Baseline Forecast | bar: 2019 to 2051
Industrial_Industrial - Int_New_Process_Natural Gas_Process Heating_E7_Baseline Forecast | Industrial | Industrial - Int | New | Process | Natural Gas | Process Heating | E7 |  | Baseline Forecast | bar: 2019 to 2051
Industrial_Industrial - Int_New_Process_Natural Gas_Process Heating_E8_Baseline Forecast | Industrial | Industrial - Int | New | Process | Natural Gas | Process Heating | E8 |  | Baseline Forecast | bar: 2019 to 2051
Industrial_Industrial - Int_New_Process_Natural Gas_Process Heating_E9_Baseline Forecast | Industrial | Industrial - Int | New | Process | Natural Gas | Process Heating | E9 |  | Baseline Forecast | bar: 2019 to 2051
Industrial_Industrial - Int_New_Process_Natural Gas_Process Heating_E10_Baseline Forecast | Industrial | Industrial - Int | New | Process | Natural Gas | Process Heating | E10 |  | Baseline Forecast | bar: 2019 to 2051
Industrial_Industrial - Int_New_Process_Natural Gas_Process Boiler_E1_Baseline Forecast | Industrial | Industrial - Int | New | Process | Natural Gas | Process Boiler | E1 | EF .80 | Baseline Forecast | 100% | 100% | 100% | 100% | 100% | 100% | 100% | 100% | 100% | 100% | 100% | 100% | 100% | 100% | 100% | 100% | 100% | 100% | 100% | 100% | 100% | 100% | 100% | 100% | 100% | 100% | 100% | 100% | 100% | 100% | 100% | 100% | 100%
Industrial_Industrial - Int_New_Process_Natural Gas_Process Boiler_E2_Baseline Forecast | Industrial | Industrial - Int | New | Process | Natural Gas | Process Boiler | E2 |  | Baseline Forecast | bar: 2019 to 2051
Industrial_Industrial - Int_New_Process_Natural Gas_Process Boiler_E3_Baseline Forecast | Industrial | Industrial - Int | New | Process | Natural Gas | Process Boiler | E3 |  | Baseline Forecast | bar: 2019 to 2051
Industrial_Industrial - Int_New_Process_Natural Gas_Process Boiler_E4_Baseline Forecast | Industrial | Industrial - Int | New | Process | Natural Gas | Process Boiler | E4 |  | Baseline Forecast | bar: 2019 to 2051
Industrial_Industrial - Int_New_Process_Natural Gas_Process Boiler_E5_Baseline Forecast | Industrial | Industrial - Int | New | Process | Natural Gas | Process Boiler | E5 |  | Baseline Forecast | bar: 2019 to 2051
Industrial_Industrial - Int_New_Process_Natural Gas_Process Boiler_E6_Baseline Forecast | Industrial | Industrial - Int | New | Process | Natural Gas | Process Boiler | E6 |  | Baseline Forecast | bar: 2019 to 2051
Industrial_Industrial - Int_New_Process_Natural Gas_Process Boiler_E7_Baseline Forecast | Industrial | Industrial - Int | New | Process | Natural Gas | Process Boiler | E7 |  | Baseline Forecast | bar: 2019 to 2051
Industrial_Industrial - Int_New_Process_Natural Gas_Process Boiler_E8_Baseline Forecast | Industrial | Industrial - Int | New | Process | Natural Gas | Process Boiler | E8 |  | Baseline Forecast | bar: 2019 to 2051
Industrial_Industrial - Int_New_Process_Natural Gas_Process Boiler_E9_Baseline Forecast | Industrial | Industrial - Int | New | Process | Natural Gas | Process Boiler | E9 |  | Baseline Forecast | bar: 2019 to 2051
Industrial_Industrial - Int_New_Process_Natural Gas_Process Boiler_E10_Baseline Forecast | Industrial | Industrial - Int | New | Process | Natural Gas | Process Boiler | E10 |  | Baseline Forecast | bar: 2019 to 2051
Industrial_Industrial - Int_New_Process_Natural Gas_Process Cooling_E1_Baseline Forecast | Industrial | Industrial - Int | New | Process | Natural Gas | Process Cooling | E1 | Standard | Baseline Forecast | 100% | 100% | 100% | 100% | 100% | 100% | 100% | 100% | 100% | 100% | 100% | 100% | 100% | 100% | 100% | 100% | 100% | 100% | 100% | 100% | 100% | 100% | 100% | 100% | 100% | 100% | 100% | 100% | 100% | 100% | 100% | 100% | 100%
Industrial_Industrial - Int_New_Process_Natural Gas_Process Cooling_E2_Baseline Forecast | Industrial | Industrial - Int | New | Process | Natural Gas | Process Cooling | E2 |  | Baseline Forecast | bar: 2019 to 2051
Industrial_Industrial - Int_New_Process_Natural Gas_Process Cooling_E3_Baseline Forecast | Industrial | Industrial - Int | New | Process | Natural Gas | Process Cooling | E3 |  | Baseline Forecast | bar: 2019 to 2051
Industrial_Industrial - Int_New_Process_Natural Gas_Process Cooling_E4_Baseline Forecast | Industrial | Industrial - Int | New | Process | Natural Gas | Process Cooling | E4 |  | Baseline Forecast | bar: 2019 to 2051
Industrial_Industrial - Int_New_Process_Natural Gas_Process Cooling_E5_Baseline Forecast | Industrial | Industrial - Int | New | Process | Natural Gas | Process Cooling | E5 |  | Baseline Forecast | bar: 2019 to 2051
Industrial_Industrial - Int_New_Process_Natural Gas_Process Cooling_E6_Baseline Forecast | Industrial | Industrial - Int | New | Process | Natural Gas | Process Cooling | E6 |  | Baseline Forecast | bar: 2019 to 2051
Industrial_Industrial - Int_New_Process_Natural Gas_Process Cooling_E7_Baseline Forecast | Industrial | Industrial - Int | New | Process | Natural Gas | Process Cooling | E7 |  | Baseline Forecast | bar: 2019 to 2051
Industrial_Industrial - Int_New_Process_Natural Gas_Process Cooling_E8_Baseline Forecast | Industrial | Industrial - Int | New | Process | Natural Gas | Process Cooling | E8 |  | Baseline Forecast | bar: 2019 to 2051
Industrial_Industrial - Int_New_Process_Natural Gas_Process Cooling_E9_Baseline Forecast | Industrial | Industrial - Int | New | Process | Natural Gas | Process Cooling | E9 |  | Baseline Forecast | bar: 2019 to 2051
Industrial_Industrial - Int_New_Process_Natural Gas_Process Cooling_E10_Baseline Forecast | Industrial | Industrial - Int | New | Process | Natural Gas | Process Cooling | E10 |  | Baseline Forecast | bar: 2019 to 2051
Industrial_Industrial - Int_New_Process_Natural Gas_Other Process_E1_Baseline Forecast | Industrial | Industrial - Int | New | Process | Natural Gas | Other Process | E1 | Standard | Baseline Forecast | 100% | 100% | 100% | 100% | 100% | 100% | 100% | 100% | 100% | 100% | 100% | 100% | 100% | 100% | 100% | 100% | 100% | 100% | 100% | 100% | 100% | 100% | 100% | 100% | 100% | 100% | 100% | 100% | 100% | 100% | 100% | 100% | 100%
Industrial_Industrial - Int_New_Process_Natural Gas_Other Process_E2_Baseline Forecast | Industrial | Industrial - Int | New | Process | Natural Gas | Other Process | E2 |  | Baseline Forecast | bar: 2019 to 2051
Industrial_Industrial - Int_New_Process_Natural Gas_Other Process_E3_Baseline Forecast | Industrial | Industrial - Int | New | Process | Natural Gas | Other Process | E3 |  | Baseline Forecast | bar: 2019 to 2051
Industrial_Industrial - Int_New_Process_Natural Gas_Other Process_E4_Baseline Forecast | Industrial | Industrial - Int | New | Process | Natural Gas | Other Process | E4 |  | Baseline Forecast | bar: 2019 to 2051
Industrial_Industrial - Int_New_Process_Natural Gas_Other Process_E5_Baseline Forecast | Industrial | Industrial - Int | New | Process | Natural Gas | Other Process | E5 |  | Baseline Forecast | bar: 2019 to 2051
Industrial_Industrial - Int_New_Process_Natural Gas_Other Process_E6_Baseline Forecast | Industrial | Industrial - Int | New | Process | Natural Gas | Other Process | E6 |  | Baseline Forecast | bar: 2019 to 2051
Industrial_Industrial - Int_New_Process_Natural Gas_Other Process_E7_Baseline Forecast | Industrial | Industrial - Int | New | Process | Natural Gas | Other Process | E7 |  | Baseline Forecast | bar: 2019 to 2051
Industrial_Industrial - Int_New_Process_Natural Gas_Other Process_E8_Baseline Forecast | Industrial | Industrial - Int | New | Process | Natural Gas | Other Process | E8 |  | Baseline Forecast | bar: 2019 to 2051
Industrial_Industrial - Int_New_Process_Natural Gas_Other Process_E9_Baseline Forecast | Industrial | Industrial - Int | New | Process | Natural Gas | Other Process | E9 |  | Baseline Forecast | bar: 2019 to 2051
Industrial_Industrial - Int_New_Process_Natural Gas_Other Process_E10_Baseline Forecast | Industrial | Industrial - Int | New | Process | Natural Gas | Other Process | E10 |  | Baseline Forecast | bar: 2019 to 2051
Industrial_Industrial - Int_New_Miscellaneous_Natural Gas_Miscellaneous_E1_Baseline Forecast | Industrial | Industrial - Int | New | Miscellaneous | Natural Gas | Miscellaneous | E1 | Standard | Baseline Forecast | 100% | 100% | 100% | 100% | 100% | 100% | 100% | 100% | 100% | 100% | 100% | 100% | 100% | 100% | 100% | 100% | 100% | 100% | 100% | 100% | 100% | 100% | 100% | 100% | 100% | 100% | 100% | 100% | 100% | 100% | 100% | 100% | 100%
Industrial_Industrial - Int_New_Miscellaneous_Natural Gas_Miscellaneous_E2_Baseline Forecast | Industrial | Industrial - Int | New | Miscellaneous | Natural Gas | Miscellaneous | E2 |  | Baseline Forecast | bar: 2019 to 2051
Industrial_Industrial - Int_New_Miscellaneous_Natural Gas_Miscellaneous_E3_Baseline Forecast | Industrial | Industrial - Int | New | Miscellaneous | Natural Gas | Miscellaneous | E3 |  | Baseline Forecast | bar: 2019 to 2051
Industrial_Industrial - Int_New_Miscellaneous_Natural Gas_Miscellaneous_E4_Baseline Forecast | Industrial | Industrial - Int | New | Miscellaneous | Natural Gas | Miscellaneous | E4 |  | Baseline Forecast | bar: 2019 to 2051
Industrial_Industrial - Int_New_Miscellaneous_Natural Gas_Miscellaneous_E5_Baseline Forecast | Industrial | Industrial - Int | New | Miscellaneous | Natural Gas | Miscellaneous | E5 |  | Baseline Forecast | bar: 2019 to 2051
Industrial_Industrial - Int_New_Miscellaneous_Natural Gas_Miscellaneous_E6_Baseline Forecast | Industrial | Industrial - Int | New | Miscellaneous | Natural Gas | Miscellaneous | E6 |  | Baseline Forecast | bar: 2019 to 2051
Industrial_Industrial - Int_New_Miscellaneous_Natural Gas_Miscellaneous_E7_Baseline Forecast | Industrial | Industrial - Int | New | Miscellaneous | Natural Gas | Miscellaneous | E7 |  | Baseline Forecast | bar: 2019 to 2051
Industrial_Industrial - Int_New_Miscellaneous_Natural Gas_Miscellaneous_E8_Baseline Forecast | Industrial | Industrial - Int | New | Miscellaneous | Natural Gas | Miscellaneous | E8 |  | Baseline Forecast | bar: 2019 to 2051
Industrial_Industrial - Int_New_Miscellaneous_Natural Gas_Miscellaneous_E9_Baseline Forecast | Industrial | Industrial - Int | New | Miscellaneous | Natural Gas | Miscellaneous | E9 |  | Baseline Forecast | bar: 2019 to 2051
Industrial_Industrial - Int_New_Miscellaneous_Natural Gas_Miscellaneous_E10_Baseline Forecast | Industrial | Industrial - Int | New | Miscellaneous | Natural Gas | Miscellaneous | E10 |  | Baseline Forecast | bar: 2019 to 2051
Industrial_Industrial - Firm_Existing_Space Heating_Natural Gas_Furnace_E1_Codes & Standards Forecast | Industrial | Industrial - Firm | Existing | Space Heating | Natural Gas | Furnace | E1 |  | Codes & Standards Forecast
Industrial_Industrial - Firm_Existing_Space Heating_Natural Gas_Furnace_E2_Codes & Standards Forecast | Industrial | Industrial - Firm | Existing | Space Heating | Natural Gas | Furnace | E2 |  | Codes & Standards Forecast
Industrial_Industrial - Firm_Existing_Space Heating_Natural Gas_Furnace_E3_Codes & Standards Forecast | Industrial | Industrial - Firm | Existing | Space Heating | Natural Gas | Furnace | E3 |  | Codes & Standards Forecast
Industrial_Industrial - Firm_Existing_Space Heating_Natural Gas_Furnace_E4_Codes & Standards Forecast | Industrial | Industrial - Firm | Existing | Space Heating | Natural Gas | Furnace | E4 |  | Codes & Standards Forecast
Industrial_Industrial - Firm_Existing_Space Heating_Natural Gas_Furnace_E5_Codes & Standards Forecast | Industrial | Industrial - Firm | Existing | Space Heating | Natural Gas | Furnace | E5 |  | Codes & Standards Forecast
Industrial_Industrial - Firm_Existing_Space Heating_Natural Gas_Furnace_E6_Codes & Standards Forecast | Industrial | Industrial - Firm | Existing | Space Heating | Natural Gas | Furnace | E6 |  | Codes & Standards Forecast
Industrial_Industrial - Firm_Existing_Space Heating_Natural Gas_Furnace_E7_Codes & Standards Forecast | Industrial | Industrial - Firm | Existing | Space Heating | Natural Gas | Furnace | E7 |  | Codes & Standards Forecast
Industrial_Industrial - Firm_Existing_Space Heating_Natural Gas_Furnace_E8_Codes & Standards Forecast | Industrial | Industrial - Firm | Existing | Space Heating | Natural Gas | Furnace | E8 |  | Codes & Standards Forecast
Industrial_Industrial - Firm_Existing_Space Heating_Natural Gas_Furnace_E9_Codes & Standards Forecast | Industrial | Industrial - Firm | Existing | Space Heating | Natural Gas | Furnace | E9 |  | Codes & Standards Forecast
Industrial_Industrial - Firm_Existing_Space Heating_Natural Gas_Furnace_E10_Codes & Standards Forecast | Industrial | Industrial - Firm | Existing | Space Heating | Natural Gas | Furnace | E10 |  | Codes & Standards Forecast
Industrial_Industrial - Firm_Existing_Space Heating_Natural Gas_Boiler_E1_Codes & Standards Forecast | Industrial | Industrial - Firm | Existing | Space Heating | Natural Gas | Boiler | E1 |  | Codes & Standards Forecast
Industrial_Industrial - Firm_Existing_Space Heating_Natural Gas_Boiler_E2_Codes & Standards Forecast | Industrial | Industrial - Firm | Existing | Space Heating | Natural Gas | Boiler | E2 |  | Codes & Standards Forecast
Industrial_Industrial - Firm_Existing_Space Heating_Natural Gas_Boiler_E3_Codes & Standards Forecast | Industrial | Industrial - Firm | Existing | Space Heating | Natural Gas | Boiler | E3 |  | Codes & Standards Forecast
Industrial_Industrial - Firm_Existing_Space Heating_Natural Gas_Boiler_E4_Codes & Standards Forecast | Industrial | Industrial - Firm | Existing | Space Heating | Natural Gas | Boiler | E4 |  | Codes & Standards Forecast
Industrial_Industrial - Firm_Existing_Space Heating_Natural Gas_Boiler_E5_Codes & Standards Forecast | Industrial | Industrial - Firm | Existing | Space Heating | Natural Gas | Boiler | E5 |  | Codes & Standards Forecast
Industrial_Industrial - Firm_Existing_Space Heating_Natural Gas_Boiler_E6_Codes & Standards Forecast | Industrial | Industrial - Firm | Existing | Space Heating | Natural Gas | Boiler | E6 |  | Codes & Standards Forecast
Industrial_Industrial - Firm_Existing_Space Heating_Natural Gas_Boiler_E7_Codes & Standards Forecast | Industrial | Industrial - Firm | Existing | Space Heating | Natural Gas | Boiler | E7 |  | Codes & Standards Forecast
Industrial_Industrial - Firm_Existing_Space Heating_Natural Gas_Boiler_E8_Codes & Standards Forecast | Industrial | Industrial - Firm | Existing | Space Heating | Natural Gas | Boiler | E8 |  | Codes & Standards Forecast
Industrial_Industrial - Firm_Existing_Space Heating_Natural Gas_Boiler_E9_Codes & Standards Forecast | Industrial | Industrial - Firm | Existing | Space Heating | Natural Gas | Boiler | E9 |  | Codes & Standards Forecast
Industrial_Industrial - Firm_Existing_Space Heating_Natural Gas_Boiler_E10_Codes & Standards Forecast | Industrial | Industrial - Firm | Existing | Space Heating | Natural Gas | Boiler | E10 |  | Codes & Standards Forecast
Industrial_Industrial - Firm_Existing_Space Heating_Natural Gas_Unit Heater_E1_Codes & Standards Forecast | Industrial | Industrial - Firm | Existing | Space Heating | Natural Gas | Unit Heater | E1 |  | Codes & Standards Forecast
Industrial_Industrial - Firm_Existing_Space Heating_Natural Gas_Unit Heater_E2_Codes & Standards Forecast | Industrial | Industrial - Firm | Existing | Space Heating | Natural Gas | Unit Heater | E2 |  | Codes & Standards Forecast
Industrial_Industrial - Firm_Existing_Space Heating_Natural Gas_Unit Heater_E3_Codes & Standards Forecast | Industrial | Industrial - Firm | Existing | Space Heating | Natural Gas | Unit Heater | E3 |  | Codes & Standards Forecast
Industrial_Industrial - Firm_Existing_Space Heating_Natural Gas_Unit Heater_E4_Codes & Standards Forecast | Industrial | Industrial - Firm | Existing | Space Heating | Natural Gas | Unit Heater | E4 |  | Codes & Standards Forecast
Industrial_Industrial - Firm_Existing_Space Heating_Natural Gas_Unit Heater_E5_Codes & Standards Forecast | Industrial | Industrial - Firm | Existing | Space Heating | Natural Gas | Unit Heater | E5 |  | Codes & Standards Forecast
Industrial_Industrial - Firm_Existing_Space Heating_Natural Gas_Unit Heater_E6_Codes & Standards Forecast | Industrial | Industrial - Firm | Existing | Space Heating | Natural Gas | Unit Heater | E6 |  | Codes & Standards Forecast
Industrial_Industrial - Firm_Existing_Space Heating_Natural Gas_Unit Heater_E7_Codes & Standards Forecast | Industrial | Industrial - Firm | Existing | Space Heating | Natural Gas | Unit Heater | E7 |  | Codes & Standards Forecast
Industrial_Industrial - Firm_Existing_Space Heating_Natural Gas_Unit Heater_E8_Codes & Standards Forecast | Industrial | Industrial - Firm | Existing | Space Heating | Natural Gas | Unit Heater | E8 |  | Codes & Standards Forecast
Industrial_Industrial - Firm_Existing_Space Heating_Natural Gas_Unit Heater_E9_Codes & Standards Forecast | Industrial | Industrial - Firm | Existing | Space Heating | Natural Gas | Unit Heater | E9 |  | Codes & Standards Forecast
Industrial_Industrial - Firm_Existing_Space Heating_Natural Gas_Unit Heater_E10_Codes & Standards Forecast | Industrial | Industrial - Firm | Existing | Space Heating | Natural Gas | Unit Heater | E10 |  | Codes & Standards Forecast
Industrial_Industrial - Firm_Existing_Process_Natural Gas_Process Heating_E1_Codes & Standards Forecast | Industrial | Industrial - Firm | Existing | Process | Natural Gas | Process Heating | E1 |  | Codes & Standards Forecast
Industrial_Industrial - Firm_Existing_Process_Natural Gas_Process Heating_E2_Codes & Standards Forecast | Industrial | Industrial - Firm | Existing | Process | Natural Gas | Process Heating | E2 |  | Codes & Standards Forecast
Industrial_Industrial - Firm_Existing_Process_Natural Gas_Process Heating_E3_Codes & Standards Forecast | Industrial | Industrial - Firm | Existing | Process | Natural Gas | Process Heating | E3 |  | Codes & Standards Forecast
Industrial_Industrial - Firm_Existing_Process_Natural Gas_Process Heating_E4_Codes & Standards Forecast | Industrial | Industrial - Firm | Existing | Process | Natural Gas | Process Heating | E4 |  | Codes & Standards Forecast
Industrial_Industrial - Firm_Existing_Process_Natural Gas_Process Heating_E5_Codes & Standards Forecast | Industrial | Industrial - Firm | Existing | Process | Natural Gas | Process Heating | E5 |  | Codes & Standards Forecast
Industrial_Industrial - Firm_Existing_Process_Natural Gas_Process Heating_E6_Codes & Standards Forecast | Industrial | Industrial - Firm | Existing | Process | Natural Gas | Process Heating | E6 |  | Codes & Standards Forecast
Industrial_Industrial - Firm_Existing_Process_Natural Gas_Process Heating_E7_Codes & Standards Forecast | Industrial | Industrial - Firm | Existing | Process | Natural Gas | Process Heating | E7 |  | Codes & Standards Forecast
Industrial_Industrial - Firm_Existing_Process_Natural Gas_Process Heating_E8_Codes & Standards Forecast | Industrial | Industrial - Firm | Existing | Process | Natural Gas | Process Heating | E8 |  | Codes & Standards Forecast
Industrial_Industrial - Firm_Existing_Process_Natural Gas_Process Heating_E9_Codes & Standards Forecast | Industrial | Industrial - Firm | Existing | Process | Natural Gas | Process Heating | E9 |  | Codes & Standards Forecast
Industrial_Industrial - Firm_Existing_Process_Natural Gas_Process Heating_E10_Codes & Standards Forecast | Industrial | Industrial - Firm | Existing | Process | Natural Gas | Process Heating | E10 |  | Codes & Standards Forecast
Industrial_Industrial - Firm_Existing_Process_Natural Gas_Process Boiler_E1_Codes & Standards Forecast | Industrial | Industrial - Firm | Existing | Process | Natural Gas | Process Boiler | E1 |  | Codes & Standards Forecast
Industrial_Industrial - Firm_Existing_Process_Natural Gas_Process Boiler_E2_Codes & Standards Forecast | Industrial | Industrial - Firm | Existing | Process | Natural Gas | Process Boiler | E2 |  | Codes & Standards Forecast
Industrial_Industrial - Firm_Existing_Process_Natural Gas_Process Boiler_E3_Codes & Standards Forecast | Industrial | Industrial - Firm | Existing | Process | Natural Gas | Process Boiler | E3 |  | Codes & Standards Forecast
Industrial_Industrial - Firm_Existing_Process_Natural Gas_Process Boiler_E4_Codes & Standards Forecast | Industrial | Industrial - Firm | Existing | Process | Natural Gas | Process Boiler | E4 |  | Codes & Standards Forecast
Industrial_Industrial - Firm_Existing_Process_Natural Gas_Process Boiler_E5_Codes & Standards Forecast | Industrial | Industrial - Firm | Existing | Process | Natural Gas | Process Boiler | E5 |  | Codes & Standards Forecast
Industrial_Industrial - Firm_Existing_Process_Natural Gas_Process Boiler_E6_Codes & Standards Forecast | Industrial | Industrial - Firm | Existing | Process | Natural Gas | Process Boiler | E6 |  | Codes & Standards Forecast
Industrial_Industrial - Firm_Existing_Process_Natural Gas_Process Boiler_E7_Codes & Standards Forecast | Industrial | Industrial - Firm | Existing | Process | Natural Gas | Process Boiler | E7 |  | Codes & Standards Forecast
Industrial_Industrial - Firm_Existing_Process_Natural Gas_Process Boiler_E8_Codes & Standards Forecast | Industrial | Industrial - Firm | Existing | Process | Natural Gas | Process Boiler | E8 |  | Codes & Standards Forecast
Industrial_Industrial - Firm_Existing_Process_Natural Gas_Process Boiler_E9_Codes & Standards Forecast | Industrial | Industrial - Firm | Existing | Process | Natural Gas | Process Boiler | E9 |  | Codes & Standards Forecast
Industrial_Industrial - Firm_Existing_Process_Natural Gas_Process Boiler_E10_Codes & Standards Forecast | Industrial | Industrial - Firm | Existing | Process | Natural Gas | Process Boiler | E10 |  | Codes & Standards Forecast
Industrial_Industrial - Firm_Existing_Process_Natural Gas_Process Cooling_E1_Codes & Standards Forecast | Industrial | Industrial - Firm | Existing | Process | Natural Gas | Process Cooling | E1 |  | Codes & Standards Forecast
Industrial_Industrial - Firm_Existing_Process_Natural Gas_Process Cooling_E2_Codes & Standards Forecast | Industrial | Industrial - Firm | Existing | Process | Natural Gas | Process Cooling | E2 |  | Codes & Standards Forecast
Industrial_Industrial - Firm_Existing_Process_Natural Gas_Process Cooling_E3_Codes & Standards Forecast | Industrial | Industrial - Firm | Existing | Process | Natural Gas | Process Cooling | E3 |  | Codes & Standards Forecast
Industrial_Industrial - Firm_Existing_Process_Natural Gas_Process Cooling_E4_Codes & Standards Forecast | Industrial | Industrial - Firm | Existing | Process | Natural Gas | Process Cooling | E4 |  | Codes & Standards Forecast
Industrial_Industrial - Firm_Existing_Process_Natural Gas_Process Cooling_E5_Codes & Standards Forecast | Industrial | Industrial - Firm | Existing | Process | Natural Gas | Process Cooling | E5 |  | Codes & Standards Forecast
Industrial_Industrial - Firm_Existing_Process_Natural Gas_Process Cooling_E6_Codes & Standards Forecast | Industrial | Industrial - Firm | Existing | Process | Natural Gas | Process Cooling | E6 |  | Codes & Standards Forecast
Industrial_Industrial - Firm_Existing_Process_Natural Gas_Process Cooling_E7_Codes & Standards Forecast | Industrial | Industrial - Firm | Existing | Process | Natural Gas | Process Cooling | E7 |  | Codes & Standards Forecast
Industrial_Industrial - Firm_Existing_Process_Natural Gas_Process Cooling_E8_Codes & Standards Forecast | Industrial | Industrial - Firm | Existing | Process | Natural Gas | Process Cooling | E8 |  | Codes & Standards Forecast
Industrial_Industrial - Firm_Existing_Process_Natural Gas_Process Cooling_E9_Codes & Standards Forecast | Industrial | Industrial - Firm | Existing | Process | Natural Gas | Process Cooling | E9 |  | Codes & Standards Forecast
Industrial_Industrial - Firm_Existing_Process_Natural Gas_Process Cooling_E10_Codes & Standards Forecast | Industrial | Industrial - Firm | Existing | Process | Natural Gas | Process Cooling | E10 |  | Codes & Standards Forecast
Industrial_Industrial - Firm_Existing_Process_Natural Gas_Other Process_E1_Codes & Standards Forecast | Industrial | Industrial - Firm | Existing | Process | Natural Gas | Other Process | E1 |  | Codes & Standards Forecast
Industrial_Industrial - Firm_Existing_Process_Natural Gas_Other Process_E2_Codes & Standards Forecast | Industrial | Industrial - Firm | Existing | Process | Natural Gas | Other Process | E2 |  | Codes & Standards Forecast
Industrial_Industrial - Firm_Existing_Process_Natural Gas_Other Process_E3_Codes & Standards Forecast | Industrial | Industrial - Firm | Existing | Process | Natural Gas | Other Process | E3 |  | Codes & Standards Forecast
Industrial_Industrial - Firm_Existing_Process_Natural Gas_Other Process_E4_Codes & Standards Forecast | Industrial | Industrial - Firm | Existing | Process | Natural Gas | Other Process | E4 |  | Codes & Standards Forecast
Industrial_Industrial - Firm_Existing_Process_Natural Gas_Other Process_E5_Codes & Standards Forecast | Industrial | Industrial - Firm | Existing | Process | Natural Gas | Other Process | E5 |  | Codes & Standards Forecast
Industrial_Industrial - Firm_Existing_Process_Natural Gas_Other Process_E6_Codes & Standards Forecast | Industrial | Industrial - Firm | Existing | Process | Natural Gas | Other Process | E6 |  | Codes & Standards Forecast
Industrial_Industrial - Firm_Existing_Process_Natural Gas_Other Process_E7_Codes & Standards Forecast | Industrial | Industrial - Firm | Existing | Process | Natural Gas | Other Process | E7 |  | Codes & Standards Forecast
Industrial_Industrial - Firm_Existing_Process_Natural Gas_Other Process_E8_Codes & Standards Forecast | Industrial | Industrial - Firm | Existing | Process | Natural Gas | Other Process | E8 |  | Codes & Standards Forecast
Industrial_Industrial - Firm_Existing_Process_Natural Gas_Other Process_E9_Codes & Standards Forecast | Industrial | Industrial - Firm | Existing | Process | Natural Gas | Other Process | E9 |  | Codes & Standards Forecast
Industrial_Industrial - Firm_Existing_Process_Natural Gas_Other Process_E10_Codes & Standards Forecast | Industrial | Industrial - Firm | Existing | Process | Natural Gas | Other Process | E10 |  | Codes & Standards Forecast
Industrial_Industrial - Firm_Existing_Miscellaneous_Natural Gas_Miscellaneous_E1_Codes & Standards Forecast | Industrial | Industrial - Firm | Existing | Miscellaneous | Natural Gas | Miscellaneous | E1 |  | Codes & Standards Forecast
Industrial_Industrial - Firm_Existing_Miscellaneous_Natural Gas_Miscellaneous_E2_Codes & Standards Forecast | Industrial | Industrial - Firm | Existing | Miscellaneous | Natural Gas | Miscellaneous | E2 |  | Codes & Standards Forecast
Industrial_Industrial - Firm_Existing_Miscellaneous_Natural Gas_Miscellaneous_E3_Codes & Standards Forecast | Industrial | Industrial - Firm | Existing | Miscellaneous | Natural Gas | Miscellaneous | E3 |  | Codes & Standards Forecast
Industrial_Industrial - Firm_Existing_Miscellaneous_Natural Gas_Miscellaneous_E4_Codes & Standards Forecast | Industrial | Industrial - Firm | Existing | Miscellaneous | Natural Gas | Miscellaneous | E4 |  | Codes & Standards Forecast
Industrial_Industrial - Firm_Existing_Miscellaneous_Natural Gas_Miscellaneous_E5_Codes & Standards Forecast | Industrial | Industrial - Firm | Existing | Miscellaneous | Natural Gas | Miscellaneous | E5 |  | Codes & Standards Forecast
Industrial_Industrial - Firm_Existing_Miscellaneous_Natural Gas_Miscellaneous_E6_Codes & Standards Forecast | Industrial | Industrial - Firm | Existing | Miscellaneous | Natural Gas | Miscellaneous | E6 |  | Codes & Standards Forecast
Industrial_Industrial - Firm_Existing_Miscellaneous_Natural Gas_Miscellaneous_E7_Codes & Standards Forecast | Industrial | Industrial - Firm | Existing | Miscellaneous | Natural Gas | Miscellaneous | E7 |  | Codes & Standards Forecast
Industrial_Industrial - Firm_Existing_Miscellaneous_Natural Gas_Miscellaneous_E8_Codes & Standards Forecast | Industrial | Industrial - Firm | Existing | Miscellaneous | Natural Gas | Miscellaneous | E8 |  | Codes & Standards Forecast
Industrial_Industrial - Firm_Existing_Miscellaneous_Natural Gas_Miscellaneous_E9_Codes & Standards Forecast | Industrial | Industrial - Firm | Existing | Miscellaneous | Natural Gas | Miscellaneous | E9 |  | Codes & Standards Forecast
Industrial_Industrial - Firm_Existing_Miscellaneous_Natural Gas_Miscellaneous_E10_Codes & Standards Forecast | Industrial | Industrial - Firm | Existing | Miscellaneous | Natural Gas | Miscellaneous | E10 |  | Codes & Standards Forecast
Industrial_Industrial - Firm_New_Space Heating_Natural Gas_Furnace_E1_Codes & Standards Forecast | Industrial | Industrial - Firm | New | Space Heating | Natural Gas | Furnace | E1 |  | Codes & Standards Forecast
Industrial_Industrial - Firm_New_Space Heating_Natural Gas_Furnace_E2_Codes & Standards Forecast | Industrial | Industrial - Firm | New | Space Heating | Natural Gas | Furnace | E2 |  | Codes & Standards Forecast
Industrial_Industrial - Firm_New_Space Heating_Natural Gas_Furnace_E3_Codes & Standards Forecast | Industrial | Industrial - Firm | New | Space Heating | Natural Gas | Furnace | E3 |  | Codes & Standards Forecast
Industrial_Industrial - Firm_New_Space Heating_Natural Gas_Furnace_E4_Codes & Standards Forecast | Industrial | Industrial - Firm | New | Space Heating | Natural Gas | Furnace | E4 |  | Codes & Standards Forecast
Industrial_Industrial - Firm_New_Space Heating_Natural Gas_Furnace_E5_Codes & Standards Forecast | Industrial | Industrial - Firm | New | Space Heating | Natural Gas | Furnace | E5 |  | Codes & Standards Forecast
Industrial_Industrial - Firm_New_Space Heating_Natural Gas_Furnace_E6_Codes & Standards Forecast | Industrial | Industrial - Firm | New | Space Heating | Natural Gas | Furnace | E6 |  | Codes & Standards Forecast
Industrial_Industrial - Firm_New_Space Heating_Natural Gas_Furnace_E7_Codes & Standards Forecast | Industrial | Industrial - Firm | New | Space Heating | Natural Gas | Furnace | E7 |  | Codes & Standards Forecast
Industrial_Industrial - Firm_New_Space Heating_Natural Gas_Furnace_E8_Codes & Standards Forecast | Industrial | Industrial - Firm | New | Space Heating | Natural Gas | Furnace | E8 |  | Codes & Standards Forecast
Industrial_Industrial - Firm_New_Space Heating_Natural Gas_Furnace_E9_Codes & Standards Forecast | Industrial | Industrial - Firm | New | Space Heating | Natural Gas | Furnace | E9 |  | Codes & Standards Forecast
Industrial_Industrial - Firm_New_Space Heating_Natural Gas_Furnace_E10_Codes & Standards Forecast | Industrial | Industrial - Firm | New | Space Heating | Natural Gas | Furnace | E10 |  | Codes & Standards Forecast
Industrial_Industrial - Firm_New_Space Heating_Natural Gas_Boiler_E1_Codes & Standards Forecast | Industrial | Industrial - Firm | New | Space Heating | Natural Gas | Boiler | E1 |  | Codes & Standards Forecast
Industrial_Industrial - Firm_New_Space Heating_Natural Gas_Boiler_E2_Codes & Standards Forecast | Industrial | Industrial - Firm | New | Space Heating | Natural Gas | Boiler | E2 |  | Codes & Standards Forecast
Industrial_Industrial - Firm_New_Space Heating_Natural Gas_Boiler_E3_Codes & Standards Forecast | Industrial | Industrial - Firm | New | Space Heating | Natural Gas | Boiler | E3 |  | Codes & Standards Forecast
Industrial_Industrial - Firm_New_Space Heating_Natural Gas_Boiler_E4_Codes & Standards Forecast | Industrial | Industrial - Firm | New | Space Heating | Natural Gas | Boiler | E4 |  | Codes & Standards Forecast
Industrial_Industrial - Firm_New_Space Heating_Natural Gas_Boiler_E5_Codes & Standards Forecast | Industrial | Industrial - Firm | New | Space Heating | Natural Gas | Boiler | E5 |  | Codes & Standards Forecast
Industrial_Industrial - Firm_New_Space Heating_Natural Gas_Boiler_E6_Codes & Standards Forecast | Industrial | Industrial - Firm | New | Space Heating | Natural Gas | Boiler | E6 |  | Codes & Standards Forecast
Industrial_Industrial - Firm_New_Space Heating_Natural Gas_Boiler_E7_Codes & Standards Forecast | Industrial | Industrial - Firm | New | Space Heating | Natural Gas | Boiler | E7 |  | Codes & Standards Forecast
Industrial_Industrial - Firm_New_Space Heating_Natural Gas_Boiler_E8_Codes & Standards Forecast | Industrial | Industrial - Firm | New | Space Heating | Natural Gas | Boiler | E8 |  | Codes & Standards Forecast
Industrial_Industrial - Firm_New_Space Heating_Natural Gas_Boiler_E9_Codes & Standards Forecast | Industrial | Industrial - Firm | New | Space Heating | Natural Gas | Boiler | E9 |  | Codes & Standards Forecast
Industrial_Industrial - Firm_New_Space Heating_Natural Gas_Boiler_E10_Codes & Standards Forecast | Industrial | Industrial - Firm | New | Space Heating | Natural Gas | Boiler | E10 |  | Codes & Standards Forecast
Industrial_Industrial - Firm_New_Space Heating_Natural Gas_Unit Heater_E1_Codes & Standards Forecast | Industrial | Industrial - Firm | New | Space Heating | Natural Gas | Unit Heater | E1 |  | Codes & Standards Forecast
Industrial_Industrial - Firm_New_Space Heating_Natural Gas_Unit Heater_E2_Codes & Standards Forecast | Industrial | Industrial - Firm | New | Space Heating | Natural Gas | Unit Heater | E2 |  | Codes & Standards Forecast
Industrial_Industrial - Firm_New_Space Heating_Natural Gas_Unit Heater_E3_Codes & Standards Forecast | Industrial | Industrial - Firm | New | Space Heating | Natural Gas | Unit Heater | E3 |  | Codes & Standards Forecast
Industrial_Industrial - Firm_New_Space Heating_Natural Gas_Unit Heater_E4_Codes & Standards Forecast | Industrial | Industrial - Firm | New | Space Heating | Natural Gas | Unit Heater | E4 |  | Codes & Standards Forecast
Industrial_Industrial - Firm_New_Space Heating_Natural Gas_Unit Heater_E5_Codes & Standards Forecast | Industrial | Industrial - Firm | New | Space Heating | Natural Gas | Unit Heater | E5 |  | Codes & Standards Forecast
Industrial_Industrial - Firm_New_Space Heating_Natural Gas_Unit Heater_E6_Codes & Standards Forecast | Industrial | Industrial - Firm | New | Space Heating | Natural Gas | Unit Heater | E6 |  | Codes & Standards Forecast
Industrial_Industrial - Firm_New_Space Heating_Natural Gas_Unit Heater_E7_Codes & Standards Forecast | Industrial | Industrial - Firm | New | Space Heating | Natural Gas | Unit Heater | E7 |  | Codes & Standards Forecast
Industrial_Industrial - Firm_New_Space Heating_Natural Gas_Unit Heater_E8_Codes & Standards Forecast | Industrial | Industrial - Firm | New | Space Heating | Natural Gas | Unit Heater | E8 |  | Codes & Standards Forecast
Industrial_Industrial - Firm_New_Space Heating_Natural Gas_Unit Heater_E9_Codes & Standards Forecast | Industrial | Industrial - Firm | New | Space Heating | Natural Gas | Unit Heater | E9 |  | Codes & Standards Forecast
Industrial_Industrial - Firm_New_Space Heating_Natural Gas_Unit Heater_E10_Codes & Standards Forecast | Industrial | Industrial - Firm | New | Space Heating | Natural Gas | Unit Heater | E10 |  | Codes & Standards Forecast
Industrial_Industrial - Firm_New_Process_Natural Gas_Process Heating_E1_Codes & Standards Forecast | Industrial | Industrial - Firm | New | Process | Natural Gas | Process Heating | E1 |  | Codes & Standards Forecast
Industrial_Industrial - Firm_New_Process_Natural Gas_Process Heating_E2_Codes & Standards Forecast | Industrial | Industrial - Firm | New | Process | Natural Gas | Process Heating | E2 |  | Codes & Standards Forecast
Industrial_Industrial - Firm_New_Process_Natural Gas_Process Heating_E3_Codes & Standards Forecast | Industrial | Industrial - Firm | New | Process | Natural Gas | Process Heating | E3 |  | Codes & Standards Forecast
Industrial_Industrial - Firm_New_Process_Natural Gas_Process Heating_E4_Codes & Standards Forecast | Industrial | Industrial - Firm | New | Process | Natural Gas | Process Heating | E4 |  | Codes & Standards Forecast
Industrial_Industrial - Firm_New_Process_Natural Gas_Process Heating_E5_Codes & Standards Forecast | Industrial | Industrial - Firm | New | Process | Natural Gas | Process Heating | E5 |  | Codes & Standards Forecast
Industrial_Industrial - Firm_New_Process_Natural Gas_Process Heating_E6_Codes & Standards Forecast | Industrial | Industrial - Firm | New | Process | Natural Gas | Process Heating | E6 |  | Codes & Standards Forecast
Industrial_Industrial - Firm_New_Process_Natural Gas_Process Heating_E7_Codes & Standards Forecast | Industrial | Industrial - Firm | New | Process | Natural Gas | Process Heating | E7 |  | Codes & Standards Forecast
Industrial_Industrial - Firm_New_Process_Natural Gas_Process Heating_E8_Codes & Standards Forecast | Industrial | Industrial - Firm | New | Process | Natural Gas | Process Heating | E8 |  | Codes & Standards Forecast
Industrial_Industrial - Firm_New_Process_Natural Gas_Process Heating_E9_Codes & Standards Forecast | Industrial | Industrial - Firm | New | Process | Natural Gas | Process Heating | E9 |  | Codes & Standards Forecast
Industrial_Industrial - Firm_New_Process_Natural Gas_Process Heating_E10_Codes & Standards Forecast | Industrial | Industrial - Firm | New | Process | Natural Gas | Process Heating | E10 |  | Codes & Standards Forecast
Industrial_Industrial - Firm_New_Process_Natural Gas_Process Boiler_E1_Codes & Standards Forecast | Industrial | Industrial - Firm | New | Process | Natural Gas | Process Boiler | E1 |  | Codes & Standards Forecast
Industrial_Industrial - Firm_New_Process_Natural Gas_Process Boiler_E2_Codes & Standards Forecast | Industrial | Industrial - Firm | New | Process | Natural Gas | Process Boiler | E2 |  | Codes & Standards Forecast
Industrial_Industrial - Firm_New_Process_Natural Gas_Process Boiler_E3_Codes & Standards Forecast | Industrial | Industrial - Firm | New | Process | Natural Gas | Process Boiler | E3 |  | Codes & Standards Forecast
Industrial_Industrial - Firm_New_Process_Natural Gas_Process Boiler_E4_Codes & Standards Forecast | Industrial | Industrial - Firm | New | Process | Natural Gas | Process Boiler | E4 |  | Codes & Standards Forecast
Industrial_Industrial - Firm_New_Process_Natural Gas_Process Boiler_E5_Codes & Standards Forecast | Industrial | Industrial - Firm | New | Process | Natural Gas | Process Boiler | E5 |  | Codes & Standards Forecast
Industrial_Industrial - Firm_New_Process_Natural Gas_Process Boiler_E6_Codes & Standards Forecast | Industrial | Industrial - Firm | New | Process | Natural Gas | Process Boiler | E6 |  | Codes & Standards Forecast
Industrial_Industrial - Firm_New_Process_Natural Gas_Process Boiler_E7_Codes & Standards Forecast | Industrial | Industrial - Firm | New | Process | Natural Gas | Process Boiler | E7 |  | Codes & Standards Forecast
Industrial_Industrial - Firm_New_Process_Natural Gas_Process Boiler_E8_Codes & Standards Forecast | Industrial | Industrial - Firm | New | Process | Natural Gas | Process Boiler | E8 |  | Codes & Standards Forecast
Industrial_Industrial - Firm_New_Process_Natural Gas_Process Boiler_E9_Codes & Standards Forecast | Industrial | Industrial - Firm | New | Process | Natural Gas | Process Boiler | E9 |  | Codes & Standards Forecast
Industrial_Industrial - Firm_New_Process_Natural Gas_Process Boiler_E10_Codes & Standards Forecast | Industrial | Industrial - Firm | New | Process | Natural Gas | Process Boiler | E10 |  | Codes & Standards Forecast
Industrial_Industrial - Firm_New_Process_Natural Gas_Process Cooling_E1_Codes & Standards Forecast | Industrial | Industrial - Firm | New | Process | Natural Gas | Process Cooling | E1 |  | Codes & Standards Forecast
Industrial_Industrial - Firm_New_Process_Natural Gas_Process Cooling_E2_Codes & Standards Forecast | Industrial | Industrial - Firm | New | Process | Natural Gas | Process Cooling | E2 |  | Codes & Standards Forecast
Industrial_Industrial - Firm_New_Process_Natural Gas_Process Cooling_E3_Codes & Standards Forecast | Industrial | Industrial - Firm | New | Process | Natural Gas | Process Cooling | E3 |  | Codes & Standards Forecast
Industrial_Industrial - Firm_New_Process_Natural Gas_Process Cooling_E4_Codes & Standards Forecast | Industrial | Industrial - Firm | New | Process | Natural Gas | Process Cooling | E4 |  | Codes & Standards Forecast
Industrial_Industrial - Firm_New_Process_Natural Gas_Process Cooling_E5_Codes & Standards Forecast | Industrial | Industrial - Firm | New | Process | Natural Gas | Process Cooling | E5 |  | Codes & Standards Forecast
Industrial_Industrial - Firm_New_Process_Natural Gas_Process Cooling_E6_Codes & Standards Forecast | Industrial | Industrial - Firm | New | Process | Natural Gas | Process Cooling | E6 |  | Codes & Standards Forecast
Industrial_Industrial - Firm_New_Process_Natural Gas_Process Cooling_E7_Codes & Standards Forecast | Industrial | Industrial - Firm | New | Process | Natural Gas | Process Cooling | E7 |  | Codes & Standards Forecast
Industrial_Industrial - Firm_New_Process_Natural Gas_Process Cooling_E8_Codes & Standards Forecast | Industrial | Industrial - Firm | New | Process | Natural Gas | Process Cooling | E8 |  | Codes & Standards Forecast
Industrial_Industrial - Firm_New_Process_Natural Gas_Process Cooling_E9_Codes & Standards Forecast | Industrial | Industrial - Firm | New | Process | Natural Gas | Process Cooling | E9 |  | Codes & Standards Forecast
Industrial_Industrial - Firm_New_Process_Natural Gas_Process Cooling_E10_Codes & Standards Forecast | Industrial | Industrial - Firm | New | Process | Natural Gas | Process Cooling | E10 |  | Codes & Standards Forecast
Industrial_Industrial - Firm_New_Process_Natural Gas_Other Process_E1_Codes & Standards Forecast | Industrial | Industrial - Firm | New | Process | Natural Gas | Other Process | E1 |  | Codes & Standards Forecast
Industrial_Industrial - Firm_New_Process_Natural Gas_Other Process_E2_Codes & Standards Forecast | Industrial | Industrial - Firm | New | Process | Natural Gas | Other Process | E2 |  | Codes & Standards Forecast
Industrial_Industrial - Firm_New_Process_Natural Gas_Other Process_E3_Codes & Standards Forecast | Industrial | Industrial - Firm | New | Process | Natural Gas | Other Process | E3 |  | Codes & Standards Forecast
Industrial_Industrial - Firm_New_Process_Natural Gas_Other Process_E4_Codes & Standards Forecast | Industrial | Industrial - Firm | New | Process | Natural Gas | Other Process | E4 |  | Codes & Standards Forecast
Industrial_Industrial - Firm_New_Process_Natural Gas_Other Process_E5_Codes & Standards Forecast | Industrial | Industrial - Firm | New | Process | Natural Gas | Other Process | E5 |  | Codes & Standards Forecast
Industrial_Industrial - Firm_New_Process_Natural Gas_Other Process_E6_Codes & Standards Forecast | Industrial | Industrial - Firm | New | Process | Natural Gas | Other Process | E6 |  | Codes & Standards Forecast
Industrial_Industrial - Firm_New_Process_Natural Gas_Other Process_E7_Codes & Standards Forecast | Industrial | Industrial - Firm | New | Process | Natural Gas | Other Process | E7 |  | Codes & Standards Forecast
Industrial_Industrial - Firm_New_Process_Natural Gas_Other Process_E8_Codes & Standards Forecast | Industrial | Industrial - Firm | New | Process | Natural Gas | Other Process | E8 |  | Codes & Standards Forecast
Industrial_Industrial - Firm_New_Process_Natural Gas_Other Process_E9_Codes & Standards Forecast | Industrial | Industrial - Firm | New | Process | Natural Gas | Other Process | E9 |  | Codes & Standards Forecast
Industrial_Industrial - Firm_New_Process_Natural Gas_Other Process_E10_Codes & Standards Forecast | Industrial | Industrial - Firm | New | Process | Natural Gas | Other Process | E10 |  | Codes & Standards Forecast
Industrial_Industrial - Firm_New_Miscellaneous_Natural Gas_Miscellaneous_E1_Codes & Standards Forecast | Industrial | Industrial - Firm | New | Miscellaneous | Natural Gas | Miscellaneous | E1 |  | Codes & Standards Forecast
Industrial_Industrial - Firm_New_Miscellaneous_Natural Gas_Miscellaneous_E2_Codes & Standards Forecast | Industrial | Industrial - Firm | New | Miscellaneous | Natural Gas | Miscellaneous | E2 |  | Codes & Standards Forecast
Industrial_Industrial - Firm_New_Miscellaneous_Natural Gas_Miscellaneous_E3_Codes & Standards Forecast | Industrial | Industrial - Firm | New | Miscellaneous | Natural Gas | Miscellaneous | E3 |  | Codes & Standards Forecast
Industrial_Industrial - Firm_New_Miscellaneous_Natural Gas_Miscellaneous_E4_Codes & Standards Forecast | Industrial | Industrial - Firm | New | Miscellaneous | Natural Gas | Miscellaneous | E4 |  | Codes & Standards Forecast
Industrial_Industrial - Firm_New_Miscellaneous_Natural Gas_Miscellaneous_E5_Codes & Standards Forecast | Industrial | Industrial - Firm | New | Miscellaneous | Natural Gas | Miscellaneous | E5 |  | Codes & Standards Forecast
Industrial_Industrial - Firm_New_Miscellaneous_Natural Gas_Miscellaneous_E6_Codes & Standards Forecast | Industrial | Industrial - Firm | New | Miscellaneous | Natural Gas | Miscellaneous | E6 |  | Codes & Standards Forecast
Industrial_Industrial - Firm_New_Miscellaneous_Natural Gas_Miscellaneous_E7_Codes & Standards Forecast | Industrial | Industrial - Firm | New | Miscellaneous | Natural Gas | Miscellaneous | E7 |  | Codes & Standards Forecast
Industrial_Industrial - Firm_New_Miscellaneous_Natural Gas_Miscellaneous_E8_Codes & Standards Forecast | Industrial | Industrial - Firm | New | Miscellaneous | Natural Gas | Miscellaneous | E8 |  | Codes & Standards Forecast
Industrial_Industrial - Firm_New_Miscellaneous_Natural Gas_Miscellaneous_E9_Codes & Standards Forecast | Industrial | Industrial - Firm | New | Miscellaneous | Natural Gas | Miscellaneous | E9 |  | Codes & Standards Forecast
Industrial_Industrial - Firm_New_Miscellaneous_Natural Gas_Miscellaneous_E10_Codes & Standards Forecast | Industrial | Industrial - Firm | New | Miscellaneous | Natural Gas | Miscellaneous | E10 |  | Codes & Standards Forecast
Industrial_Industrial - Int_Existing_Space Heating_Natural Gas_Furnace_E1_Codes & Standards Forecast | Industrial | Industrial - Int | Existing | Space Heating | Natural Gas | Furnace | E1 |  | Codes & Standards Forecast
Industrial_Industrial - Int_Existing_Space Heating_Natural Gas_Furnace_E2_Codes & Standards Forecast | Industrial | Industrial - Int | Existing | Space Heating | Natural Gas | Furnace | E2 |  | Codes & Standards Forecast
Industrial_Industrial - Int_Existing_Space Heating_Natural Gas_Furnace_E3_Codes & Standards Forecast | Industrial | Industrial - Int | Existing | Space Heating | Natural Gas | Furnace | E3 |  | Codes & Standards Forecast
Industrial_Industrial - Int_Existing_Space Heating_Natural Gas_Furnace_E4_Codes & Standards Forecast | Industrial | Industrial - Int | Existing | Space Heating | Natural Gas | Furnace | E4 |  | Codes & Standards Forecast
Industrial_Industrial - Int_Existing_Space Heating_Natural Gas_Furnace_E5_Codes & Standards Forecast | Industrial | Industrial - Int | Existing | Space Heating | Natural Gas | Furnace | E5 |  | Codes & Standards Forecast
Industrial_Industrial - Int_Existing_Space Heating_Natural Gas_Furnace_E6_Codes & Standards Forecast | Industrial | Industrial - Int | Existing | Space Heating | Natural Gas | Furnace | E6 |  | Codes & Standards Forecast
Industrial_Industrial - Int_Existing_Space Heating_Natural Gas_Furnace_E7_Codes & Standards Forecast | Industrial | Industrial - Int | Existing | Space Heating | Natural Gas | Furnace | E7 |  | Codes & Standards Forecast
Industrial_Industrial - Int_Existing_Space Heating_Natural Gas_Furnace_E8_Codes & Standards Forecast | Industrial | Industrial - Int | Existing | Space Heating | Natural Gas | Furnace | E8 |  | Codes & Standards Forecast
Industrial_Industrial - Int_Existing_Space Heating_Natural Gas_Furnace_E9_Codes & Standards Forecast | Industrial | Industrial - Int | Existing | Space Heating | Natural Gas | Furnace | E9 |  | Codes & Standards Forecast
Industrial_Industrial - Int_Existing_Space Heating_Natural Gas_Furnace_E10_Codes & Standards Forecast | Industrial | Industrial - Int | Existing | Space Heating | Natural Gas | Furnace | E10 |  | Codes & Standards Forecast
Industrial_Industrial - Int_Existing_Space Heating_Natural Gas_Boiler_E1_Codes & Standards Forecast | Industrial | Industrial - Int | Existing | Space Heating | Natural Gas | Boiler | E1 |  | Codes & Standards Forecast
Industrial_Industrial - Int_Existing_Space Heating_Natural Gas_Boiler_E2_Codes & Standards Forecast | Industrial | Industrial - Int | Existing | Space Heating | Natural Gas | Boiler | E2 |  | Codes & Standards Forecast
Industrial_Industrial - Int_Existing_Space Heating_Natural Gas_Boiler_E3_Codes & Standards Forecast | Industrial | Industrial - Int | Existing | Space Heating | Natural Gas | Boiler | E3 |  | Codes & Standards Forecast
Industrial_Industrial - Int_Existing_Space Heating_Natural Gas_Boiler_E4_Codes & Standards Forecast | Industrial | Industrial - Int | Existing | Space Heating | Natural Gas | Boiler | E4 |  | Codes & Standards Forecast
Industrial_Industrial - Int_Existing_Space Heating_Natural Gas_Boiler_E5_Codes & Standards Forecast | Industrial | Industrial - Int | Existing | Space Heating | Natural Gas | Boiler | E5 |  | Codes & Standards Forecast
Industrial_Industrial - Int_Existing_Space Heating_Natural Gas_Boiler_E6_Codes & Standards Forecast | Industrial | Industrial - Int | Existing | Space Heating | Natural Gas | Boiler | E6 |  | Codes & Standards Forecast
Industrial_Industrial - Int_Existing_Space Heating_Natural Gas_Boiler_E7_Codes & Standards Forecast | Industrial | Industrial - Int | Existing | Space Heating | Natural Gas | Boiler | E7 |  | Codes & Standards Forecast
Industrial_Industrial - Int_Existing_Space Heating_Natural Gas_Boiler_E8_Codes & Standards Forecast | Industrial | Industrial - Int | Existing | Space Heating | Natural Gas | Boiler | E8 |  | Codes & Standards Forecast
Industrial_Industrial - Int_Existing_Space Heating_Natural Gas_Boiler_E9_Codes & Standards Forecast | Industrial | Industrial - Int | Existing | Space Heating | Natural Gas | Boiler | E9 |  | Codes & Standards Forecast
Industrial_Industrial - Int_Existing_Space Heating_Natural Gas_Boiler_E10_Codes & Standards Forecast | Industrial | Industrial - Int | Existing | Space Heating | Natural Gas | Boiler | E10 |  | Codes & Standards Forecast
Industrial_Industrial - Int_Existing_Space Heating_Natural Gas_Unit Heater_E1_Codes & Standards Forecast | Industrial | Industrial - Int | Existing | Space Heating | Natural Gas | Unit Heater | E1 |  | Codes & Standards Forecast
Industrial_Industrial - Int_Existing_Space Heating_Natural Gas_Unit Heater_E2_Codes & Standards Forecast | Industrial | Industrial - Int | Existing | Space Heating | Natural Gas | Unit Heater | E2 |  | Codes & Standards Forecast
Industrial_Industrial - Int_Existing_Space Heating_Natural Gas_Unit Heater_E3_Codes & Standards Forecast | Industrial | Industrial - Int | Existing | Space Heating | Natural Gas | Unit Heater | E3 |  | Codes & Standards Forecast
Industrial_Industrial - Int_Existing_Space Heating_Natural Gas_Unit Heater_E4_Codes & Standards Forecast | Industrial | Industrial - Int | Existing | Space Heating | Natural Gas | Unit Heater | E4 |  | Codes & Standards Forecast
Industrial_Industrial - Int_Existing_Space Heating_Natural Gas_Unit Heater_E5_Codes & Standards Forecast | Industrial | Industrial - Int | Existing | Space Heating | Natural Gas | Unit Heater | E5 |  | Codes & Standards Forecast
Industrial_Industrial - Int_Existing_Space Heating_Natural Gas_Unit Heater_E6_Codes & Standards Forecast | Industrial | Industrial - Int | Existing | Space Heating | Natural Gas | Unit Heater | E6 |  | Codes & Standards Forecast
Industrial_Industrial - Int_Existing_Space Heating_Natural Gas_Unit Heater_E7_Codes & Standards Forecast | Industrial | Industrial - Int | Existing | Space Heating | Natural Gas | Unit Heater | E7 |  | Codes & Standards Forecast
Industrial_Industrial - Int_Existing_Space Heating_Natural Gas_Unit Heater_E8_Codes & Standards Forecast | Industrial | Industrial - Int | Existing | Space Heating | Natural Gas | Unit Heater | E8 |  | Codes & Standards Forecast
Industrial_Industrial - Int_Existing_Space Heating_Natural Gas_Unit Heater_E9_Codes & Standards Forecast | Industrial | Industrial - Int | Existing | Space Heating | Natural Gas | Unit Heater | E9 |  | Codes & Standards Forecast
Industrial_Industrial - Int_Existing_Space Heating_Natural Gas_Unit Heater_E10_Codes & Standards Forecast | Industrial | Industrial - Int | Existing | Space Heating | Natural Gas | Unit Heater | E10 |  | Codes & Standards Forecast
Industrial_Industrial - Int_Existing_Process_Natural Gas_Process Heating_E1_Codes & Standards Forecast | Industrial | Industrial - Int | Existing | Process | Natural Gas | Process Heating | E1 |  | Codes & Standards Forecast
Industrial_Industrial - Int_Existing_Process_Natural Gas_Process Heating_E2_Codes & Standards Forecast | Industrial | Industrial - Int | Existing | Process | Natural Gas | Process Heating | E2 |  | Codes & Standards Forecast
Industrial_Industrial - Int_Existing_Process_Natural Gas_Process Heating_E3_Codes & Standards Forecast | Industrial | Industrial - Int | Existing | Process | Natural Gas | Process Heating | E3 |  | Codes & Standards Forecast
Industrial_Industrial - Int_Existing_Process_Natural Gas_Process Heating_E4_Codes & Standards Forecast | Industrial | Industrial - Int | Existing | Process | Natural Gas | Process Heating | E4 |  | Codes & Standards Forecast
Industrial_Industrial - Int_Existing_Process_Natural Gas_Process Heating_E5_Codes & Standards Forecast | Industrial | Industrial - Int | Existing | Process | Natural Gas | Process Heating | E5 |  | Codes & Standards Forecast
Industrial_Industrial - Int_Existing_Process_Natural Gas_Process Heating_E6_Codes & Standards Forecast | Industrial | Industrial - Int | Existing | Process | Natural Gas | Process Heating | E6 |  | Codes & Standards Forecast
Industrial_Industrial - Int_Existing_Process_Natural Gas_Process Heating_E7_Codes & Standards Forecast | Industrial | Industrial - Int | Existing | Process | Natural Gas | Process Heating | E7 |  | Codes & Standards Forecast
Industrial_Industrial - Int_Existing_Process_Natural Gas_Process Heating_E8_Codes & Standards Forecast | Industrial | Industrial - Int | Existing | Process | Natural Gas | Process Heating | E8 |  | Codes & Standards Forecast
Industrial_Industrial - Int_Existing_Process_Natural Gas_Process Heating_E9_Codes & Standards Forecast | Industrial | Industrial - Int | Existing | Process | Natural Gas | Process Heating | E9 |  | Codes & Standards Forecast
Industrial_Industrial - Int_Existing_Process_Natural Gas_Process Heating_E10_Codes & Standards Forecast | Industrial | Industrial - Int | Existing | Process | Natural Gas | Process Heating | E10 |  | Codes & Standards Forecast
Industrial_Industrial - Int_Existing_Process_Natural Gas_Process Boiler_E1_Codes & Standards Forecast | Industrial | Industrial - Int | Existing | Process | Natural Gas | Process Boiler | E1 |  | Codes & Standards Forecast
Industrial_Industrial - Int_Existing_Process_Natural Gas_Process Boiler_E2_Codes & Standards Forecast | Industrial | Industrial - Int | Existing | Process | Natural Gas | Process Boiler | E2 |  | Codes & Standards Forecast
Industrial_Industrial - Int_Existing_Process_Natural Gas_Process Boiler_E3_Codes & Standards Forecast | Industrial | Industrial - Int | Existing | Process | Natural Gas | Process Boiler | E3 |  | Codes & Standards Forecast
Industrial_Industrial - Int_Existing_Process_Natural Gas_Process Boiler_E4_Codes & Standards Forecast | Industrial | Industrial - Int | Existing | Process | Natural Gas | Process Boiler | E4 |  | Codes & Standards Forecast
Industrial_Industrial - Int_Existing_Process_Natural Gas_Process Boiler_E5_Codes & Standards Forecast | Industrial | Industrial - Int | Existing | Process | Natural Gas | Process Boiler | E5 |  | Codes & Standards Forecast
Industrial_Industrial - Int_Existing_Process_Natural Gas_Process Boiler_E6_Codes & Standards Forecast | Industrial | Industrial - Int | Existing | Process | Natural Gas | Process Boiler | E6 |  | Codes & Standards Forecast
Industrial_Industrial - Int_Existing_Process_Natural Gas_Process Boiler_E7_Codes & Standards Forecast | Industrial | Industrial - Int | Existing | Process | Natural Gas | Process Boiler | E7 |  | Codes & Standards Forecast
Industrial_Industrial - Int_Existing_Process_Natural Gas_Process Boiler_E8_Codes & Standards Forecast | Industrial | Industrial - Int | Existing | Process | Natural Gas | Process Boiler | E8 |  | Codes & Standards Forecast
Industrial_Industrial - Int_Existing_Process_Natural Gas_Process Boiler_E9_Codes & Standards Forecast | Industrial | Industrial - Int | Existing | Process | Natural Gas | Process Boiler | E9 |  | Codes & Standards Forecast
Industrial_Industrial - Int_Existing_Process_Natural Gas_Process Boiler_E10_Codes & Standards Forecast | Industrial | Industrial - Int | Existing | Process | Natural Gas | Process Boiler | E10 |  | Codes & Standards Forecast
Industrial_Industrial - Int_Existing_Process_Natural Gas_Process Cooling_E1_Codes & Standards Forecast | Industrial | Industrial - Int | Existing | Process | Natural Gas | Process Cooling | E1 |  | Codes & Standards Forecast
Industrial_Industrial - Int_Existing_Process_Natural Gas_Process Cooling_E2_Codes & Standards Forecast | Industrial | Industrial - Int | Existing | Process | Natural Gas | Process Cooling | E2 |  | Codes & Standards Forecast
Industrial_Industrial - Int_Existing_Process_Natural Gas_Process Cooling_E3_Codes & Standards Forecast | Industrial | Industrial - Int | Existing | Process | Natural Gas | Process Cooling | E3 |  | Codes & Standards Forecast
Industrial_Industrial - Int_Existing_Process_Natural Gas_Process Cooling_E4_Codes & Standards Forecast | Industrial | Industrial - Int | Existing | Process | Natural Gas | Process Cooling | E4 |  | Codes & Standards Forecast
Industrial_Industrial - Int_Existing_Process_Natural Gas_Process Cooling_E5_Codes & Standards Forecast | Industrial | Industrial - Int | Existing | Process | Natural Gas | Process Cooling | E5 |  | Codes & Standards Forecast
Industrial_Industrial - Int_Existing_Process_Natural Gas_Process Cooling_E6_Codes & Standards Forecast | Industrial | Industrial - Int | Existing | Process | Natural Gas | Process Cooling | E6 |  | Codes & Standards Forecast
Industrial_Industrial - Int_Existing_Process_Natural Gas_Process Cooling_E7_Codes & Standards Forecast | Industrial | Industrial - Int | Existing | Process | Natural Gas | Process Cooling | E7 |  | Codes & Standards Forecast
Industrial_Industrial - Int_Existing_Process_Natural Gas_Process Cooling_E8_Codes & Standards Forecast | Industrial | Industrial - Int | Existing | Process | Natural Gas | Process Cooling | E8 |  | Codes & Standards Forecast
Industrial_Industrial - Int_Existing_Process_Natural Gas_Process Cooling_E9_Codes & Standards Forecast | Industrial | Industrial - Int | Existing | Process | Natural Gas | Process Cooling | E9 |  | Codes & Standards Forecast
Industrial_Industrial - Int_Existing_Process_Natural Gas_Process Cooling_E10_Codes & Standards Forecast | Industrial | Industrial - Int | Existing | Process | Natural Gas | Process Cooling | E10 |  | Codes & Standards Forecast
Industrial_Industrial - Int_Existing_Process_Natural Gas_Other Process_E1_Codes & Standards Forecast | Industrial | Industrial - Int | Existing | Process | Natural Gas | Other Process | E1 |  | Codes & Standards Forecast
Industrial_Industrial - Int_Existing_Process_Natural Gas_Other Process_E2_Codes & Standards Forecast | Industrial | Industrial - Int | Existing | Process | Natural Gas | Other Process | E2 |  | Codes & Standards Forecast
Industrial_Industrial - Int_Existing_Process_Natural Gas_Other Process_E3_Codes & Standards Forecast | Industrial | Industrial - Int | Existing | Process | Natural Gas | Other Process | E3 |  | Codes & Standards Forecast
Industrial_Industrial - Int_Existing_Process_Natural Gas_Other Process_E4_Codes & Standards Forecast | Industrial | Industrial - Int | Existing | Process | Natural Gas | Other Process | E4 |  | Codes & Standards Forecast
Industrial_Industrial - Int_Existing_Process_Natural Gas_Other Process_E5_Codes & Standards Forecast | Industrial | Industrial - Int | Existing | Process | Natural Gas | Other Process | E5 |  | Codes & Standards Forecast
Industrial_Industrial - Int_Existing_Process_Natural Gas_Other Process_E6_Codes & Standards Forecast | Industrial | Industrial - Int | Existing | Process | Natural Gas | Other Process | E6 |  | Codes & Standards Forecast
Industrial_Industrial - Int_Existing_Process_Natural Gas_Other Process_E7_Codes & Standards Forecast | Industrial | Industrial - Int | Existing | Process | Natural Gas | Other Process | E7 |  | Codes & Standards Forecast
Industrial_Industrial - Int_Existing_Process_Natural Gas_Other Process_E8_Codes & Standards Forecast | Industrial | Industrial - Int | Existing | Process | Natural Gas | Other Process | E8 |  | Codes & Standards Forecast
Industrial_Industrial - Int_Existing_Process_Natural Gas_Other Process_E9_Codes & Standards Forecast | Industrial | Industrial - Int | Existing | Process | Natural Gas | Other Process | E9 |  | Codes & Standards Forecast
Industrial_Industrial - Int_Existing_Process_Natural Gas_Other Process_E10_Codes & Standards Forecast | Industrial | Industrial - Int | Existing | Process | Natural Gas | Other Process | E10 |  | Codes & Standards Forecast
Industrial_Industrial - Int_Existing_Miscellaneous_Natural Gas_Miscellaneous_E1_Codes & Standards Forecast | Industrial | Industrial - Int | Existing | Miscellaneous | Natural Gas | Miscellaneous | E1 |  | Codes & Standards Forecast
Industrial_Industrial - Int_Existing_Miscellaneous_Natural Gas_Miscellaneous_E2_Codes & Standards Forecast | Industrial | Industrial - Int | Existing | Miscellaneous | Natural Gas | Miscellaneous | E2 |  | Codes & Standards Forecast
Industrial_Industrial - Int_Existing_Miscellaneous_Natural Gas_Miscellaneous_E3_Codes & Standards Forecast | Industrial | Industrial - Int | Existing | Miscellaneous | Natural Gas | Miscellaneous | E3 |  | Codes & Standards Forecast
Industrial_Industrial - Int_Existing_Miscellaneous_Natural Gas_Miscellaneous_E4_Codes & Standards Forecast | Industrial | Industrial - Int | Existing | Miscellaneous | Natural Gas | Miscellaneous | E4 |  | Codes & Standards Forecast
Industrial_Industrial - Int_Existing_Miscellaneous_Natural Gas_Miscellaneous_E5_Codes & Standards Forecast | Industrial | Industrial - Int | Existing | Miscellaneous | Natural Gas | Miscellaneous | E5 |  | Codes & Standards Forecast
Industrial_Industrial - Int_Existing_Miscellaneous_Natural Gas_Miscellaneous_E6_Codes & Standards Forecast | Industrial | Industrial - Int | Existing | Miscellaneous | Natural Gas | Miscellaneous | E6 |  | Codes & Standards Forecast
Industrial_Industrial - Int_Existing_Miscellaneous_Natural Gas_Miscellaneous_E7_Codes & Standards Forecast | Industrial | Industrial - Int | Existing | Miscellaneous | Natural Gas | Miscellaneous | E7 |  | Codes & Standards Forecast
Industrial_Industrial - Int_Existing_Miscellaneous_Natural Gas_Miscellaneous_E8_Codes & Standards Forecast | Industrial | Industrial - Int | Existing | Miscellaneous | Natural Gas | Miscellaneous | E8 |  | Codes & Standards Forecast
Industrial_Industrial - Int_Existing_Miscellaneous_Natural Gas_Miscellaneous_E9_Codes & Standards Forecast | Industrial | Industrial - Int | Existing | Miscellaneous | Natural Gas | Miscellaneous | E9 |  | Codes & Standards Forecast
Industrial_Industrial - Int_Existing_Miscellaneous_Natural Gas_Miscellaneous_E10_Codes & Standards Forecast | Industrial | Industrial - Int | Existing | Miscellaneous | Natural Gas | Miscellaneous | E10 |  | Codes & Standards Forecast
Industrial_Industrial - Int_New_Space Heating_Natural Gas_Furnace_E1_Codes & Standards Forecast | Industrial | Industrial - Int | New | Space Heating | Natural Gas | Furnace | E1 |  | Codes & Standards Forecast
Industrial_Industrial - Int_New_Space Heating_Natural Gas_Furnace_E2_Codes & Standards Forecast | Industrial | Industrial - Int | New | Space Heating | Natural Gas | Furnace | E2 |  | Codes & Standards Forecast
Industrial_Industrial - Int_New_Space Heating_Natural Gas_Furnace_E3_Codes & Standards Forecast | Industrial | Industrial - Int | New | Space Heating | Natural Gas | Furnace | E3 |  | Codes & Standards Forecast
Industrial_Industrial - Int_New_Space Heating_Natural Gas_Furnace_E4_Codes & Standards Forecast | Industrial | Industrial - Int | New | Space Heating | Natural Gas | Furnace | E4 |  | Codes & Standards Forecast
Industrial_Industrial - Int_New_Space Heating_Natural Gas_Furnace_E5_Codes & Standards Forecast | Industrial | Industrial - Int | New | Space Heating | Natural Gas | Furnace | E5 |  | Codes & Standards Forecast
Industrial_Industrial - Int_New_Space Heating_Natural Gas_Furnace_E6_Codes & Standards Forecast | Industrial | Industrial - Int | New | Space Heating | Natural Gas | Furnace | E6 |  | Codes & Standards Forecast
Industrial_Industrial - Int_New_Space Heating_Natural Gas_Furnace_E7_Codes & Standards Forecast | Industrial | Industrial - Int | New | Space Heating | Natural Gas | Furnace | E7 |  | Codes & Standards Forecast
Industrial_Industrial - Int_New_Space Heating_Natural Gas_Furnace_E8_Codes & Standards Forecast | Industrial | Industrial - Int | New | Space Heating | Natural Gas | Furnace | E8 |  | Codes & Standards Forecast
Industrial_Industrial - Int_New_Space Heating_Natural Gas_Furnace_E9_Codes & Standards Forecast | Industrial | Industrial - Int | New | Space Heating | Natural Gas | Furnace | E9 |  | Codes & Standards Forecast
Industrial_Industrial - Int_New_Space Heating_Natural Gas_Furnace_E10_Codes & Standards Forecast | Industrial | Industrial - Int | New | Space Heating | Natural Gas | Furnace | E10 |  | Codes & Standards Forecast
Industrial_Industrial - Int_New_Space Heating_Natural Gas_Boiler_E1_Codes & Standards Forecast | Industrial | Industrial - Int | New | Space Heating | Natural Gas | Boiler | E1 |  | Codes & Standards Forecast
Industrial_Industrial - Int_New_Space Heating_Natural Gas_Boiler_E2_Codes & Standards Forecast | Industrial | Industrial - Int | New | Space Heating | Natural Gas | Boiler | E2 |  | Codes & Standards Forecast
Industrial_Industrial - Int_New_Space Heating_Natural Gas_Boiler_E3_Codes & Standards Forecast | Industrial | Industrial - Int | New | Space Heating | Natural Gas | Boiler | E3 |  | Codes & Standards Forecast
Industrial_Industrial - Int_New_Space Heating_Natural Gas_Boiler_E4_Codes & Standards Forecast | Industrial | Industrial - Int | New | Space Heating | Natural Gas | Boiler | E4 |  | Codes & Standards Forecast
Industrial_Industrial - Int_New_Space Heating_Natural Gas_Boiler_E5_Codes & Standards Forecast | Industrial | Industrial - Int | New | Space Heating | Natural Gas | Boiler | E5 |  | Codes & Standards Forecast
Industrial_Industrial - Int_New_Space Heating_Natural Gas_Boiler_E6_Codes & Standards Forecast | Industrial | Industrial - Int | New | Space Heating | Natural Gas | Boiler | E6 |  | Codes & Standards Forecast
Industrial_Industrial - Int_New_Space Heating_Natural Gas_Boiler_E7_Codes & Standards Forecast | Industrial | Industrial - Int | New | Space Heating | Natural Gas | Boiler | E7 |  | Codes & Standards Forecast
Industrial_Industrial - Int_New_Space Heating_Natural Gas_Boiler_E8_Codes & Standards Forecast | Industrial | Industrial - Int | New | Space Heating | Natural Gas | Boiler | E8 |  | Codes & Standards Forecast
Industrial_Industrial - Int_New_Space Heating_Natural Gas_Boiler_E9_Codes & Standards Forecast | Industrial | Industrial - Int | New | Space Heating | Natural Gas | Boiler | E9 |  | Codes & Standards Forecast
Industrial_Industrial - Int_New_Space Heating_Natural Gas_Boiler_E10_Codes & Standards Forecast | Industrial | Industrial - Int | New | Space Heating | Natural Gas | Boiler | E10 |  | Codes & Standards Forecast
Industrial_Industrial - Int_New_Space Heating_Natural Gas_Unit Heater_E1_Codes & Standards Forecast | Industrial | Industrial - Int | New | Space Heating | Natural Gas | Unit Heater | E1 |  | Codes & Standards Forecast
Industrial_Industrial - Int_New_Space Heating_Natural Gas_Unit Heater_E2_Codes & Standards Forecast | Industrial | Industrial - Int | New | Space Heating | Natural Gas | Unit Heater | E2 |  | Codes & Standards Forecast
Industrial_Industrial - Int_New_Space Heating_Natural Gas_Unit Heater_E3_Codes & Standards Forecast | Industrial | Industrial - Int | New | Space Heating | Natural Gas | Unit Heater | E3 |  | Codes & Standards Forecast
Industrial_Industrial - Int_New_Space Heating_Natural Gas_Unit Heater_E4_Codes & Standards Forecast | Industrial | Industrial - Int | New | Space Heating | Natural Gas | Unit Heater | E4 |  | Codes & Standards Forecast
Industrial_Industrial - Int_New_Space Heating_Natural Gas_Unit Heater_E5_Codes & Standards Forecast | Industrial | Industrial - Int | New | Space Heating | Natural Gas | Unit Heater | E5 |  | Codes & Standards Forecast
Industrial_Industrial - Int_New_Space Heating_Natural Gas_Unit Heater_E6_Codes & Standards Forecast | Industrial | Industrial - Int | New | Space Heating | Natural Gas | Unit Heater | E6 |  | Codes & Standards Forecast
Industrial_Industrial - Int_New_Space Heating_Natural Gas_Unit Heater_E7_Codes & Standards Forecast | Industrial | Industrial - Int | New | Space Heating | Natural Gas | Unit Heater | E7 |  | Codes & Standards Forecast
Industrial_Industrial - Int_New_Space Heating_Natural Gas_Unit Heater_E8_Codes & Standards Forecast | Industrial | Industrial - Int | New | Space Heating | Natural Gas | Unit Heater | E8 |  | Codes & Standards Forecast
Industrial_Industrial - Int_New_Space Heating_Natural Gas_Unit Heater_E9_Codes & Standards Forecast | Industrial | Industrial - Int | New | Space Heating | Natural Gas | Unit Heater | E9 |  | Codes & Standards Forecast
Industrial_Industrial - Int_New_Space Heating_Natural Gas_Unit Heater_E10_Codes & Standards Forecast | Industrial | Industrial - Int | New | Space Heating | Natural Gas | Unit Heater | E10 |  | Codes & Standards Forecast
Industrial_Industrial - Int_New_Process_Natural Gas_Process Heating_E1_Codes & Standards Forecast | Industrial | Industrial - Int | New | Process | Natural Gas | Process Heating | E1 |  | Codes & Standards Forecast
Industrial_Industrial - Int_New_Process_Natural Gas_Process Heating_E2_Codes & Standards Forecast | Industrial | Industrial - Int | New | Process | Natural Gas | Process Heating | E2 |  | Codes & Standards Forecast
Industrial_Industrial - Int_New_Process_Natural Gas_Process Heating_E3_Codes & Standards Forecast | Industrial | Industrial - Int | New | Process | Natural Gas | Process Heating | E3 |  | Codes & Standards Forecast
Industrial_Industrial - Int_New_Process_Natural Gas_Process Heating_E4_Codes & Standards Forecast | Industrial | Industrial - Int | New | Process | Natural Gas | Process Heating | E4 |  | Codes & Standards Forecast
Industrial_Industrial - Int_New_Process_Natural Gas_Process Heating_E5_Codes & Standards Forecast | Industrial | Industrial - Int | New | Process | Natural Gas | Process Heating | E5 |  | Codes & Standards Forecast
Industrial_Industrial - Int_New_Process_Natural Gas_Process Heating_E6_Codes & Standards Forecast | Industrial | Industrial - Int | New | Process | Natural Gas | Process Heating | E6 |  | Codes & Standards Forecast
Industrial_Industrial - Int_New_Process_Natural Gas_Process Heating_E7_Codes & Standards Forecast | Industrial | Industrial - Int | New | Process | Natural Gas | Process Heating | E7 |  | Codes & Standards Forecast
Industrial_Industrial - Int_New_Process_Natural Gas_Process Heating_E8_Codes & Standards Forecast | Industrial | Industrial - Int | New | Process | Natural Gas | Process Heating | E8 |  | Codes & Standards Forecast
Industrial_Industrial - Int_New_Process_Natural Gas_Process Heating_E9_Codes & Standards Forecast | Industrial | Industrial - Int | New | Process | Natural Gas | Process Heating | E9 |  | Codes & Standards Forecast
Industrial_Industrial - Int_New_Process_Natural Gas_Process Heating_E10_Codes & Standards Forecast | Industrial | Industrial - Int | New | Process | Natural Gas | Process Heating | E10 |  | Codes & Standards Forecast
Industrial_Industrial - Int_New_Process_Natural Gas_Process Boiler_E1_Codes & Standards Forecast | Industrial | Industrial - Int | New | Process | Natural Gas | Process Boiler | E1 |  | Codes & Standards Forecast
Industrial_Industrial - Int_New_Process_Natural Gas_Process Boiler_E2_Codes & Standards Forecast | Industrial | Industrial - Int | New | Process | Natural Gas | Process Boiler | E2 |  | Codes & Standards Forecast
Industrial_Industrial - Int_New_Process_Natural Gas_Process Boiler_E3_Codes & Standards Forecast | Industrial | Industrial - Int | New | Process | Natural Gas | Process Boiler | E3 |  | Codes & Standards Forecast
Industrial_Industrial - Int_New_Process_Natural Gas_Process Boiler_E4_Codes & Standards Forecast | Industrial | Industrial - Int | New | Process | Natural Gas | Process Boiler | E4 |  | Codes & Standards Forecast
Industrial_Industrial - Int_New_Process_Natural Gas_Process Boiler_E5_Codes & Standards Forecast | Industrial | Industrial - Int | New | Process | Natural Gas | Process Boiler | E5 |  | Codes & Standards Forecast
Industrial_Industrial - Int_New_Process_Natural Gas_Process Boiler_E6_Codes & Standards Forecast | Industrial | Industrial - Int | New | Process | Natural Gas | Process Boiler | E6 |  | Codes & Standards Forecast
Industrial_Industrial - Int_New_Process_Natural Gas_Process Boiler_E7_Codes & Standards Forecast | Industrial | Industrial - Int | New | Process | Natural Gas | Process Boiler | E7 |  | Codes & Standards Forecast
Industrial_Industrial - Int_New_Process_Natural Gas_Process Boiler_E8_Codes & Standards Forecast | Industrial | Industrial - Int | New | Process | Natural Gas | Process Boiler | E8 |  | Codes & Standards Forecast
Industrial_Industrial - Int_New_Process_Natural Gas_Process Boiler_E9_Codes & Standards Forecast | Industrial | Industrial - Int | New | Process | Natural Gas | Process Boiler | E9 |  | Codes & Standards Forecast
Industrial_Industrial - Int_New_Process_Natural Gas_Process Boiler_E10_Codes & Standards Forecast | Industrial | Industrial - Int | New | Process | Natural Gas | Process Boiler | E10 |  | Codes & Standards Forecast
Industrial_Industrial - Int_New_Process_Natural Gas_Process Cooling_E1_Codes & Standards Forecast | Industrial | Industrial - Int | New | Process | Natural Gas | Process Cooling | E1 |  | Codes & Standards Forecast
Industrial_Industrial - Int_New_Process_Natural Gas_Process Cooling_E2_Codes & Standards Forecast | Industrial | Industrial - Int | New | Process | Natural Gas | Process Cooling | E2 |  | Codes & Standards Forecast
Industrial_Industrial - Int_New_Process_Natural Gas_Process Cooling_E3_Codes & Standards Forecast | Industrial | Industrial - Int | New | Process | Natural Gas | Process Cooling | E3 |  | Codes & Standards Forecast
Industrial_Industrial - Int_New_Process_Natural Gas_Process Cooling_E4_Codes & Standards Forecast | Industrial | Industrial - Int | New | Process | Natural Gas | Process Cooling | E4 |  | Codes & Standards Forecast
Industrial_Industrial - Int_New_Process_Natural Gas_Process Cooling_E5_Codes & Standards Forecast | Industrial | Industrial - Int | New | Process | Natural Gas | Process Cooling | E5 |  | Codes & Standards Forecast
Industrial_Industrial - Int_New_Process_Natural Gas_Process Cooling_E6_Codes & Standards Forecast | Industrial | Industrial - Int | New | Process | Natural Gas | Process Cooling | E6 |  | Codes & Standards Forecast
Industrial_Industrial - Int_New_Process_Natural Gas_Process Cooling_E7_Codes & Standards Forecast | Industrial | Industrial - Int | New | Process | Natural Gas | Process Cooling | E7 |  | Codes & Standards Forecast
Industrial_Industrial - Int_New_Process_Natural Gas_Process Cooling_E8_Codes & Standards Forecast | Industrial | Industrial - Int | New | Process | Natural Gas | Process Cooling | E8 |  | Codes & Standards Forecast
Industrial_Industrial - Int_New_Process_Natural Gas_Process Cooling_E9_Codes & Standards Forecast | Industrial | Industrial - Int | New | Process | Natural Gas | Process Cooling | E9 |  | Codes & Standards Forecast
Industrial_Industrial - Int_New_Process_Natural Gas_Process Cooling_E10_Codes & Standards Forecast | Industrial | Industrial - Int | New | Process | Natural Gas | Process Cooling | E10 |  | Codes & Standards Forecast
Industrial_Industrial - Int_New_Process_Natural Gas_Other Process_E1_Codes & Standards Forecast | Industrial | Industrial - Int | New | Process | Natural Gas | Other Process | E1 |  | Codes & Standards Forecast
Industrial_Industrial - Int_New_Process_Natural Gas_Other Process_E2_Codes & Standards Forecast | Industrial | Industrial - Int | New | Process | Natural Gas | Other Process | E2 |  | Codes & Standards Forecast
Industrial_Industrial - Int_New_Process_Natural Gas_Other Process_E3_Codes & Standards Forecast | Industrial | Industrial - Int | New | Process | Natural Gas | Other Process | E3 |  | Codes & Standards Forecast
Industrial_Industrial - Int_New_Process_Natural Gas_Other Process_E4_Codes & Standards Forecast | Industrial | Industrial - Int | New | Process | Natural Gas | Other Process | E4 |  | Codes & Standards Forecast
Industrial_Industrial - Int_New_Process_Natural Gas_Other Process_E5_Codes & Standards Forecast | Industrial | Industrial - Int | New | Process | Natural Gas | Other Process | E5 |  | Codes & Standards Forecast
Industrial_Industrial - Int_New_Process_Natural Gas_Other Process_E6_Codes & Standards Forecast | Industrial | Industrial - Int | New | Process | Natural Gas | Other Process | E6 |  | Codes & Standards Forecast
Industrial_Industrial - Int_New_Process_Natural Gas_Other Process_E7_Codes & Standards Forecast | Industrial | Industrial - Int | New | Process | Natural Gas | Other Process | E7 |  | Codes & Standards Forecast
Industrial_Industrial - Int_New_Process_Natural Gas_Other Process_E8_Codes & Standards Forecast | Industrial | Industrial - Int | New | Process | Natural Gas | Other Process | E8 |  | Codes & Standards Forecast
Industrial_Industrial - Int_New_Process_Natural Gas_Other Process_E9_Codes & Standards Forecast | Industrial | Industrial - Int | New | Process | Natural Gas | Other Process | E9 |  | Codes & Standards Forecast
Industrial_Industrial - Int_New_Process_Natural Gas_Other Process_E10_Codes & Standards Forecast | Industrial | Industrial - Int | New | Process | Natural Gas | Other Process | E10 |  | Codes & Standards Forecast
Industrial_Industrial - Int_New_Miscellaneous_Natural Gas_Miscellaneous_E1_Codes & Standards Forecast | Industrial | Industrial - Int | New | Miscellaneous | Natural Gas | Miscellaneous | E1 |  | Codes & Standards Forecast
Industrial_Industrial - Int_New_Miscellaneous_Natural Gas_Miscellaneous_E2_Codes & Standards Forecast | Industrial | Industrial - Int | New | Miscellaneous | Natural Gas | Miscellaneous | E2 |  | Codes & Standards Forecast
Industrial_Industrial - Int_New_Miscellaneous_Natural Gas_Miscellaneous_E3_Codes & Standards Forecast | Industrial | Industrial - Int | New | Miscellaneous | Natural Gas | Miscellaneous | E3 |  | Codes & Standards Forecast
Industrial_Industrial - Int_New_Miscellaneous_Natural Gas_Miscellaneous_E4_Codes & Standards Forecast | Industrial | Industrial - Int | New | Miscellaneous | Natural Gas | Miscellaneous | E4 |  | Codes & Standards Forecast
Industrial_Industrial - Int_New_Miscellaneous_Natural Gas_Miscellaneous_E5_Codes & Standards Forecast | Industrial | Industrial - Int | New | Miscellaneous | Natural Gas | Miscellaneous | E5 |  | Codes & Standards Forecast
Industrial_Industrial - Int_New_Miscellaneous_Natural Gas_Miscellaneous_E6_Codes & Standards Forecast | Industrial | Industrial - Int | New | Miscellaneous | Natural Gas | Miscellaneous | E6 |  | Codes & Standards Forecast
Industrial_Industrial - Int_New_Miscellaneous_Natural Gas_Miscellaneous_E7_Codes & Standards Forecast | Industrial | Industrial - Int | New | Miscellaneous | Natural Gas | Miscellaneous | E7 |  | Codes & Standards Forecast
Industrial_Industrial - Int_New_Miscellaneous_Natural Gas_Miscellaneous_E8_Codes & Standards Forecast | Industrial | Industrial - Int | New | Miscellaneous | Natural Gas | Miscellaneous | E8 |  | Codes & Standards Forecast
Industrial_Industrial - Int_New_Miscellaneous_Natural Gas_Miscellaneous_E9_Codes & Standards Forecast | Industrial | Industrial - Int | New | Miscellaneous | Natural Gas | Miscellaneous | E9 |  | Codes & Standards Forecast
Industrial_Industrial - Int_New_Miscellaneous_Natural Gas_Miscellaneous_E10_Codes & Standards Forecast | Industrial | Industrial - Int | New | Miscellaneous | Natural Gas | Miscellaneous | E10 |  | Codes & Standards Forecast
Industrial_Industrial - Firm_Existing_Space Heating_Natural Gas_Furnace_E1_Realistic Achievable Potential | Industrial | Industrial - Firm | Existing | Space Heating | Natural Gas | Furnace | E1 |  | Realistic Achievable Potential
Industrial_Industrial - Firm_Existing_Space Heating_Natural Gas_Furnace_E2_Realistic Achievable Potential | Industrial | Industrial - Firm | Existing | Space Heating | Natural Gas | Furnace | E2 |  | Realistic Achievable Potential
Industrial_Industrial - Firm_Existing_Space Heating_Natural Gas_Furnace_E3_Realistic Achievable Potential | Industrial | Industrial - Firm | Existing | Space Heating | Natural Gas | Furnace | E3 |  | Realistic Achievable Potential
Industrial_Industrial - Firm_Existing_Space Heating_Natural Gas_Furnace_E4_Realistic Achievable Potential | Industrial | Industrial - Firm | Existing | Space Heating | Natural Gas | Furnace | E4 |  | Realistic Achievable Potential
Industrial_Industrial - Firm_Existing_Space Heating_Natural Gas_Furnace_E5_Realistic Achievable Potential | Industrial | Industrial - Firm | Existing | Space Heating | Natural Gas | Furnace | E5 |  | Realistic Achievable Potential
Industrial_Industrial - Firm_Existing_Space Heating_Natural Gas_Furnace_E6_Realistic Achievable Potential | Industrial | Industrial - Firm | Existing | Space Heating | Natural Gas | Furnace | E6 |  | Realistic Achievable Potential
Industrial_Industrial - Firm_Existing_Space Heating_Natural Gas_Furnace_E7_Realistic Achievable Potential | Industrial | Industrial - Firm | Existing | Space Heating | Natural Gas | Furnace | E7 |  | Realistic Achievable Potential
Industrial_Industrial - Firm_Existing_Space Heating_Natural Gas_Furnace_E8_Realistic Achievable Potential | Industrial | Industrial - Firm | Existing | Space Heating | Natural Gas | Furnace | E8 |  | Realistic Achievable Potential
Industrial_Industrial - Firm_Existing_Space Heating_Natural Gas_Furnace_E9_Realistic Achievable Potential | Industrial | Industrial - Firm | Existing | Space Heating | Natural Gas | Furnace | E9 |  | Realistic Achievable Potential
Industrial_Industrial - Firm_Existing_Space Heating_Natural Gas_Furnace_E10_Realistic Achievable Potential | Industrial | Industrial - Firm | Existing | Space Heating | Natural Gas | Furnace | E10 |  | Realistic Achievable Potential
Industrial_Industrial - Firm_Existing_Space Heating_Natural Gas_Boiler_E1_Realistic Achievable Potential | Industrial | Industrial - Firm | Existing | Space Heating | Natural Gas | Boiler | E1 |  | Realistic Achievable Potential
Industrial_Industrial - Firm_Existing_Space Heating_Natural Gas_Boiler_E2_Realistic Achievable Potential | Industrial | Industrial - Firm | Existing | Space Heating | Natural Gas | Boiler | E2 |  | Realistic Achievable Potential
Industrial_Industrial - Firm_Existing_Space Heating_Natural Gas_Boiler_E3_Realistic Achievable Potential | Industrial | Industrial - Firm | Existing | Space Heating | Natural Gas | Boiler | E3 |  | Realistic Achievable Potential
Industrial_Industrial - Firm_Existing_Space Heating_Natural Gas_Boiler_E4_Realistic Achievable Potential | Industrial | Industrial - Firm | Existing | Space Heating | Natural Gas | Boiler | E4 |  | Realistic Achievable Potential
Industrial_Industrial - Firm_Existing_Space Heating_Natural Gas_Boiler_E5_Realistic Achievable Potential | Industrial | Industrial - Firm | Existing | Space Heating | Natural Gas | Boiler | E5 |  | Realistic Achievable Potential
Industrial_Industrial - Firm_Existing_Space Heating_Natural Gas_Boiler_E6_Realistic Achievable Potential | Industrial | Industrial - Firm | Existing | Space Heating | Natural Gas | Boiler | E6 |  | Realistic Achievable Potential
Industrial_Industrial - Firm_Existing_Space Heating_Natural Gas_Boiler_E7_Realistic Achievable Potential | Industrial | Industrial - Firm | Existing | Space Heating | Natural Gas | Boiler | E7 |  | Realistic Achievable Potential
Industrial_Industrial - Firm_Existing_Space Heating_Natural Gas_Boiler_E8_Realistic Achievable Potential | Industrial | Industrial - Firm | Existing | Space Heating | Natural Gas | Boiler | E8 |  | Realistic Achievable Potential
Industrial_Industrial - Firm_Existing_Space Heating_Natural Gas_Boiler_E9_Realistic Achievable Potential | Industrial | Industrial - Firm | Existing | Space Heating | Natural Gas | Boiler | E9 |  | Realistic Achievable Potential
Industrial_Industrial - Firm_Existing_Space Heating_Natural Gas_Boiler_E10_Realistic Achievable Potential | Industrial | Industrial - Firm | Existing | Space Heating | Natural Gas | Boiler | E10 |  | Realistic Achievable Potential
Industrial_Industrial - Firm_Existing_Space Heating_Natural Gas_Unit Heater_E1_Realistic Achievable Potential | Industrial | Industrial - Firm | Existing | Space Heating | Natural Gas | Unit Heater | E1 |  | Realistic Achievable Potential
Industrial_Industrial - Firm_Existing_Space Heating_Natural Gas_Unit Heater_E2_Realistic Achievable Potential | Industrial | Industrial - Firm | Existing | Space Heating | Natural Gas | Unit Heater | E2 |  | Realistic Achievable Potential
Industrial_Industrial - Firm_Existing_Space Heating_Natural Gas_Unit Heater_E3_Realistic Achievable Potential | Industrial | Industrial - Firm | Existing | Space Heating | Natural Gas | Unit Heater | E3 |  | Realistic Achievable Potential
Industrial_Industrial - Firm_Existing_Space Heating_Natural Gas_Unit Heater_E4_Realistic Achievable Potential | Industrial | Industrial - Firm | Existing | Space Heating | Natural Gas | Unit Heater | E4 |  | Realistic Achievable Potential
Industrial_Industrial - Firm_Existing_Space Heating_Natural Gas_Unit Heater_E5_Realistic Achievable Potential | Industrial | Industrial - Firm | Existing | Space Heating | Natural Gas | Unit Heater | E5 |  | Realistic Achievable Potential
Industrial_Industrial - Firm_Existing_Space Heating_Natural Gas_Unit Heater_E6_Realistic Achievable Potential | Industrial | Industrial - Firm | Existing | Space Heating | Natural Gas | Unit Heater | E6 |  | Realistic Achievable Potential
Industrial_Industrial - Firm_Existing_Space Heating_Natural Gas_Unit Heater_E7_Realistic Achievable Potential | Industrial | Industrial - Firm | Existing | Space Heating | Natural Gas | Unit Heater | E7 |  | Realistic Achievable Potential
Industrial_Industrial - Firm_Existing_Space Heating_Natural Gas_Unit Heater_E8_Realistic Achievable Potential | Industrial | Industrial - Firm | Existing | Space Heating | Natural Gas | Unit Heater | E8 |  | Realistic Achievable Potential
Industrial_Industrial - Firm_Existing_Space Heating_Natural Gas_Unit Heater_E9_Realistic Achievable Potential | Industrial | Industrial - Firm | Existing | Space Heating | Natural Gas | Unit Heater | E9 |  | Realistic Achievable Potential
Industrial_Industrial - Firm_Existing_Space Heating_Natural Gas_Unit Heater_E10_Realistic Achievable Potential | Industrial | Industrial - Firm | Existing | Space Heating | Natural Gas | Unit Heater | E10 |  | Realistic Achievable Potential
Industrial_Industrial - Firm_Existing_Process_Natural Gas_Process Heating_E1_Realistic Achievable Potential | Industrial | Industrial - Firm | Existing | Process | Natural Gas | Process Heating | E1 |  | Realistic Achievable Potential
Industrial_Industrial - Firm_Existing_Process_Natural Gas_Process Heating_E2_Realistic Achievable Potential | Industrial | Industrial - Firm | Existing | Process | Natural Gas | Process Heating | E2 |  | Realistic Achievable Potential
Industrial_Industrial - Firm_Existing_Process_Natural Gas_Process Heating_E3_Realistic Achievable Potential | Industrial | Industrial - Firm | Existing | Process | Natural Gas | Process Heating | E3 |  | Realistic Achievable Potential
Industrial_Industrial - Firm_Existing_Process_Natural Gas_Process Heating_E4_Realistic Achievable Potential | Industrial | Industrial - Firm | Existing | Process | Natural Gas | Process Heating | E4 |  | Realistic Achievable Potential
Industrial_Industrial - Firm_Existing_Process_Natural Gas_Process Heating_E5_Realistic Achievable Potential | Industrial | Industrial - Firm | Existing | Process | Natural Gas | Process Heating | E5 |  | Realistic Achievable Potential
Industrial_Industrial - Firm_Existing_Process_Natural Gas_Process Heating_E6_Realistic Achievable Potential | Industrial | Industrial - Firm | Existing | Process | Natural Gas | Process Heating | E6 |  | Realistic Achievable Potential
Industrial_Industrial - Firm_Existing_Process_Natural Gas_Process Heating_E7_Realistic Achievable Potential | Industrial | Industrial - Firm | Existing | Process | Natural Gas | Process Heating | E7 |  | Realistic Achievable Potential
Industrial_Industrial - Firm_Existing_Process_Natural Gas_Process Heating_E8_Realistic Achievable Potential | Industrial | Industrial - Firm | Existing | Process | Natural Gas | Process Heating | E8 |  | Realistic Achievable Potential
Industrial_Industrial - Firm_Existing_Process_Natural Gas_Process Heating_E9_Realistic Achievable Potential | Industrial | Industrial - Firm | Existing | Process | Natural Gas | Process Heating | E9 |  | Realistic Achievable Potential
Industrial_Industrial - Firm_Existing_Process_Natural Gas_Process Heating_E10_Realistic Achievable Potential | Industrial | Industrial - Firm | Existing | Process | Natural Gas | Process Heating | E10 |  | Realistic Achievable Potential
Industrial_Industrial - Firm_Existing_Process_Natural Gas_Process Boiler_E1_Realistic Achievable Potential | Industrial | Industrial - Firm | Existing | Process | Natural Gas | Process Boiler | E1 |  | Realistic Achievable Potential
Industrial_Industrial - Firm_Existing_Process_Natural Gas_Process Boiler_E2_Realistic Achievable Potential | Industrial | Industrial - Firm | Existing | Process | Natural Gas | Process Boiler | E2 |  | Realistic Achievable Potential
Industrial_Industrial - Firm_Existing_Process_Natural Gas_Process Boiler_E3_Realistic Achievable Potential | Industrial | Industrial - Firm | Existing | Process | Natural Gas | Process Boiler | E3 |  | Realistic Achievable Potential
Industrial_Industrial - Firm_Existing_Process_Natural Gas_Process Boiler_E4_Realistic Achievable Potential | Industrial | Industrial - Firm | Existing | Process | Natural Gas | Process Boiler | E4 |  | Realistic Achievable Potential
Industrial_Industrial - Firm_Existing_Process_Natural Gas_Process Boiler_E5_Realistic Achievable Potential | Industrial | Industrial - Firm | Existing | Process | Natural Gas | Process Boiler | E5 |  | Realistic Achievable Potential
Industrial_Industrial - Firm_Existing_Process_Natural Gas_Process Boiler_E6_Realistic Achievable Potential | Industrial | Industrial - Firm | Existing | Process | Natural Gas | Process Boiler | E6 |  | Realistic Achievable Potential
Industrial_Industrial - Firm_Existing_Process_Natural Gas_Process Boiler_E7_Realistic Achievable Potential | Industrial | Industrial - Firm | Existing | Process | Natural Gas | Process Boiler | E7 |  | Realistic Achievable Potential
Industrial_Industrial - Firm_Existing_Process_Natural Gas_Process Boiler_E8_Realistic Achievable Potential | Industrial | Industrial - Firm | Existing | Process | Natural Gas | Process Boiler | E8 |  | Realistic Achievable Potential
Industrial_Industrial - Firm_Existing_Process_Natural Gas_Process Boiler_E9_Realistic Achievable Potential | Industrial | Industrial - Firm | Existing | Process | Natural Gas | Process Boiler | E9 |  | Realistic Achievable Potential
Industrial_Industrial - Firm_Existing_Process_Natural Gas_Process Boiler_E10_Realistic Achievable Potential | Industrial | Industrial - Firm | Existing | Process | Natural Gas | Process Boiler | E10 |  | Realistic Achievable Potential
Industrial_Industrial - Firm_Existing_Process_Natural Gas_Process Cooling_E1_Realistic Achievable Potential | Industrial | Industrial - Firm | Existing | Process | Natural Gas | Process Cooling | E1 |  | Realistic Achievable Potential
Industrial_Industrial - Firm_Existing_Process_Natural Gas_Process Cooling_E2_Realistic Achievable Potential | Industrial | Industrial - Firm | Existing | Process | Natural Gas | Process Cooling | E2 |  | Realistic Achievable Potential
Industrial_Industrial - Firm_Existing_Process_Natural Gas_Process Cooling_E3_Realistic Achievable Potential | Industrial | Industrial - Firm | Existing | Process | Natural Gas | Process Cooling | E3 |  | Realistic Achievable Potential
Industrial_Industrial - Firm_Existing_Process_Natural Gas_Process Cooling_E4_Realistic Achievable Potential | Industrial | Industrial - Firm | Existing | Process | Natural Gas | Process Cooling | E4 |  | Realistic Achievable Potential
Industrial_Industrial - Firm_Existing_Process_Natural Gas_Process Cooling_E5_Realistic Achievable Potential | Industrial | Industrial - Firm | Existing | Process | Natural Gas | Process Cooling | E5 |  | Realistic Achievable Potential
Industrial_Industrial - Firm_Existing_Process_Natural Gas_Process Cooling_E6_Realistic Achievable Potential | Industrial | Industrial - Firm | Existing | Process | Natural Gas | Process Cooling | E6 |  | Realistic Achievable Potential
Industrial_Industrial - Firm_Existing_Process_Natural Gas_Process Cooling_E7_Realistic Achievable Potential | Industrial | Industrial - Firm | Existing | Process | Natural Gas | Process Cooling | E7 |  | Realistic Achievable Potential
Industrial_Industrial - Firm_Existing_Process_Natural Gas_Process Cooling_E8_Realistic Achievable Potential | Industrial | Industrial - Firm | Existing | Process | Natural Gas | Process Cooling | E8 |  | Realistic Achievable Potential
Industrial_Industrial - Firm_Existing_Process_Natural Gas_Process Cooling_E9_Realistic Achievable Potential | Industrial | Industrial - Firm | Existing | Process | Natural Gas | Process Cooling | E9 |  | Realistic Achievable Potential
Industrial_Industrial - Firm_Existing_Process_Natural Gas_Process Cooling_E10_Realistic Achievable Potential | Industrial | Industrial - Firm | Existing | Process | Natural Gas | Process Cooling | E10 |  | Realistic Achievable Potential
Industrial_Industrial - Firm_Existing_Process_Natural Gas_Other Process_E1_Realistic Achievable Potential | Industrial | Industrial - Firm | Existing | Process | Natural Gas | Other Process | E1 |  | Realistic Achievable Potential
Industrial_Industrial - Firm_Existing_Process_Natural Gas_Other Process_E2_Realistic Achievable Potential | Industrial | Industrial - Firm | Existing | Process | Natural Gas | Other Process | E2 |  | Realistic Achievable Potential
Industrial_Industrial - Firm_Existing_Process_Natural Gas_Other Process_E3_Realistic Achievable Potential | Industrial | Industrial - Firm | Existing | Process | Natural Gas | Other Process | E3 |  | Realistic Achievable Potential
Industrial_Industrial - Firm_Existing_Process_Natural Gas_Other Process_E4_Realistic Achievable Potential | Industrial | Industrial - Firm | Existing | Process | Natural Gas | Other Process | E4 |  | Realistic Achievable Potential
Industrial_Industrial - Firm_Existing_Process_Natural Gas_Other Process_E5_Realistic Achievable Potential | Industrial | Industrial - Firm | Existing | Process | Natural Gas | Other Process | E5 |  | Realistic Achievable Potential
Industrial_Industrial - Firm_Existing_Process_Natural Gas_Other Process_E6_Realistic Achievable Potential | Industrial | Industrial - Firm | Existing | Process | Natural Gas | Other Process | E6 |  | Realistic Achievable Potential
Industrial_Industrial - Firm_Existing_Process_Natural Gas_Other Process_E7_Realistic Achievable Potential | Industrial | Industrial - Firm | Existing | Process | Natural Gas | Other Process | E7 |  | Realistic Achievable Potential
Industrial_Industrial - Firm_Existing_Process_Natural Gas_Other Process_E8_Realistic Achievable Potential | Industrial | Industrial - Firm | Existing | Process | Natural Gas | Other Process | E8 |  | Realistic Achievable Potential
Industrial_Industrial - Firm_Existing_Process_Natural Gas_Other Process_E9_Realistic Achievable Potential | Industrial | Industrial - Firm | Existing | Process | Natural Gas | Other Process | E9 |  | Realistic Achievable Potential
Industrial_Industrial - Firm_Existing_Process_Natural Gas_Other Process_E10_Realistic Achievable Potential | Industrial | Industrial - Firm | Existing | Process | Natural Gas | Other Process | E10 |  | Realistic Achievable Potential
Industrial_Industrial - Firm_Existing_Miscellaneous_Natural Gas_Miscellaneous_E1_Realistic Achievable Potential | Industrial | Industrial - Firm | Existing | Miscellaneous | Natural Gas | Miscellaneous | E1 |  | Realistic Achievable Potential
Industrial_Industrial - Firm_Existing_Miscellaneous_Natural Gas_Miscellaneous_E2_Realistic Achievable Potential | Industrial | Industrial - Firm | Existing | Miscellaneous | Natural Gas | Miscellaneous | E2 |  | Realistic Achievable Potential
Industrial_Industrial - Firm_Existing_Miscellaneous_Natural Gas_Miscellaneous_E3_Realistic Achievable Potential | Industrial | Industrial - Firm | Existing | Miscellaneous | Natural Gas | Miscellaneous | E3 |  | Realistic Achievable Potential
Industrial_Industrial - Firm_Existing_Miscellaneous_Natural Gas_Miscellaneous_E4_Realistic Achievable Potential | Industrial | Industrial - Firm | Existing | Miscellaneous | Natural Gas | Miscellaneous | E4 |  | Realistic Achievable Potential
Industrial_Industrial - Firm_Existing_Miscellaneous_Natural Gas_Miscellaneous_E5_Realistic Achievable Potential | Industrial | Industrial - Firm | Existing | Miscellaneous | Natural Gas | Miscellaneous | E5 |  | Realistic Achievable Potential
Industrial_Industrial - Firm_Existing_Miscellaneous_Natural Gas_Miscellaneous_E6_Realistic Achievable Potential | Industrial | Industrial - Firm | Existing | Miscellaneous | Natural Gas | Miscellaneous | E6 |  | Realistic Achievable Potential
Industrial_Industrial - Firm_Existing_Miscellaneous_Natural Gas_Miscellaneous_E7_Realistic Achievable Potential | Industrial | Industrial - Firm | Existing | Miscellaneous | Natural Gas | Miscellaneous | E7 |  | Realistic Achievable Potential
Industrial_Industrial - Firm_Existing_Miscellaneous_Natural Gas_Miscellaneous_E8_Realistic Achievable Potential | Industrial | Industrial - Firm | Existing | Miscellaneous | Natural Gas | Miscellaneous | E8 |  | Realistic Achievable Potential
Industrial_Industrial - Firm_Existing_Miscellaneous_Natural Gas_Miscellaneous_E9_Realistic Achievable Potential | Industrial | Industrial - Firm | Existing | Miscellaneous | Natural Gas | Miscellaneous | E9 |  | Realistic Achievable Potential
Industrial_Industrial - Firm_Existing_Miscellaneous_Natural Gas_Miscellaneous_E10_Realistic Achievable Potential | Industrial | Industrial - Firm | Existing | Miscellaneous | Natural Gas | Miscellaneous | E10 |  | Realistic Achievable Potential
Industrial_Industrial - Firm_New_Space Heating_Natural Gas_Furnace_E1_Realistic Achievable Potential | Industrial | Industrial - Firm | New | Space Heating | Natural Gas | Furnace | E1 |  | Realistic Achievable Potential
Industrial_Industrial - Firm_New_Space Heating_Natural Gas_Furnace_E2_Realistic Achievable Potential | Industrial | Industrial - Firm | New | Space Heating | Natural Gas | Furnace | E2 |  | Realistic Achievable Potential
Industrial_Industrial - Firm_New_Space Heating_Natural Gas_Furnace_E3_Realistic Achievable Potential | Industrial | Industrial - Firm | New | Space Heating | Natural Gas | Furnace | E3 |  | Realistic Achievable Potential
Industrial_Industrial - Firm_New_Space Heating_Natural Gas_Furnace_E4_Realistic Achievable Potential | Industrial | Industrial - Firm | New | Space Heating | Natural Gas | Furnace | E4 |  | Realistic Achievable Potential
Industrial_Industrial - Firm_New_Space Heating_Natural Gas_Furnace_E5_Realistic Achievable Potential | Industrial | Industrial - Firm | New | Space Heating | Natural Gas | Furnace | E5 |  | Realistic Achievable Potential
Industrial_Industrial - Firm_New_Space Heating_Natural Gas_Furnace_E6_Realistic Achievable Potential | Industrial | Industrial - Firm | New | Space Heating | Natural Gas | Furnace | E6 |  | Realistic Achievable Potential
Industrial_Industrial - Firm_New_Space Heating_Natural Gas_Furnace_E7_Realistic Achievable Potential | Industrial | Industrial - Firm | New | Space Heating | Natural Gas | Furnace | E7 |  | Realistic Achievable Potential
Industrial_Industrial - Firm_New_Space Heating_Natural Gas_Furnace_E8_Realistic Achievable Potential | Industrial | Industrial - Firm | New | Space Heating | Natural Gas | Furnace | E8 |  | Realistic Achievable Potential
Industrial_Industrial - Firm_New_Space Heating_Natural Gas_Furnace_E9_Realistic Achievable Potential | Industrial | Industrial - Firm | New | Space Heating | Natural Gas | Furnace | E9 |  | Realistic Achievable Potential
Industrial_Industrial - Firm_New_Space Heating_Natural Gas_Furnace_E10_Realistic Achievable Potential | Industrial | Industrial - Firm | New | Space Heating | Natural Gas | Furnace | E10 |  | Realistic Achievable Potential
Industrial_Industrial - Firm_New_Space Heating_Natural Gas_Boiler_E1_Realistic Achievable Potential | Industrial | Industrial - Firm | New | Space Heating | Natural Gas | Boiler | E1 |  | Realistic Achievable Potential
Industrial_Industrial - Firm_New_Space Heating_Natural Gas_Boiler_E2_Realistic Achievable Potential | Industrial | Industrial - Firm | New | Space Heating | Natural Gas | Boiler | E2 |  | Realistic Achievable Potential
Industrial_Industrial - Firm_New_Space Heating_Natural Gas_Boiler_E3_Realistic Achievable Potential | Industrial | Industrial - Firm | New | Space Heating | Natural Gas | Boiler | E3 |  | Realistic Achievable Potential
Industrial_Industrial - Firm_New_Space Heating_Natural Gas_Boiler_E4_Realistic Achievable Potential | Industrial | Industrial - Firm | New | Space Heating | Natural Gas | Boiler | E4 |  | Realistic Achievable Potential
Industrial_Industrial - Firm_New_Space Heating_Natural Gas_Boiler_E5_Realistic Achievable Potential | Industrial | Industrial - Firm | New | Space Heating | Natural Gas | Boiler | E5 |  | Realistic Achievable Potential
Industrial_Industrial - Firm_New_Space Heating_Natural Gas_Boiler_E6_Realistic Achievable Potential | Industrial | Industrial - Firm | New | Space Heating | Natural Gas | Boiler | E6 |  | Realistic Achievable Potential
Industrial_Industrial - Firm_New_Space Heating_Natural Gas_Boiler_E7_Realistic Achievable Potential | Industrial | Industrial - Firm | New | Space Heating | Natural Gas | Boiler | E7 |  | Realistic Achievable Potential
Industrial_Industrial - Firm_New_Space Heating_Natural Gas_Boiler_E8_Realistic Achievable Potential | Industrial | Industrial - Firm | New | Space Heating | Natural Gas | Boiler | E8 |  | Realistic Achievable Potential
Industrial_Industrial - Firm_New_Space Heating_Natural Gas_Boiler_E9_Realistic Achievable Potential | Industrial | Industrial - Firm | New | Space Heating | Natural Gas | Boiler | E9 |  | Realistic Achievable Potential
Industrial_Industrial - Firm_New_Space Heating_Natural Gas_Boiler_E10_Realistic Achievable Potential | Industrial | Industrial - Firm | New | Space Heating | Natural Gas | Boiler | E10 |  | Realistic Achievable Potential
Industrial_Industrial - Firm_New_Space Heating_Natural Gas_Unit Heater_E1_Realistic Achievable Potential | Industrial | Industrial - Firm | New | Space Heating | Natural Gas | Unit Heater | E1 |  | Realistic Achievable Potential
Industrial_Industrial - Firm_New_Space Heating_Natural Gas_Unit Heater_E2_Realistic Achievable Potential | Industrial | Industrial - Firm | New | Space Heating | Natural Gas | Unit Heater | E2 |  | Realistic Achievable Potential
Industrial_Industrial - Firm_New_Space Heating_Natural Gas_Unit Heater_E3_Realistic Achievable Potential | Industrial | Industrial - Firm | New | Space Heating | Natural Gas | Unit Heater | E3 |  | Realistic Achievable Potential
Industrial_Industrial - Firm_New_Space Heating_Natural Gas_Unit Heater_E4_Realistic Achievable Potential | Industrial | Industrial - Firm | New | Space Heating | Natural Gas | Unit Heater | E4 |  | Realistic Achievable Potential
Industrial_Industrial - Firm_New_Space Heating_Natural Gas_Unit Heater_E5_Realistic Achievable Potential | Industrial | Industrial - Firm | New | Space Heating | Natural Gas | Unit Heater | E5 |  | Realistic Achievable Potential
Industrial_Industrial - Firm_New_Space Heating_Natural Gas_Unit Heater_E6_Realistic Achievable Potential | Industrial | Industrial - Firm | New | Space Heating | Natural Gas | Unit Heater | E6 |  | Realistic Achievable Potential
Industrial_Industrial - Firm_New_Space Heating_Natural Gas_Unit Heater_E7_Realistic Achievable Potential | Industrial | Industrial - Firm | New | Space Heating | Natural Gas | Unit Heater | E7 |  | Realistic Achievable Potential
Industrial_Industrial - Firm_New_Space Heating_Natural Gas_Unit Heater_E8_Realistic Achievable Potential | Industrial | Industrial - Firm | New | Space Heating | Natural Gas | Unit Heater | E8 |  | Realistic Achievable Potential
Industrial_Industrial - Firm_New_Space Heating_Natural Gas_Unit Heater_E9_Realistic Achievable Potential | Industrial | Industrial - Firm | New | Space Heating | Natural Gas | Unit Heater | E9 |  | Realistic Achievable Potential
Industrial_Industrial - Firm_New_Space Heating_Natural Gas_Unit Heater_E10_Realistic Achievable Potential | Industrial | Industrial - Firm | New | Space Heating | Natural Gas | Unit Heater | E10 |  | Realistic Achievable Potential
Industrial_Industrial - Firm_New_Process_Natural Gas_Process Heating_E1_Realistic Achievable Potential | Industrial | Industrial - Firm | New | Process | Natural Gas | Process Heating | E1 |  | Realistic Achievable Potential
Industrial_Industrial - Firm_New_Process_Natural Gas_Process Heating_E2_Realistic Achievable Potential | Industrial | Industrial - Firm | New | Process | Natural Gas | Process Heating | E2 |  | Realistic Achievable Potential
Industrial_Industrial - Firm_New_Process_Natural Gas_Process Heating_E3_Realistic Achievable Potential | Industrial | Industrial - Firm | New | Process | Natural Gas | Process Heating | E3 |  | Realistic Achievable Potential
Industrial_Industrial - Firm_New_Process_Natural Gas_Process Heating_E4_Realistic Achievable Potential | Industrial | Industrial - Firm | New | Process | Natural Gas | Process Heating | E4 |  | Realistic Achievable Potential
Industrial_Industrial - Firm_New_Process_Natural Gas_Process Heating_E5_Realistic Achievable Potential | Industrial | Industrial - Firm | New | Process | Natural Gas | Process Heating | E5 |  | Realistic Achievable Potential
Industrial_Industrial - Firm_New_Process_Natural Gas_Process Heating_E6_Realistic Achievable Potential | Industrial | Industrial - Firm | New | Process | Natural Gas | Process Heating | E6 |  | Realistic Achievable Potential
Industrial_Industrial - Firm_New_Process_Natural Gas_Process Heating_E7_Realistic Achievable Potential | Industrial | Industrial - Firm | New | Process | Natural Gas | Process Heating | E7 |  | Realistic Achievable Potential
Industrial_Industrial - Firm_New_Process_Natural Gas_Process Heating_E8_Realistic Achievable Potential | Industrial | Industrial - Firm | New | Process | Natural Gas | Process Heating | E8 |  | Realistic Achievable Potential
Industrial_Industrial - Firm_New_Process_Natural Gas_Process Heating_E9_Realistic Achievable Potential | Industrial | Industrial - Firm | New | Process | Natural Gas | Process Heating | E9 |  | Realistic Achievable Potential
Industrial_Industrial - Firm_New_Process_Natural Gas_Process Heating_E10_Realistic Achievable Potential | Industrial | Industrial - Firm | New | Process | Natural Gas | Process Heating | E10 |  | Realistic Achievable Potential
Industrial_Industrial - Firm_New_Process_Natural Gas_Process Boiler_E1_Realistic Achievable Potential | Industrial | Industrial - Firm | New | Process | Natural Gas | Process Boiler | E1 |  | Realistic Achievable Potential
Industrial_Industrial - Firm_New_Process_Natural Gas_Process Boiler_E2_Realistic Achievable Potential | Industrial | Industrial - Firm | New | Process | Natural Gas | Process Boiler | E2 |  | Realistic Achievable Potential
Industrial_Industrial - Firm_New_Process_Natural Gas_Process Boiler_E3_Realistic Achievable Potential | Industrial | Industrial - Firm | New | Process | Natural Gas | Process Boiler | E3 |  | Realistic Achievable Potential
Industrial_Industrial - Firm_New_Process_Natural Gas_Process Boiler_E4_Realistic Achievable Potential | Industrial | Industrial - Firm | New | Process | Natural Gas | Process Boiler | E4 |  | Realistic Achievable Potential
Industrial_Industrial - Firm_New_Process_Natural Gas_Process Boiler_E5_Realistic Achievable Potential | Industrial | Industrial - Firm | New | Process | Natural Gas | Process Boiler | E5 |  | Realistic Achievable Potential
Industrial_Industrial - Firm_New_Process_Natural Gas_Process Boiler_E6_Realistic Achievable Potential | Industrial | Industrial - Firm | New | Process | Natural Gas | Process Boiler | E6 |  | Realistic Achievable Potential
Industrial_Industrial - Firm_New_Process_Natural Gas_Process Boiler_E7_Realistic Achievable Potential | Industrial | Industrial - Firm | New | Process | Natural Gas | Process Boiler | E7 |  | Realistic Achievable Potential
Industrial_Industrial - Firm_New_Process_Natural Gas_Process Boiler_E8_Realistic Achievable Potential | Industrial | Industrial - Firm | New | Process | Natural Gas | Process Boiler | E8 |  | Realistic Achievable Potential
Industrial_Industrial - Firm_New_Process_Natural Gas_Process Boiler_E9_Realistic Achievable Potential | Industrial | Industrial - Firm | New | Process | Natural Gas | Process Boiler | E9 |  | Realistic Achievable Potential
Industrial_Industrial - Firm_New_Process_Natural Gas_Process Boiler_E10_Realistic Achievable Potential | Industrial | Industrial - Firm | New | Process | Natural Gas | Process Boiler | E10 |  | Realistic Achievable Potential
Industrial_Industrial - Firm_New_Process_Natural Gas_Process Cooling_E1_Realistic Achievable Potential | Industrial | Industrial - Firm | New | Process | Natural Gas | Process Cooling | E1 |  | Realistic Achievable Potential
Industrial_Industrial - Firm_New_Process_Natural Gas_Process Cooling_E2_Realistic Achievable Potential | Industrial | Industrial - Firm | New | Process | Natural Gas | Process Cooling | E2 |  | Realistic Achievable Potential
Industrial_Industrial - Firm_New_Process_Natural Gas_Process Cooling_E3_Realistic Achievable Potential | Industrial | Industrial - Firm | New | Process | Natural Gas | Process Cooling | E3 |  | Realistic Achievable Potential
Industrial_Industrial - Firm_New_Process_Natural Gas_Process Cooling_E4_Realistic Achievable Potential | Industrial | Industrial - Firm | New | Process | Natural Gas | Process Cooling | E4 |  | Realistic Achievable Potential
Industrial_Industrial - Firm_New_Process_Natural Gas_Process Cooling_E5_Realistic Achievable Potential | Industrial | Industrial - Firm | New | Process | Natural Gas | Process Cooling | E5 |  | Realistic Achievable Potential
Industrial_Industrial - Firm_New_Process_Natural Gas_Process Cooling_E6_Realistic Achievable Potential | Industrial | Industrial - Firm | New | Process | Natural Gas | Process Cooling | E6 |  | Realistic Achievable Potential
Industrial_Industrial - Firm_New_Process_Natural Gas_Process Cooling_E7_Realistic Achievable Potential | Industrial | Industrial - Firm | New | Process | Natural Gas | Process Cooling | E7 |  | Realistic Achievable Potential
Industrial_Industrial - Firm_New_Process_Natural Gas_Process Cooling_E8_Realistic Achievable Potential | Industrial | Industrial - Firm | New | Process | Natural Gas | Process Cooling | E8 |  | Realistic Achievable Potential
Industrial_Industrial - Firm_New_Process_Natural Gas_Process Cooling_E9_Realistic Achievable Potential | Industrial | Industrial - Firm | New | Process | Natural Gas | Process Cooling | E9 |  | Realistic Achievable Potential
Industrial_Industrial - Firm_New_Process_Natural Gas_Process Cooling_E10_Realistic Achievable Potential | Industrial | Industrial - Firm | New | Process | Natural Gas | Process Cooling | E10 |  | Realistic Achievable Potential
Industrial_Industrial - Firm_New_Process_Natural Gas_Other Process_E1_Realistic Achievable Potential | Industrial | Industrial - Firm | New | Process | Natural Gas | Other Process | E1 |  | Realistic Achievable Potential
Industrial_Industrial - Firm_New_Process_Natural Gas_Other Process_E2_Realistic Achievable Potential | Industrial | Industrial - Firm | New | Process | Natural Gas | Other Process | E2 |  | Realistic Achievable Potential
Industrial_Industrial - Firm_New_Process_Natural Gas_Other Process_E3_Realistic Achievable Potential | Industrial | Industrial - Firm | New | Process | Natural Gas | Other Process | E3 |  | Realistic Achievable Potential
Industrial_Industrial - Firm_New_Process_Natural Gas_Other Process_E4_Realistic Achievable Potential | Industrial | Industrial - Firm | New | Process | Natural Gas | Other Process | E4 |  | Realistic Achievable Potential
Industrial_Industrial - Firm_New_Process_Natural Gas_Other Process_E5_Realistic Achievable Potential | Industrial | Industrial - Firm | New | Process | Natural Gas | Other Process | E5 |  | Realistic Achievable Potential
Industrial_Industrial - Firm_New_Process_Natural Gas_Other Process_E6_Realistic Achievable Potential | Industrial | Industrial - Firm | New | Process | Natural Gas | Other Process | E6 |  | Realistic Achievable Potential
Industrial_Industrial - Firm_New_Process_Natural Gas_Other Process_E7_Realistic Achievable Potential | Industrial | Industrial - Firm | New | Process | Natural Gas | Other Process | E7 |  | Realistic Achievable Potential
Industrial_Industrial - Firm_New_Process_Natural Gas_Other Process_E8_Realistic Achievable Potential | Industrial | Industrial - Firm | New | Process | Natural Gas | Other Process | E8 |  | Realistic Achievable Potential
Industrial_Industrial - Firm_New_Process_Natural Gas_Other Process_E9_Realistic Achievable Potential | Industrial | Industrial - Firm | New | Process | Natural Gas | Other Process | E9 |  | Realistic Achievable Potential
Industrial_Industrial - Firm_New_Process_Natural Gas_Other Process_E10_Realistic Achievable Potential | Industrial | Industrial - Firm | New | Process | Natural Gas | Other Process | E10 |  | Realistic Achievable Potential
Industrial_Industrial - Firm_New_Miscellaneous_Natural Gas_Miscellaneous_E1_Realistic Achievable Potential | Industrial | Industrial - Firm | New | Miscellaneous | Natural Gas | Miscellaneous | E1 |  | Realistic Achievable Potential
Industrial_Industrial - Firm_New_Miscellaneous_Natural Gas_Miscellaneous_E2_Realistic Achievable Potential | Industrial | Industrial - Firm | New | Miscellaneous | Natural Gas | Miscellaneous | E2 |  | Realistic Achievable Potential
Industrial_Industrial - Firm_New_Miscellaneous_Natural Gas_Miscellaneous_E3_Realistic Achievable Potential | Industrial | Industrial - Firm | New | Miscellaneous | Natural Gas | Miscellaneous | E3 |  | Realistic Achievable Potential
Industrial_Industrial - Firm_New_Miscellaneous_Natural Gas_Miscellaneous_E4_Realistic Achievable Potential | Industrial | Industrial - Firm | New | Miscellaneous | Natural Gas | Miscellaneous | E4 |  | Realistic Achievable Potential
Industrial_Industrial - Firm_New_Miscellaneous_Natural Gas_Miscellaneous_E5_Realistic Achievable Potential | Industrial | Industrial - Firm | New | Miscellaneous | Natural Gas | Miscellaneous | E5 |  | Realistic Achievable Potential
Industrial_Industrial - Firm_New_Miscellaneous_Natural Gas_Miscellaneous_E6_Realistic Achievable Potential | Industrial | Industrial - Firm | New | Miscellaneous | Natural Gas | Miscellaneous | E6 |  | Realistic Achievable Potential
Industrial_Industrial - Firm_New_Miscellaneous_Natural Gas_Miscellaneous_E7_Realistic Achievable Potential | Industrial | Industrial - Firm | New | Miscellaneous | Natural Gas | Miscellaneous | E7 |  | Realistic Achievable Potential
Industrial_Industrial - Firm_New_Miscellaneous_Natural Gas_Miscellaneous_E8_Realistic Achievable Potential | Industrial | Industrial - Firm | New | Miscellaneous | Natural Gas | Miscellaneous | E8 |  | Realistic Achievable Potential
Industrial_Industrial - Firm_New_Miscellaneous_Natural Gas_Miscellaneous_E9_Realistic Achievable Potential | Industrial | Industrial - Firm | New | Miscellaneous | Natural Gas | Miscellaneous | E9 |  | Realistic Achievable Potential
Industrial_Industrial - Firm_New_Miscellaneous_Natural Gas_Miscellaneous_E10_Realistic Achievable Potential | Industrial | Industrial - Firm | New | Miscellaneous | Natural Gas | Miscellaneous | E10 |  | Realistic Achievable Potential
Industrial_Industrial - Int_Existing_Space Heating_Natural Gas_Furnace_E1_Realistic Achievable Potential | Industrial | Industrial - Int | Existing | Space Heating | Natural Gas | Furnace | E1 |  | Realistic Achievable Potential
Industrial_Industrial - Int_Existing_Space Heating_Natural Gas_Furnace_E2_Realistic Achievable Potential | Industrial | Industrial - Int | Existing | Space Heating | Natural Gas | Furnace | E2 |  | Realistic Achievable Potential
Industrial_Industrial - Int_Existing_Space Heating_Natural Gas_Furnace_E3_Realistic Achievable Potential | Industrial | Industrial - Int | Existing | Space Heating | Natural Gas | Furnace | E3 |  | Realistic Achievable Potential
Industrial_Industrial - Int_Existing_Space Heating_Natural Gas_Furnace_E4_Realistic Achievable Potential | Industrial | Industrial - Int | Existing | Space Heating | Natural Gas | Furnace | E4 |  | Realistic Achievable Potential
Industrial_Industrial - Int_Existing_Space Heating_Natural Gas_Furnace_E5_Realistic Achievable Potential | Industrial | Industrial - Int | Existing | Space Heating | Natural Gas | Furnace | E5 |  | Realistic Achievable Potential
Industrial_Industrial - Int_Existing_Space Heating_Natural Gas_Furnace_E6_Realistic Achievable Potential | Industrial | Industrial - Int | Existing | Space Heating | Natural Gas | Furnace | E6 |  | Realistic Achievable Potential
Industrial_Industrial - Int_Existing_Space Heating_Natural Gas_Furnace_E7_Realistic Achievable Potential | Industrial | Industrial - Int | Existing | Space Heating | Natural Gas | Furnace | E7 |  | Realistic Achievable Potential
Industrial_Industrial - Int_Existing_Space Heating_Natural Gas_Furnace_E8_Realistic Achievable Potential | Industrial | Industrial - Int | Existing | Space Heating | Natural Gas | Furnace | E8 |  | Realistic Achievable Potential
Industrial_Industrial - Int_Existing_Space Heating_Natural Gas_Furnace_E9_Realistic Achievable Potential | Industrial | Industrial - Int | Existing | Space Heating | Natural Gas | Furnace | E9 |  | Realistic Achievable Potential
Industrial_Industrial - Int_Existing_Space Heating_Natural Gas_Furnace_E10_Realistic Achievable Potential | Industrial | Industrial - Int | Existing | Space Heating | Natural Gas | Furnace | E10 |  | Realistic Achievable Potential
Industrial_Industrial - Int_Existing_Space Heating_Natural Gas_Boiler_E1_Realistic Achievable Potential | Industrial | Industrial - Int | Existing | Space Heating | Natural Gas | Boiler | E1 |  | Realistic Achievable Potential
Industrial_Industrial - Int_Existing_Space Heating_Natural Gas_Boiler_E2_Realistic Achievable Potential | Industrial | Industrial - Int | Existing | Space Heating | Natural Gas | Boiler | E2 |  | Realistic Achievable Potential
Industrial_Industrial - Int_Existing_Space Heating_Natural Gas_Boiler_E3_Realistic Achievable Potential | Industrial | Industrial - Int | Existing | Space Heating | Natural Gas | Boiler | E3 |  | Realistic Achievable Potential
Industrial_Industrial - Int_Existing_Space Heating_Natural Gas_Boiler_E4_Realistic Achievable Potential | Industrial | Industrial - Int | Existing | Space Heating | Natural Gas | Boiler | E4 |  | Realistic Achievable Potential
Industrial_Industrial - Int_Existing_Space Heating_Natural Gas_Boiler_E5_Realistic Achievable Potential | Industrial | Industrial - Int | Existing | Space Heating | Natural Gas | Boiler | E5 |  | Realistic Achievable Potential
Industrial_Industrial - Int_Existing_Space Heating_Natural Gas_Boiler_E6_Realistic Achievable Potential | Industrial | Industrial - Int | Existing | Space Heating | Natural Gas | Boiler | E6 |  | Realistic Achievable Potential
Industrial_Industrial - Int_Existing_Space Heating_Natural Gas_Boiler_E7_Realistic Achievable Potential | Industrial | Industrial - Int | Existing | Space Heating | Natural Gas | Boiler | E7 |  | Realistic Achievable Potential
Industrial_Industrial - Int_Existing_Space Heating_Natural Gas_Boiler_E8_Realistic Achievable Potential | Industrial | Industrial - Int | Existing | Space Heating | Natural Gas | Boiler | E8 |  | Realistic Achievable Potential
Industrial_Industrial - Int_Existing_Space Heating_Natural Gas_Boiler_E9_Realistic Achievable Potential | Industrial | Industrial - Int | Existing | Space Heating | Natural Gas | Boiler | E9 |  | Realistic Achievable Potential
Industrial_Industrial - Int_Existing_Space Heating_Natural Gas_Boiler_E10_Realistic Achievable Potential | Industrial | Industrial - Int | Existing | Space Heating | Natural Gas | Boiler | E10 |  | Realistic Achievable Potential
Industrial_Industrial - Int_Existing_Space Heating_Natural Gas_Unit Heater_E1_Realistic Achievable Potential | Industrial | Industrial - Int | Existing | Space Heating | Natural Gas | Unit Heater | E1 |  | Realistic Achievable Potential
Industrial_Industrial - Int_Existing_Space Heating_Natural Gas_Unit Heater_E2_Realistic Achievable Potential | Industrial | Industrial - Int | Existing | Space Heating | Natural Gas | Unit Heater | E2 |  | Realistic Achievable Potential
Industrial_Industrial - Int_Existing_Space Heating_Natural Gas_Unit Heater_E3_Realistic Achievable Potential | Industrial | Industrial - Int | Existing | Space Heating | Natural Gas | Unit Heater | E3 |  | Realistic Achievable Potential
Industrial_Industrial - Int_Existing_Space Heating_Natural Gas_Unit Heater_E4_Realistic Achievable Potential | Industrial | Industrial - Int | Existing | Space Heating | Natural Gas | Unit Heater | E4 |  | Realistic Achievable Potential
Industrial_Industrial - Int_Existing_Space Heating_Natural Gas_Unit Heater_E5_Realistic Achievable Potential | Industrial | Industrial - Int | Existing | Space Heating | Natural Gas | Unit Heater | E5 |  | Realistic Achievable Potential
Industrial_Industrial - Int_Existing_Space Heating_Natural Gas_Unit Heater_E6_Realistic Achievable Potential | Industrial | Industrial - Int | Existing | Space Heating | Natural Gas | Unit Heater | E6 |  | Realistic Achievable Potential
Industrial_Industrial - Int_Existing_Space Heating_Natural Gas_Unit Heater_E7_Realistic Achievable Potential | Industrial | Industrial - Int | Existing | Space Heating | Natural Gas | Unit Heater | E7 |  | Realistic Achievable Potential
Industrial_Industrial - Int_Existing_Space Heating_Natural Gas_Unit Heater_E8_Realistic Achievable Potential | Industrial | Industrial - Int | Existing | Space Heating | Natural Gas | Unit Heater | E8 |  | Realistic Achievable Potential
Industrial_Industrial - Int_Existing_Space Heating_Natural Gas_Unit Heater_E9_Realistic Achievable Potential | Industrial | Industrial - Int | Existing | Space Heating | Natural Gas | Unit Heater | E9 |  | Realistic Achievable Potential
Industrial_Industrial - Int_Existing_Space Heating_Natural Gas_Unit Heater_E10_Realistic Achievable Potential | Industrial | Industrial - Int | Existing | Space Heating | Natural Gas | Unit Heater | E10 |  | Realistic Achievable Potential
Industrial_Industrial - Int_Existing_Process_Natural Gas_Process Heating_E1_Realistic Achievable Potential | Industrial | Industrial - Int | Existing | Process | Natural Gas | Process Heating | E1 |  | Realistic Achievable Potential
Industrial_Industrial - Int_Existing_Process_Natural Gas_Process Heating_E2_Realistic Achievable Potential | Industrial | Industrial - Int | Existing | Process | Natural Gas | Process Heating | E2 |  | Realistic Achievable Potential
Industrial_Industrial - Int_Existing_Process_Natural Gas_Process Heating_E3_Realistic Achievable Potential | Industrial | Industrial - Int | Existing | Process | Natural Gas | Process Heating | E3 |  | Realistic Achievable Potential
Industrial_Industrial - Int_Existing_Process_Natural Gas_Process Heating_E4_Realistic Achievable Potential | Industrial | Industrial - Int | Existing | Process | Natural Gas | Process Heating | E4 |  | Realistic Achievable Potential
Industrial_Industrial - Int_Existing_Process_Natural Gas_Process Heating_E5_Realistic Achievable Potential | Industrial | Industrial - Int | Existing | Process | Natural Gas | Process Heating | E5 |  | Realistic Achievable Potential
Industrial_Industrial - Int_Existing_Process_Natural Gas_Process Heating_E6_Realistic Achievable Potential | Industrial | Industrial - Int | Existing | Process | Natural Gas | Process Heating | E6 |  | Realistic Achievable Potential
Industrial_Industrial - Int_Existing_Process_Natural Gas_Process Heating_E7_Realistic Achievable Potential | Industrial | Industrial - Int | Existing | Process | Natural Gas | Process Heating | E7 |  | Realistic Achievable Potential
Industrial_Industrial - Int_Existing_Process_Natural Gas_Process Heating_E8_Realistic Achievable Potential | Industrial | Industrial - Int | Existing | Process | Natural Gas | Process Heating | E8 |  | Realistic Achievable Potential
Industrial_Industrial - Int_Existing_Process_Natural Gas_Process Heating_E9_Realistic Achievable Potential | Industrial | Industrial - Int | Existing | Process | Natural Gas | Process Heating | E9 |  | Realistic Achievable Potential
Industrial_Industrial - Int_Existing_Process_Natural Gas_Process Heating_E10_Realistic Achievable Potential | Industrial | Industrial - Int | Existing | Process | Natural Gas | Process Heating | E10 |  | Realistic Achievable Potential
Industrial_Industrial - Int_Existing_Process_Natural Gas_Process Boiler_E1_Realistic Achievable Potential | Industrial | Industrial - Int | Existing | Process | Natural Gas | Process Boiler | E1 |  | Realistic Achievable Potential
Industrial_Industrial - Int_Existing_Process_Natural Gas_Process Boiler_E2_Realistic Achievable Potential | Industrial | Industrial - Int | Existing | Process | Natural Gas | Process Boiler | E2 |  | Realistic Achievable Potential
Industrial_Industrial - Int_Existing_Process_Natural Gas_Process Boiler_E3_Realistic Achievable Potential | Industrial | Industrial - Int | Existing | Process | Natural Gas | Process Boiler | E3 |  | Realistic Achievable Potential
Industrial_Industrial - Int_Existing_Process_Natural Gas_Process Boiler_E4_Realistic Achievable Potential | Industrial | Industrial - Int | Existing | Process | Natural Gas | Process Boiler | E4 |  | Realistic Achievable Potential
Industrial_Industrial - Int_Existing_Process_Natural Gas_Process Boiler_E5_Realistic Achievable Potential | Industrial | Industrial - Int | Existing | Process | Natural Gas | Process Boiler | E5 |  | Realistic Achievable Potential
Industrial_Industrial - Int_Existing_Process_Natural Gas_Process Boiler_E6_Realistic Achievable Potential | Industrial | Industrial - Int | Existing | Process | Natural Gas | Process Boiler | E6 |  | Realistic Achievable Potential
Industrial_Industrial - Int_Existing_Process_Natural Gas_Process Boiler_E7_Realistic Achievable Potential | Industrial | Industrial - Int | Existing | Process | Natural Gas | Process Boiler | E7 |  | Realistic Achievable Potential
Industrial_Industrial - Int_Existing_Process_Natural Gas_Process Boiler_E8_Realistic Achievable Potential | Industrial | Industrial - Int | Existing | Process | Natural Gas | Process Boiler | E8 |  | Realistic Achievable Potential
Industrial_Industrial - Int_Existing_Process_Natural Gas_Process Boiler_E9_Realistic Achievable Potential | Industrial | Industrial - Int | Existing | Process | Natural Gas | Process Boiler | E9 |  | Realistic Achievable Potential
Industrial_Industrial - Int_Existing_Process_Natural Gas_Process Boiler_E10_Realistic Achievable Potential | Industrial | Industrial - Int | Existing | Process | Natural Gas | Process Boiler | E10 |  | Realistic Achievable Potential
Industrial_Industrial - Int_Existing_Process_Natural Gas_Process Cooling_E1_Realistic Achievable Potential | Industrial | Industrial - Int | Existing | Process | Natural Gas | Process Cooling | E1 |  | Realistic Achievable Potential
Industrial_Industrial - Int_Existing_Process_Natural Gas_Process Cooling_E2_Realistic Achievable Potential | Industrial | Industrial - Int | Existing | Process | Natural Gas | Process Cooling | E2 |  | Realistic Achievable Potential
Industrial_Industrial - Int_Existing_Process_Natural Gas_Process Cooling_E3_Realistic Achievable Potential | Industrial | Industrial - Int | Existing | Process | Natural Gas | Process Cooling | E3 |  | Realistic Achievable Potential
Industrial_Industrial - Int_Existing_Process_Natural Gas_Process Cooling_E4_Realistic Achievable Potential | Industrial | Industrial - Int | Existing | Process | Natural Gas | Process Cooling | E4 |  | Realistic Achievable Potential
Industrial_Industrial - Int_Existing_Process_Natural Gas_Process Cooling_E5_Realistic Achievable Potential | Industrial | Industrial - Int | Existing | Process | Natural Gas | Process Cooling | E5 |  | Realistic Achievable Potential
Industrial_Industrial - Int_Existing_Process_Natural Gas_Process Cooling_E6_Realistic Achievable Potential | Industrial | Industrial - Int | Existing | Process | Natural Gas | Process Cooling | E6 |  | Realistic Achievable Potential
Industrial_Industrial - Int_Existing_Process_Natural Gas_Process Cooling_E7_Realistic Achievable Potential | Industrial | Industrial - Int | Existing | Process | Natural Gas | Process Cooling | E7 |  | Realistic Achievable Potential
Industrial_Industrial - Int_Existing_Process_Natural Gas_Process Cooling_E8_Realistic Achievable Potential | Industrial | Industrial - Int | Existing | Process | Natural Gas | Process Cooling | E8 |  | Realistic Achievable Potential
Industrial_Industrial - Int_Existing_Process_Natural Gas_Process Cooling_E9_Realistic Achievable Potential | Industrial | Industrial - Int | Existing | Process | Natural Gas | Process Cooling | E9 |  | Realistic Achievable Potential
Industrial_Industrial - Int_Existing_Process_Natural Gas_Process Cooling_E10_Realistic Achievable Potential | Industrial | Industrial - Int | Existing | Process | Natural Gas | Process Cooling | E10 |  | Realistic Achievable Potential
Industrial_Industrial - Int_Existing_Process_Natural Gas_Other Process_E1_Realistic Achievable Potential | Industrial | Industrial - Int | Existing | Process | Natural Gas | Other Process | E1 |  | Realistic Achievable Potential
Industrial_Industrial - Int_Existing_Process_Natural Gas_Other Process_E2_Realistic Achievable Potential | Industrial | Industrial - Int | Existing | Process | Natural Gas | Other Process | E2 |  | Realistic Achievable Potential
Industrial_Industrial - Int_Existing_Process_Natural Gas_Other Process_E3_Realistic Achievable Potential | Industrial | Industrial - Int | Existing | Process | Natural Gas | Other Process | E3 |  | Realistic Achievable Potential
Industrial_Industrial - Int_Existing_Process_Natural Gas_Other Process_E4_Realistic Achievable Potential | Industrial | Industrial - Int | Existing | Process | Natural Gas | Other Process | E4 |  | Realistic Achievable Potential
Industrial_Industrial - Int_Existing_Process_Natural Gas_Other Process_E5_Realistic Achievable Potential | Industrial | Industrial - Int | Existing | Process | Natural Gas | Other Process | E5 |  | Realistic Achievable Potential
Industrial_Industrial - Int_Existing_Process_Natural Gas_Other Process_E6_Realistic Achievable Potential | Industrial | Industrial - Int | Existing | Process | Natural Gas | Other Process | E6 |  | Realistic Achievable Potential
Industrial_Industrial - Int_Existing_Process_Natural Gas_Other Process_E7_Realistic Achievable Potential | Industrial | Industrial - Int | Existing | Process | Natural Gas | Other Process | E7 |  | Realistic Achievable Potential
Industrial_Industrial - Int_Existing_Process_Natural Gas_Other Process_E8_Realistic Achievable Potential | Industrial | Industrial - Int | Existing | Process | Natural Gas | Other Process | E8 |  | Realistic Achievable Potential
Industrial_Industrial - Int_Existing_Process_Natural Gas_Other Process_E9_Realistic Achievable Potential | Industrial | Industrial - Int | Existing | Process | Natural Gas | Other Process | E9 |  | Realistic Achievable Potential
Industrial_Industrial - Int_Existing_Process_Natural Gas_Other Process_E10_Realistic Achievable Potential | Industrial | Industrial - Int | Existing | Process | Natural Gas | Other Process | E10 |  | Realistic Achievable Potential
Industrial_Industrial - Int_Existing_Miscellaneous_Natural Gas_Miscellaneous_E1_Realistic Achievable Potential | Industrial | Industrial - Int | Existing | Miscellaneous | Natural Gas | Miscellaneous | E1 |  | Realistic Achievable Potential
Industrial_Industrial - Int_Existing_Miscellaneous_Natural Gas_Miscellaneous_E2_Realistic Achievable Potential | Industrial | Industrial - Int | Existing | Miscellaneous | Natural Gas | Miscellaneous | E2 |  | Realistic Achievable Potential
Industrial_Industrial - Int_Existing_Miscellaneous_Natural Gas_Miscellaneous_E3_Realistic Achievable Potential | Industrial | Industrial - Int | Existing | Miscellaneous | Natural Gas | Miscellaneous | E3 |  | Realistic Achievable Potential
Industrial_Industrial - Int_Existing_Miscellaneous_Natural Gas_Miscellaneous_E4_Realistic Achievable Potential | Industrial | Industrial - Int | Existing | Miscellaneous | Natural Gas | Miscellaneous | E4 |  | Realistic Achievable Potential
Industrial_Industrial - Int_Existing_Miscellaneous_Natural Gas_Miscellaneous_E5_Realistic Achievable Potential | Industrial | Industrial - Int | Existing | Miscellaneous | Natural Gas | Miscellaneous | E5 |  | Realistic Achievable Potential
Industrial_Industrial - Int_Existing_Miscellaneous_Natural Gas_Miscellaneous_E6_Realistic Achievable Potential | Industrial | Industrial - Int | Existing | Miscellaneous | Natural Gas | Miscellaneous | E6 |  | Realistic Achievable Potential
Industrial_Industrial - Int_Existing_Miscellaneous_Natural Gas_Miscellaneous_E7_Realistic Achievable Potential | Industrial | Industrial - Int | Existing | Miscellaneous | Natural Gas | Miscellaneous | E7 |  | Realistic Achievable Potential
Industrial_Industrial - Int_Existing_Miscellaneous_Natural Gas_Miscellaneous_E8_Realistic Achievable Potential | Industrial | Industrial - Int | Existing | Miscellaneous | Natural Gas | Miscellaneous | E8 |  | Realistic Achievable Potential
Industrial_Industrial - Int_Existing_Miscellaneous_Natural Gas_Miscellaneous_E9_Realistic Achievable Potential | Industrial | Industrial - Int | Existing | Miscellaneous | Natural Gas | Miscellaneous | E9 |  | Realistic Achievable Potential
Industrial_Industrial - Int_Existing_Miscellaneous_Natural Gas_Miscellaneous_E10_Realistic Achievable Potential | Industrial | Industrial - Int | Existing | Miscellaneous | Natural Gas | Miscellaneous | E10 |  | Realistic Achievable Potential
Industrial_Industrial - Int_New_Space Heating_Natural Gas_Furnace_E1_Realistic Achievable Potential | Industrial | Industrial - Int | New | Space Heating | Natural Gas | Furnace | E1 |  | Realistic Achievable Potential
Industrial_Industrial - Int_New_Space Heating_Natural Gas_Furnace_E2_Realistic Achievable Potential | Industrial | Industrial - Int | New | Space Heating | Natural Gas | Furnace | E2 |  | Realistic Achievable Potential
Industrial_Industrial - Int_New_Space Heating_Natural Gas_Furnace_E3_Realistic Achievable Potential | Industrial | Industrial - Int | New | Space Heating | Natural Gas | Furnace | E3 |  | Realistic Achievable Potential
Industrial_Industrial - Int_New_Space Heating_Natural Gas_Furnace_E4_Realistic Achievable Potential | Industrial | Industrial - Int | New | Space Heating | Natural Gas | Furnace | E4 |  | Realistic Achievable Potential
Industrial_Industrial - Int_New_Space Heating_Natural Gas_Furnace_E5_Realistic Achievable Potential | Industrial | Industrial - Int | New | Space Heating | Natural Gas | Furnace | E5 |  | Realistic Achievable Potential
Industrial_Industrial - Int_New_Space Heating_Natural Gas_Furnace_E6_Realistic Achievable Potential | Industrial | Industrial - Int | New | Space Heating | Natural Gas | Furnace | E6 |  | Realistic Achievable Potential
Industrial_Industrial - Int_New_Space Heating_Natural Gas_Furnace_E7_Realistic Achievable Potential | Industrial | Industrial - Int | New | Space Heating | Natural Gas | Furnace | E7 |  | Realistic Achievable Potential
Industrial_Industrial - Int_New_Space Heating_Natural Gas_Furnace_E8_Realistic Achievable Potential | Industrial | Industrial - Int | New | Space Heating | Natural Gas | Furnace | E8 |  | Realistic Achievable Potential
Industrial_Industrial - Int_New_Space Heating_Natural Gas_Furnace_E9_Realistic Achievable Potential | Industrial | Industrial - Int | New | Space Heating | Natural Gas | Furnace | E9 |  | Realistic Achievable Potential
Industrial_Industrial - Int_New_Space Heating_Natural Gas_Furnace_E10_Realistic Achievable Potential | Industrial | Industrial - Int | New | Space Heating | Natural Gas | Furnace | E10 |  | Realistic Achievable Potential
Industrial_Industrial - Int_New_Space Heating_Natural Gas_Boiler_E1_Realistic Achievable Potential | Industrial | Industrial - Int | New | Space Heating | Natural Gas | Boiler | E1 |  | Realistic Achievable Potential
Industrial_Industrial - Int_New_Space Heating_Natural Gas_Boiler_E2_Realistic Achievable Potential | Industrial | Industrial - Int | New | Space Heating | Natural Gas | Boiler | E2 |  | Realistic Achievable Potential
Industrial_Industrial - Int_New_Space Heating_Natural Gas_Boiler_E3_Realistic Achievable Potential | Industrial | Industrial - Int | New | Space Heating | Natural Gas | Boiler | E3 |  | Realistic Achievable Potential
Industrial_Industrial - Int_New_Space Heating_Natural Gas_Boiler_E4_Realistic Achievable Potential | Industrial | Industrial - Int | New | Space Heating | Natural Gas | Boiler | E4 |  | Realistic Achievable Potential
Industrial_Industrial - Int_New_Space Heating_Natural Gas_Boiler_E5_Realistic Achievable Potential | Industrial | Industrial - Int | New | Space Heating | Natural Gas | Boiler | E5 |  | Realistic Achievable Potential
Industrial_Industrial - Int_New_Space Heating_Natural Gas_Boiler_E6_Realistic Achievable Potential | Industrial | Industrial - Int | New | Space Heating | Natural Gas | Boiler | E6 |  | Realistic Achievable Potential
Industrial_Industrial - Int_New_Space Heating_Natural Gas_Boiler_E7_Realistic Achievable Potential | Industrial | Industrial - Int | New | Space Heating | Natural Gas | Boiler | E7 |  | Realistic Achievable Potential
Industrial_Industrial - Int_New_Space Heating_Natural Gas_Boiler_E8_Realistic Achievable Potential | Industrial | Industrial - Int | New | Space Heating | Natural Gas | Boiler | E8 |  | Realistic Achievable Potential
Industrial_Industrial - Int_New_Space Heating_Natural Gas_Boiler_E9_Realistic Achievable Potential | Industrial | Industrial - Int | New | Space Heating | Natural Gas | Boiler | E9 |  | Realistic Achievable Potential
Industrial_Industrial - Int_New_Space Heating_Natural Gas_Boiler_E10_Realistic Achievable Potential | Industrial | Industrial - Int | New | Space Heating | Natural Gas | Boiler | E10 |  | Realistic Achievable Potential
Industrial_Industrial - Int_New_Space Heating_Natural Gas_Unit Heater_E1_Realistic Achievable Potential | Industrial | Industrial - Int | New | Space Heating | Natural Gas | Unit Heater | E1 |  | Realistic Achievable Potential
Industrial_Industrial - Int_New_Space Heating_Natural Gas_Unit Heater_E2_Realistic Achievable Potential | Industrial | Industrial - Int | New | Space Heating | Natural Gas | Unit Heater | E2 |  | Realistic Achievable Potential
Industrial_Industrial - Int_New_Space Heating_Natural Gas_Unit Heater_E3_Realistic Achievable Potential | Industrial | Industrial - Int | New | Space Heating | Natural Gas | Unit Heater | E3 |  | Realistic Achievable Potential
Industrial_Industrial - Int_New_Space Heating_Natural Gas_Unit Heater_E4_Realistic Achievable Potential | Industrial | Industrial - Int | New | Space Heating | Natural Gas | Unit Heater | E4 |  | Realistic Achievable Potential
Industrial_Industrial - Int_New_Space Heating_Natural Gas_Unit Heater_E5_Realistic Achievable Potential | Industrial | Industrial - Int | New | Space Heating | Natural Gas | Unit Heater | E5 |  | Realistic Achievable Potential
Industrial_Industrial - Int_New_Space Heating_Natural Gas_Unit Heater_E6_Realistic Achievable Potential | Industrial | Industrial - Int | New | Space Heating | Natural Gas | Unit Heater | E6 |  | Realistic Achievable Potential
Industrial_Industrial - Int_New_Space Heating_Natural Gas_Unit Heater_E7_Realistic Achievable Potential | Industrial | Industrial - Int | New | Space Heating | Natural Gas | Unit Heater | E7 |  | Realistic Achievable Potential
Industrial_Industrial - Int_New_Space Heating_Natural Gas_Unit Heater_E8_Realistic Achievable Potential | Industrial | Industrial - Int | New | Space Heating | Natural Gas | Unit Heater | E8 |  | Realistic Achievable Potential
Industrial_Industrial - Int_New_Space Heating_Natural Gas_Unit Heater_E9_Realistic Achievable Potential | Industrial | Industrial - Int | New | Space Heating | Natural Gas | Unit Heater | E9 |  | Realistic Achievable Potential
Industrial_Industrial - Int_New_Space Heating_Natural Gas_Unit Heater_E10_Realistic Achievable Potential | Industrial | Industrial - Int | New | Space Heating | Natural Gas | Unit Heater | E10 |  | Realistic Achievable Potential
Industrial_Industrial - Int_New_Process_Natural Gas_Process Heating_E1_Realistic Achievable Potential | Industrial | Industrial - Int | New | Process | Natural Gas | Process Heating | E1 |  | Realistic Achievable Potential
Industrial_Industrial - Int_New_Process_Natural Gas_Process Heating_E2_Realistic Achievable Potential | Industrial | Industrial - Int | New | Process | Natural Gas | Process Heating | E2 |  | Realistic Achievable Potential
Industrial_Industrial - Int_New_Process_Natural Gas_Process Heating_E3_Realistic Achievable Potential | Industrial | Industrial - Int | New | Process | Natural Gas | Process Heating | E3 |  | Realistic Achievable Potential
Industrial_Industrial - Int_New_Process_Natural Gas_Process Heating_E4_Realistic Achievable Potential | Industrial | Industrial - Int | New | Process | Natural Gas | Process Heating | E4 |  | Realistic Achievable Potential
Industrial_Industrial - Int_New_Process_Natural Gas_Process Heating_E5_Realistic Achievable Potential | Industrial | Industrial - Int | New | Process | Natural Gas | Process Heating | E5 |  | Realistic Achievable Potential
Industrial_Industrial - Int_New_Process_Natural Gas_Process Heating_E6_Realistic Achievable Potential | Industrial | Industrial - Int | New | Process | Natural Gas | Process Heating | E6 |  | Realistic Achievable Potential
Industrial_Industrial - Int_New_Process_Natural Gas_Process Heating_E7_Realistic Achievable Potential | Industrial | Industrial - Int | New | Process | Natural Gas | Process Heating | E7 |  | Realistic Achievable Potential
Industrial_Industrial - Int_New_Process_Natural Gas_Process Heating_E8_Realistic Achievable Potential | Industrial | Industrial - Int | New | Process | Natural Gas | Process Heating | E8 |  | Realistic Achievable Potential
Industrial_Industrial - Int_New_Process_Natural Gas_Process Heating_E9_Realistic Achievable Potential | Industrial | Industrial - Int | New | Process | Natural Gas | Process Heating | E9 |  | Realistic Achievable Potential
Industrial_Industrial - Int_New_Process_Natural Gas_Process Heating_E10_Realistic Achievable Potential | Industrial | Industrial - Int | New | Process | Natural Gas | Process Heating | E10 |  | Realistic Achievable Potential
Industrial_Industrial - Int_New_Process_Natural Gas_Process Boiler_E1_Realistic Achievable Potential | Industrial | Industrial - Int | New | Process | Natural Gas | Process Boiler | E1 |  | Realistic Achievable Potential
Industrial_Industrial - Int_New_Process_Natural Gas_Process Boiler_E2_Realistic Achievable Potential | Industrial | Industrial - Int | New | Process | Natural Gas | Process Boiler | E2 |  | Realistic Achievable Potential
Industrial_Industrial - Int_New_Process_Natural Gas_Process Boiler_E3_Realistic Achievable Potential | Industrial | Industrial - Int | New | Process | Natural Gas | Process Boiler | E3 |  | Realistic Achievable Potential
Industrial_Industrial - Int_New_Process_Natural Gas_Process Boiler_E4_Realistic Achievable Potential | Industrial | Industrial - Int | New | Process | Natural Gas | Process Boiler | E4 |  | Realistic Achievable Potential
Industrial_Industrial - Int_New_Process_Natural Gas_Process Boiler_E5_Realistic Achievable Potential | Industrial | Industrial - Int | New | Process | Natural Gas | Process Boiler | E5 |  | Realistic Achievable Potential
Industrial_Industrial - Int_New_Process_Natural Gas_Process Boiler_E6_Realistic Achievable Potential | Industrial | Industrial - Int | New | Process | Natural Gas | Process Boiler | E6 |  | Realistic Achievable Potential
Industrial_Industrial - Int_New_Process_Natural Gas_Process Boiler_E7_Realistic Achievable Potential | Industrial | Industrial - Int | New | Process | Natural Gas | Process Boiler | E7 |  | Realistic Achievable Potential
Industrial_Industrial - Int_New_Process_Natural Gas_Process Boiler_E8_Realistic Achievable Potential | Industrial | Industrial - Int | New | Process | Natural Gas | Process Boiler | E8 |  | Realistic Achievable Potential
Industrial_Industrial - Int_New_Process_Natural Gas_Process Boiler_E9_Realistic Achievable Potential | Industrial | Industrial - Int | New | Process | Natural Gas | Process Boiler | E9 |  | Realistic Achievable Potential
Industrial_Industrial - Int_New_Process_Natural Gas_Process Boiler_E10_Realistic Achievable Potential | Industrial | Industrial - Int | New | Process | Natural Gas | Process Boiler | E10 |  | Realistic Achievable Potential
Industrial_Industrial - Int_New_Process_Natural Gas_Process Cooling_E1_Realistic Achievable Potential | Industrial | Industrial - Int | New | Process | Natural Gas | Process Cooling | E1 |  | Realistic Achievable Potential
Industrial_Industrial - Int_New_Process_Natural Gas_Process Cooling_E2_Realistic Achievable Potential | Industrial | Industrial - Int | New | Process | Natural Gas | Process Cooling | E2 |  | Realistic Achievable Potential
Industrial_Industrial - Int_New_Process_Natural Gas_Process Cooling_E3_Realistic Achievable Potential | Industrial | Industrial - Int | New | Process | Natural Gas | Process Cooling | E3 |  | Realistic Achievable Potential
Industrial_Industrial - Int_New_Process_Natural Gas_Process Cooling_E4_Realistic Achievable Potential | Industrial | Industrial - Int | New | Process | Natural Gas | Process Cooling | E4 |  | Realistic Achievable Potential
Industrial_Industrial - Int_New_Process_Natural Gas_Process Cooling_E5_Realistic Achievable Potential | Industrial | Industrial - Int | New | Process | Natural Gas | Process Cooling | E5 |  | Realistic Achievable Potential
Industrial_Industrial - Int_New_Process_Natural Gas_Process Cooling_E6_Realistic Achievable Potential | Industrial | Industrial - Int | New | Process | Natural Gas | Process Cooling | E6 |  | Realistic Achievable Potential
Industrial_Industrial - Int_New_Process_Natural Gas_Process Cooling_E7_Realistic Achievable Potential | Industrial | Industrial - Int | New | Process | Natural Gas | Process Cooling | E7 |  | Realistic Achievable Potential
Industrial_Industrial - Int_New_Process_Natural Gas_Process Cooling_E8_Realistic Achievable Potential | Industrial | Industrial - Int | New | Process | Natural Gas | Process Cooling | E8 |  | Realistic Achievable Potential
Industrial_Industrial - Int_New_Process_Natural Gas_Process Cooling_E9_Realistic Achievable Potential | Industrial | Industrial - Int | New | Process | Natural Gas | Process Cooling | E9 |  | Realistic Achievable Potential
Industrial_Industrial - Int_New_Process_Natural Gas_Process Cooling_E10_Realistic Achievable Potential | Industrial | Industrial - Int | New | Process | Natural Gas | Process Cooling | E10 |  | Realistic Achievable Potential
Industrial_Industrial - Int_New_Process_Natural Gas_Other Process_E1_Realistic Achievable Potential | Industrial | Industrial - Int | New | Process | Natural Gas | Other Process | E1 |  | Realistic Achievable Potential
Industrial_Industrial - Int_New_Process_Natural Gas_Other Process_E2_Realistic Achievable Potential | Industrial | Industrial - Int | New | Process | Natural Gas | Other Process | E2 |  | Realistic Achievable Potential
Industrial_Industrial - Int_New_Process_Natural Gas_Other Process_E3_Realistic Achievable Potential | Industrial | Industrial - Int | New | Process | Natural Gas | Other Process | E3 |  | Realistic Achievable Potential
Industrial_Industrial - Int_New_Process_Natural Gas_Other Process_E4_Realistic Achievable Potential | Industrial | Industrial - Int | New | Process | Natural Gas | Other Process | E4 |  | Realistic Achievable Potential
Industrial_Industrial - Int_New_Process_Natural Gas_Other Process_E5_Realistic Achievable Potential | Industrial | Industrial - Int | New | Process | Natural Gas | Other Process | E5 |  | Realistic Achievable Potential
Industrial_Industrial - Int_New_Process_Natural Gas_Other Process_E6_Realistic Achievable Potential | Industrial | Industrial - Int | New | Process | Natural Gas | Other Process | E6 |  | Realistic Achievable Potential
Industrial_Industrial - Int_New_Process_Natural Gas_Other Process_E7_Realistic Achievable Potential | Industrial | Industrial - Int | New | Process | Natural Gas | Other Process | E7 |  | Realistic Achievable Potential
Industrial_Industrial - Int_New_Process_Natural Gas_Other Process_E8_Realistic Achievable Potential | Industrial | Industrial - Int | New | Process | Natural Gas | Other Process | E8 |  | Realistic Achievable Potential
Industrial_Industrial - Int_New_Process_Natural Gas_Other Process_E9_Realistic Achievable Potential | Industrial | Industrial - Int | New | Process | Natural Gas | Other Process | E9 |  | Realistic Achievable Potential
Industrial_Industrial - Int_New_Process_Natural Gas_Other Process_E10_Realistic Achievable Potential | Industrial | Industrial - Int | New | Process | Natural Gas | Other Process | E10 |  | Realistic Achievable Potential
Industrial_Industrial - Int_New_Miscellaneous_Natural Gas_Miscellaneous_E1_Realistic Achievable Potential | Industrial | Industrial - Int | New | Miscellaneous | Natural Gas | Miscellaneous | E1 |  | Realistic Achievable Potential
Industrial_Industrial - Int_New_Miscellaneous_Natural Gas_Miscellaneous_E2_Realistic Achievable Potential | Industrial | Industrial - Int | New | Miscellaneous | Natural Gas | Miscellaneous | E2 |  | Realistic Achievable Potential
Industrial_Industrial - Int_New_Miscellaneous_Natural Gas_Miscellaneous_E3_Realistic Achievable Potential | Industrial | Industrial - Int | New | Miscellaneous | Natural Gas | Miscellaneous | E3 |  | Realistic Achievable Potential
Industrial_Industrial - Int_New_Miscellaneous_Natural Gas_Miscellaneous_E4_Realistic Achievable Potential | Industrial | Industrial - Int | New | Miscellaneous | Natural Gas | Miscellaneous | E4 |  | Realistic Achievable Potential
Industrial_Industrial - Int_New_Miscellaneous_Natural Gas_Miscellaneous_E5_Realistic Achievable Potential | Industrial | Industrial - Int | New | Miscellaneous | Natural Gas | Miscellaneous | E5 |  | Realistic Achievable Potential
Industrial_Industrial - Int_New_Miscellaneous_Natural Gas_Miscellaneous_E6_Realistic Achievable Potential | Industrial | Industrial - Int | New | Miscellaneous | Natural Gas | Miscellaneous | E6 |  | Realistic Achievable Potential
Industrial_Industrial - Int_New_Miscellaneous_Natural Gas_Miscellaneous_E7_Realistic Achievable Potential | Industrial | Industrial - Int | New | Miscellaneous | Natural Gas | Miscellaneous | E7 |  | Realistic Achievable Potential
Industrial_Industrial - Int_New_Miscellaneous_Natural Gas_Miscellaneous_E8_Realistic Achievable Potential | Industrial | Industrial - Int | New | Miscellaneous | Natural Gas | Miscellaneous | E8 |  | Realistic Achievable Potential
Industrial_Industrial - Int_New_Miscellaneous_Natural Gas_Miscellaneous_E9_Realistic Achievable Potential | Industrial | Industrial - Int | New | Miscellaneous | Natural Gas | Miscellaneous | E9 |  | Realistic Achievable Potential
Industrial_Industrial - Int_New_Miscellaneous_Natural Gas_Miscellaneous_E10_Realistic Achievable Potential | Industrial | Industrial - Int | New | Miscellaneous | Natural Gas | Miscellaneous | E10 |  | Realistic Achievable Potential
Industrial_Industrial - Firm_Existing_Space Heating_Natural Gas_Furnace_E1_Maximum Achievable Potential | Industrial | Industrial - Firm | Existing | Space Heating | Natural Gas | Furnace | E1 |  | Maximum Achievable Potential
Industrial_Industrial - Firm_Existing_Space Heating_Natural Gas_Furnace_E2_Maximum Achievable Potential | Industrial | Industrial - Firm | Existing | Space Heating | Natural Gas | Furnace | E2 |  | Maximum Achievable Potential
Industrial_Industrial - Firm_Existing_Space Heating_Natural Gas_Furnace_E3_Maximum Achievable Potential | Industrial | Industrial - Firm | Existing | Space Heating | Natural Gas | Furnace | E3 |  | Maximum Achievable Potential
Industrial_Industrial - Firm_Existing_Space Heating_Natural Gas_Furnace_E4_Maximum Achievable Potential | Industrial | Industrial - Firm | Existing | Space Heating | Natural Gas | Furnace | E4 |  | Maximum Achievable Potential
Industrial_Industrial - Firm_Existing_Space Heating_Natural Gas_Furnace_E5_Maximum Achievable Potential | Industrial | Industrial - Firm | Existing | Space Heating | Natural Gas | Furnace | E5 |  | Maximum Achievable Potential
Industrial_Industrial - Firm_Existing_Space Heating_Natural Gas_Furnace_E6_Maximum Achievable Potential | Industrial | Industrial - Firm | Existing | Space Heating | Natural Gas | Furnace | E6 |  | Maximum Achievable Potential
Industrial_Industrial - Firm_Existing_Space Heating_Natural Gas_Furnace_E7_Maximum Achievable Potential | Industrial | Industrial - Firm | Existing | Space Heating | Natural Gas | Furnace | E7 |  | Maximum Achievable Potential
Industrial_Industrial - Firm_Existing_Space Heating_Natural Gas_Furnace_E8_Maximum Achievable Potential | Industrial | Industrial - Firm | Existing | Space Heating | Natural Gas | Furnace | E8 |  | Maximum Achievable Potential
Industrial_Industrial - Firm_Existing_Space Heating_Natural Gas_Furnace_E9_Maximum Achievable Potential | Industrial | Industrial - Firm | Existing | Space Heating | Natural Gas | Furnace | E9 |  | Maximum Achievable Potential
Industrial_Industrial - Firm_Existing_Space Heating_Natural Gas_Furnace_E10_Maximum Achievable Potential | Industrial | Industrial - Firm | Existing | Space Heating | Natural Gas | Furnace | E10 |  | Maximum Achievable Potential
Industrial_Industrial - Firm_Existing_Space Heating_Natural Gas_Boiler_E1_Maximum Achievable Potential | Industrial | Industrial - Firm | Existing | Space Heating | Natural Gas | Boiler | E1 |  | Maximum Achievable Potential
Industrial_Industrial - Firm_Existing_Space Heating_Natural Gas_Boiler_E2_Maximum Achievable Potential | Industrial | Industrial - Firm | Existing | Space Heating | Natural Gas | Boiler | E2 |  | Maximum Achievable Potential
Industrial_Industrial - Firm_Existing_Space Heating_Natural Gas_Boiler_E3_Maximum Achievable Potential | Industrial | Industrial - Firm | Existing | Space Heating | Natural Gas | Boiler | E3 |  | Maximum Achievable Potential
Industrial_Industrial - Firm_Existing_Space Heating_Natural Gas_Boiler_E4_Maximum Achievable Potential | Industrial | Industrial - Firm | Existing | Space Heating | Natural Gas | Boiler | E4 |  | Maximum Achievable Potential
Industrial_Industrial - Firm_Existing_Space Heating_Natural Gas_Boiler_E5_Maximum Achievable Potential | Industrial | Industrial - Firm | Existing | Space Heating | Natural Gas | Boiler | E5 |  | Maximum Achievable Potential
Industrial_Industrial - Firm_Existing_Space Heating_Natural Gas_Boiler_E6_Maximum Achievable Potential | Industrial | Industrial - Firm | Existing | Space Heating | Natural Gas | Boiler | E6 |  | Maximum Achievable Potential
Industrial_Industrial - Firm_Existing_Space Heating_Natural Gas_Boiler_E7_Maximum Achievable Potential | Industrial | Industrial - Firm | Existing | Space Heating | Natural Gas | Boiler | E7 |  | Maximum Achievable Potential
Industrial_Industrial - Firm_Existing_Space Heating_Natural Gas_Boiler_E8_Maximum Achievable Potential | Industrial | Industrial - Firm | Existing | Space Heating | Natural Gas | Boiler | E8 |  | Maximum Achievable Potential
Industrial_Industrial - Firm_Existing_Space Heating_Natural Gas_Boiler_E9_Maximum Achievable Potential | Industrial | Industrial - Firm | Existing | Space Heating | Natural Gas | Boiler | E9 |  | Maximum Achievable Potential
Industrial_Industrial - Firm_Existing_Space Heating_Natural Gas_Boiler_E10_Maximum Achievable Potential | Industrial | Industrial - Firm | Existing | Space Heating | Natural Gas | Boiler | E10 |  | Maximum Achievable Potential
Industrial_Industrial - Firm_Existing_Space Heating_Natural Gas_Unit Heater_E1_Maximum Achievable Potential | Industrial | Industrial - Firm | Existing | Space Heating | Natural Gas | Unit Heater | E1 |  | Maximum Achievable Potential
Industrial_Industrial - Firm_Existing_Space Heating_Natural Gas_Unit Heater_E2_Maximum Achievable Potential | Industrial | Industrial - Firm | Existing | Space Heating | Natural Gas | Unit Heater | E2 |  | Maximum Achievable Potential
Industrial_Industrial - Firm_Existing_Space Heating_Natural Gas_Unit Heater_E3_Maximum Achievable Potential | Industrial | Industrial - Firm | Existing | Space Heating | Natural Gas | Unit Heater | E3 |  | Maximum Achievable Potential
Industrial_Industrial - Firm_Existing_Space Heating_Natural Gas_Unit Heater_E4_Maximum Achievable Potential | Industrial | Industrial - Firm | Existing | Space Heating | Natural Gas | Unit Heater | E4 |  | Maximum Achievable Potential
Industrial_Industrial - Firm_Existing_Space Heating_Natural Gas_Unit Heater_E5_Maximum Achievable Potential | Industrial | Industrial - Firm | Existing | Space Heating | Natural Gas | Unit Heater | E5 |  | Maximum Achievable Potential
Industrial_Industrial - Firm_Existing_Space Heating_Natural Gas_Unit Heater_E6_Maximum Achievable Potential | Industrial | Industrial - Firm | Existing | Space Heating | Natural Gas | Unit Heater | E6 |  | Maximum Achievable Potential
Industrial_Industrial - Firm_Existing_Space Heating_Natural Gas_Unit Heater_E7_Maximum Achievable Potential | Industrial | Industrial - Firm | Existing | Space Heating | Natural Gas | Unit Heater | E7 |  | Maximum Achievable Potential
Industrial_Industrial - Firm_Existing_Space Heating_Natural Gas_Unit Heater_E8_Maximum Achievable Potential | Industrial | Industrial - Firm | Existing | Space Heating | Natural Gas | Unit Heater | E8 |  | Maximum Achievable Potential
Industrial_Industrial - Firm_Existing_Space Heating_Natural Gas_Unit Heater_E9_Maximum Achievable Potential | Industrial | Industrial - Firm | Existing | Space Heating | Natural Gas | Unit Heater | E9 |  | Maximum Achievable Potential
Industrial_Industrial - Firm_Existing_Space Heating_Natural Gas_Unit Heater_E10_Maximum Achievable Potential | Industrial | Industrial - Firm | Existing | Space Heating | Natural Gas | Unit Heater | E10 |  | Maximum Achievable Potential
Industrial_Industrial - Firm_Existing_Process_Natural Gas_Process Heating_E1_Maximum Achievable Potential | Industrial | Industrial - Firm | Existing | Process | Natural Gas | Process Heating | E1 |  | Maximum Achievable Potential
Industrial_Industrial - Firm_Existing_Process_Natural Gas_Process Heating_E2_Maximum Achievable Potential | Industrial | Industrial - Firm | Existing | Process | Natural Gas | Process Heating | E2 |  | Maximum Achievable Potential
Industrial_Industrial - Firm_Existing_Process_Natural Gas_Process Heating_E3_Maximum Achievable Potential | Industrial | Industrial - Firm | Existing | Process | Natural Gas | Process Heating | E3 |  | Maximum Achievable Potential
Industrial_Industrial - Firm_Existing_Process_Natural Gas_Process Heating_E4_Maximum Achievable Potential | Industrial | Industrial - Firm | Existing | Process | Natural Gas | Process Heating | E4 |  | Maximum Achievable Potential
Industrial_Industrial - Firm_Existing_Process_Natural Gas_Process Heating_E5_Maximum Achievable Potential | Industrial | Industrial - Firm | Existing | Process | Natural Gas | Process Heating | E5 |  | Maximum Achievable Potential
Industrial_Industrial - Firm_Existing_Process_Natural Gas_Process Heating_E6_Maximum Achievable Potential | Industrial | Industrial - Firm | Existing | Process | Natural Gas | Process Heating | E6 |  | Maximum Achievable Potential
Industrial_Industrial - Firm_Existing_Process_Natural Gas_Process Heating_E7_Maximum Achievable Potential | Industrial | Industrial - Firm | Existing | Process | Natural Gas | Process Heating | E7 |  | Maximum Achievable Potential
Industrial_Industrial - Firm_Existing_Process_Natural Gas_Process Heating_E8_Maximum Achievable Potential | Industrial | Industrial - Firm | Existing | Process | Natural Gas | Process Heating | E8 |  | Maximum Achievable Potential
Industrial_Industrial - Firm_Existing_Process_Natural Gas_Process Heating_E9_Maximum Achievable Potential | Industrial | Industrial - Firm | Existing | Process | Natural Gas | Process Heating | E9 |  | Maximum Achievable Potential
Industrial_Industrial - Firm_Existing_Process_Natural Gas_Process Heating_E10_Maximum Achievable Potential | Industrial | Industrial - Firm | Existing | Process | Natural Gas | Process Heating | E10 |  | Maximum Achievable Potential
Industrial_Industrial - Firm_Existing_Process_Natural Gas_Process Boiler_E1_Maximum Achievable Potential | Industrial | Industrial - Firm | Existing | Process | Natural Gas | Process Boiler | E1 |  | Maximum Achievable Potential
Industrial_Industrial - Firm_Existing_Process_Natural Gas_Process Boiler_E2_Maximum Achievable Potential | Industrial | Industrial - Firm | Existing | Process | Natural Gas | Process Boiler | E2 |  | Maximum Achievable Potential
Industrial_Industrial - Firm_Existing_Process_Natural Gas_Process Boiler_E3_Maximum Achievable Potential | Industrial | Industrial - Firm | Existing | Process | Natural Gas | Process Boiler | E3 |  | Maximum Achievable Potential
Industrial_Industrial - Firm_Existing_Process_Natural Gas_Process Boiler_E4_Maximum Achievable Potential | Industrial | Industrial - Firm | Existing | Process | Natural Gas | Process Boiler | E4 |  | Maximum Achievable Potential
Industrial_Industrial - Firm_Existing_Process_Natural Gas_Process Boiler_E5_Maximum Achievable Potential | Industrial | Industrial - Firm | Existing | Process | Natural Gas | Process Boiler | E5 |  | Maximum Achievable Potential
Industrial_Industrial - Firm_Existing_Process_Natural Gas_Process Boiler_E6_Maximum Achievable Potential | Industrial | Industrial - Firm | Existing | Process | Natural Gas | Process Boiler | E6 |  | Maximum Achievable Potential
Industrial_Industrial - Firm_Existing_Process_Natural Gas_Process Boiler_E7_Maximum Achievable Potential | Industrial | Industrial - Firm | Existing | Process | Natural Gas | Process Boiler | E7 |  | Maximum Achievable Potential
Industrial_Industrial - Firm_Existing_Process_Natural Gas_Process Boiler_E8_Maximum Achievable Potential | Industrial | Industrial - Firm | Existing | Process | Natural Gas | Process Boiler | E8 |  | Maximum Achievable Potential
Industrial_Industrial - Firm_Existing_Process_Natural Gas_Process Boiler_E9_Maximum Achievable Potential | Industrial | Industrial - Firm | Existing | Process | Natural Gas | Process Boiler | E9 |  | Maximum Achievable Potential
Industrial_Industrial - Firm_Existing_Process_Natural Gas_Process Boiler_E10_Maximum Achievable Potential | Industrial | Industrial - Firm | Existing | Process | Natural Gas | Process Boiler | E10 |  | Maximum Achievable Potential
Industrial_Industrial - Firm_Existing_Process_Natural Gas_Process Cooling_E1_Maximum Achievable Potential | Industrial | Industrial - Firm | Existing | Process | Natural Gas | Process Cooling | E1 |  | Maximum Achievable Potential
Industrial_Industrial - Firm_Existing_Process_Natural Gas_Process Cooling_E2_Maximum Achievable Potential | Industrial | Industrial - Firm | Existing | Process | Natural Gas | Process Cooling | E2 |  | Maximum Achievable Potential
Industrial_Industrial - Firm_Existing_Process_Natural Gas_Process Cooling_E3_Maximum Achievable Potential | Industrial | Industrial - Firm | Existing | Process | Natural Gas | Process Cooling | E3 |  | Maximum Achievable Potential
Industrial_Industrial - Firm_Existing_Process_Natural Gas_Process Cooling_E4_Maximum Achievable Potential | Industrial | Industrial - Firm | Existing | Process | Natural Gas | Process Cooling | E4 |  | Maximum Achievable Potential
Industrial_Industrial - Firm_Existing_Process_Natural Gas_Process Cooling_E5_Maximum Achievable Potential | Industrial | Industrial - Firm | Existing | Process | Natural Gas | Process Cooling | E5 |  | Maximum Achievable Potential
Industrial_Industrial - Firm_Existing_Process_Natural Gas_Process Cooling_E6_Maximum Achievable Potential | Industrial | Industrial - Firm | Existing | Process | Natural Gas | Process Cooling | E6 |  | Maximum Achievable Potential
Industrial_Industrial - Firm_Existing_Process_Natural Gas_Process Cooling_E7_Maximum Achievable Potential | Industrial | Industrial - Firm | Existing | Process | Natural Gas | Process Cooling | E7 |  | Maximum Achievable Potential
Industrial_Industrial - Firm_Existing_Process_Natural Gas_Process Cooling_E8_Maximum Achievable Potential | Industrial | Industrial - Firm | Existing | Process | Natural Gas | Process Cooling | E8 |  | Maximum Achievable Potential
Industrial_Industrial - Firm_Existing_Process_Natural Gas_Process Cooling_E9_Maximum Achievable Potential | Industrial | Industrial - Firm | Existing | Process | Natural Gas | Process Cooling | E9 |  | Maximum Achievable Potential
Industrial_Industrial - Firm_Existing_Process_Natural Gas_Process Cooling_E10_Maximum Achievable Potential | Industrial | Industrial - Firm | Existing | Process | Natural Gas | Process Cooling | E10 |  | Maximum Achievable Potential
Industrial_Industrial - Firm_Existing_Process_Natural Gas_Other Process_E1_Maximum Achievable Potential | Industrial | Industrial - Firm | Existing | Process | Natural Gas | Other Process | E1 |  | Maximum Achievable Potential
Industrial_Industrial - Firm_Existing_Process_Natural Gas_Other Process_E2_Maximum Achievable Potential | Industrial | Industrial - Firm | Existing | Process | Natural Gas | Other Process | E2 |  | Maximum Achievable Potential
Industrial_Industrial - Firm_Existing_Process_Natural Gas_Other Process_E3_Maximum Achievable Potential | Industrial | Industrial - Firm | Existing | Process | Natural Gas | Other Process | E3 |  | Maximum Achievable Potential
Industrial_Industrial - Firm_Existing_Process_Natural Gas_Other Process_E4_Maximum Achievable Potential | Industrial | Industrial - Firm | Existing | Process | Natural Gas | Other Process | E4 |  | Maximum Achievable Potential
Industrial_Industrial - Firm_Existing_Process_Natural Gas_Other Process_E5_Maximum Achievable Potential | Industrial | Industrial - Firm | Existing | Process | Natural Gas | Other Process | E5 |  | Maximum Achievable Potential
Industrial_Industrial - Firm_Existing_Process_Natural Gas_Other Process_E6_Maximum Achievable Potential | Industrial | Industrial - Firm | Existing | Process | Natural Gas | Other Process | E6 |  | Maximum Achievable Potential
Industrial_Industrial - Firm_Existing_Process_Natural Gas_Other Process_E7_Maximum Achievable Potential | Industrial | Industrial - Firm | Existing | Process | Natural Gas | Other Process | E7 |  | Maximum Achievable Potential
Industrial_Industrial - Firm_Existing_Process_Natural Gas_Other Process_E8_Maximum Achievable Potential | Industrial | Industrial - Firm | Existing | Process | Natural Gas | Other Process | E8 |  | Maximum Achievable Potential
Industrial_Industrial - Firm_Existing_Process_Natural Gas_Other Process_E9_Maximum Achievable Potential | Industrial | Industrial - Firm | Existing | Process | Natural Gas | Other Process | E9 |  | Maximum Achievable Potential
Industrial_Industrial - Firm_Existing_Process_Natural Gas_Other Process_E10_Maximum Achievable Potential | Industrial | Industrial - Firm | Existing | Process | Natural Gas | Other Process | E10 |  | Maximum Achievable Potential
Industrial_Industrial - Firm_Existing_Miscellaneous_Natural Gas_Miscellaneous_E1_Maximum Achievable Potential | Industrial | Industrial - Firm | Existing | Miscellaneous | Natural Gas | Miscellaneous | E1 |  | Maximum Achievable Potential
Industrial_Industrial - Firm_Existing_Miscellaneous_Natural Gas_Miscellaneous_E2_Maximum Achievable Potential | Industrial | Industrial - Firm | Existing | Miscellaneous | Natural Gas | Miscellaneous | E2 |  | Maximum Achievable Potential
Industrial_Industrial - Firm_Existing_Miscellaneous_Natural Gas_Miscellaneous_E3_Maximum Achievable Potential | Industrial | Industrial - Firm | Existing | Miscellaneous | Natural Gas | Miscellaneous | E3 |  | Maximum Achievable Potential
Industrial_Industrial - Firm_Existing_Miscellaneous_Natural Gas_Miscellaneous_E4_Maximum Achievable Potential | Industrial | Industrial - Firm | Existing | Miscellaneous | Natural Gas | Miscellaneous | E4 |  | Maximum Achievable Potential
Industrial_Industrial - Firm_Existing_Miscellaneous_Natural Gas_Miscellaneous_E5_Maximum Achievable Potential | Industrial | Industrial - Firm | Existing | Miscellaneous | Natural Gas | Miscellaneous | E5 |  | Maximum Achievable Potential
Industrial_Industrial - Firm_Existing_Miscellaneous_Natural Gas_Miscellaneous_E6_Maximum Achievable Potential | Industrial | Industrial - Firm | Existing | Miscellaneous | Natural Gas | Miscellaneous | E6 |  | Maximum Achievable Potential
Industrial_Industrial - Firm_Existing_Miscellaneous_Natural Gas_Miscellaneous_E7_Maximum Achievable Potential | Industrial | Industrial - Firm | Existing | Miscellaneous | Natural Gas | Miscellaneous | E7 |  | Maximum Achievable Potential
Industrial_Industrial - Firm_Existing_Miscellaneous_Natural Gas_Miscellaneous_E8_Maximum Achievable Potential | Industrial | Industrial - Firm | Existing | Miscellaneous | Natural Gas | Miscellaneous | E8 |  | Maximum Achievable Potential
Industrial_Industrial - Firm_Existing_Miscellaneous_Natural Gas_Miscellaneous_E9_Maximum Achievable Potential | Industrial | Industrial - Firm | Existing | Miscellaneous | Natural Gas | Miscellaneous | E9 |  | Maximum Achievable Potential
Industrial_Industrial - Firm_Existing_Miscellaneous_Natural Gas_Miscellaneous_E10_Maximum Achievable Potential | Industrial | Industrial - Firm | Existing | Miscellaneous | Natural Gas | Miscellaneous | E10 |  | Maximum Achievable Potential
Industrial_Industrial - Firm_New_Space Heating_Natural Gas_Furnace_E1_Maximum Achievable Potential | Industrial | Industrial - Firm | New | Space Heating | Natural Gas | Furnace | E1 |  | Maximum Achievable Potential
Industrial_Industrial - Firm_New_Space Heating_Natural Gas_Furnace_E2_Maximum Achievable Potential | Industrial | Industrial - Firm | New | Space Heating | Natural Gas | Furnace | E2 |  | Maximum Achievable Potential
Industrial_Industrial - Firm_New_Space Heating_Natural Gas_Furnace_E3_Maximum Achievable Potential | Industrial | Industrial - Firm | New | Space Heating | Natural Gas | Furnace | E3 |  | Maximum Achievable Potential
Industrial_Industrial - Firm_New_Space Heating_Natural Gas_Furnace_E4_Maximum Achievable Potential | Industrial | Industrial - Firm | New | Space Heating | Natural Gas | Furnace | E4 |  | Maximum Achievable Potential
Industrial_Industrial - Firm_New_Space Heating_Natural Gas_Furnace_E5_Maximum Achievable Potential | Industrial | Industrial - Firm | New | Space Heating | Natural Gas | Furnace | E5 |  | Maximum Achievable Potential
Industrial_Industrial - Firm_New_Space Heating_Natural Gas_Furnace_E6_Maximum Achievable Potential | Industrial | Industrial - Firm | New | Space Heating | Natural Gas | Furnace | E6 |  | Maximum Achievable Potential
Industrial_Industrial - Firm_New_Space Heating_Natural Gas_Furnace_E7_Maximum Achievable Potential | Industrial | Industrial - Firm | New | Space Heating | Natural Gas | Furnace | E7 |  | Maximum Achievable Potential
Industrial_Industrial - Firm_New_Space Heating_Natural Gas_Furnace_E8_Maximum Achievable Potential | Industrial | Industrial - Firm | New | Space Heating | Natural Gas | Furnace | E8 |  | Maximum Achievable Potential
Industrial_Industrial - Firm_New_Space Heating_Natural Gas_Furnace_E9_Maximum Achievable Potential | Industrial | Industrial - Firm | New | Space Heating | Natural Gas | Furnace | E9 |  | Maximum Achievable Potential
Industrial_Industrial - Firm_New_Space Heating_Natural Gas_Furnace_E10_Maximum Achievable Potential | Industrial | Industrial - Firm | New | Space Heating | Natural Gas | Furnace | E10 |  | Maximum Achievable Potential
Industrial_Industrial - Firm_New_Space Heating_Natural Gas_Boiler_E1_Maximum Achievable Potential | Industrial | Industrial - Firm | New | Space Heating | Natural Gas | Boiler | E1 |  | Maximum Achievable Potential
Industrial_Industrial - Firm_New_Space Heating_Natural Gas_Boiler_E2_Maximum Achievable Potential | Industrial | Industrial - Firm | New | Space Heating | Natural Gas | Boiler | E2 |  | Maximum Achievable Potential
Industrial_Industrial - Firm_New_Space Heating_Natural Gas_Boiler_E3_Maximum Achievable Potential | Industrial | Industrial - Firm | New | Space Heating | Natural Gas | Boiler | E3 |  | Maximum Achievable Potential
Industrial_Industrial - Firm_New_Space Heating_Natural Gas_Boiler_E4_Maximum Achievable Potential | Industrial | Industrial - Firm | New | Space Heating | Natural Gas | Boiler | E4 |  | Maximum Achievable Potential
Industrial_Industrial - Firm_New_Space Heating_Natural Gas_Boiler_E5_Maximum Achievable Potential | Industrial | Industrial - Firm | New | Space Heating | Natural Gas | Boiler | E5 |  | Maximum Achievable Potential
Industrial_Industrial - Firm_New_Space Heating_Natural Gas_Boiler_E6_Maximum Achievable Potential | Industrial | Industrial - Firm | New | Space Heating | Natural Gas | Boiler | E6 |  | Maximum Achievable Potential
Industrial_Industrial - Firm_New_Space Heating_Natural Gas_Boiler_E7_Maximum Achievable Potential | Industrial | Industrial - Firm | New | Space Heating | Natural Gas | Boiler | E7 |  | Maximum Achievable Potential
Industrial_Industrial - Firm_New_Space Heating_Natural Gas_Boiler_E8_Maximum Achievable Potential | Industrial | Industrial - Firm | New | Space Heating | Natural Gas | Boiler | E8 |  | Maximum Achievable Potential
Industrial_Industrial - Firm_New_Space Heating_Natural Gas_Boiler_E9_Maximum Achievable Potential | Industrial | Industrial - Firm | New | Space Heating | Natural Gas | Boiler | E9 |  | Maximum Achievable Potential
Industrial_Industrial - Firm_New_Space Heating_Natural Gas_Boiler_E10_Maximum Achievable Potential | Industrial | Industrial - Firm | New | Space Heating | Natural Gas | Boiler | E10 |  | Maximum Achievable Potential
Industrial_Industrial - Firm_New_Space Heating_Natural Gas_Unit Heater_E1_Maximum Achievable Potential | Industrial | Industrial - Firm | New | Space Heating | Natural Gas | Unit Heater | E1 |  | Maximum Achievable Potential
Industrial_Industrial - Firm_New_Space Heating_Natural Gas_Unit Heater_E2_Maximum Achievable Potential | Industrial | Industrial - Firm | New | Space Heating | Natural Gas | Unit Heater | E2 |  | Maximum Achievable Potential
Industrial_Industrial - Firm_New_Space Heating_Natural Gas_Unit Heater_E3_Maximum Achievable Potential | Industrial | Industrial - Firm | New | Space Heating | Natural Gas | Unit Heater | E3 |  | Maximum Achievable Potential
Industrial_Industrial - Firm_New_Space Heating_Natural Gas_Unit Heater_E4_Maximum Achievable Potential | Industrial | Industrial - Firm | New | Space Heating | Natural Gas | Unit Heater | E4 |  | Maximum Achievable Potential
Industrial_Industrial - Firm_New_Space Heating_Natural Gas_Unit Heater_E5_Maximum Achievable Potential | Industrial | Industrial - Firm | New | Space Heating | Natural Gas | Unit Heater | E5 |  | Maximum Achievable Potential
Industrial_Industrial - Firm_New_Space Heating_Natural Gas_Unit Heater_E6_Maximum Achievable Potential | Industrial | Industrial - Firm | New | Space Heating | Natural Gas | Unit Heater | E6 |  | Maximum Achievable Potential
Industrial_Industrial - Firm_New_Space Heating_Natural Gas_Unit Heater_E7_Maximum Achievable Potential | Industrial | Industrial - Firm | New | Space Heating | Natural Gas | Unit Heater | E7 |  | Maximum Achievable Potential
Industrial_Industrial - Firm_New_Space Heating_Natural Gas_Unit Heater_E8_Maximum Achievable Potential | Industrial | Industrial - Firm | New | Space Heating | Natural Gas | Unit Heater | E8 |  | Maximum Achievable Potential
Industrial_Industrial - Firm_New_Space Heating_Natural Gas_Unit Heater_E9_Maximum Achievable Potential | Industrial | Industrial - Firm | New | Space Heating | Natural Gas | Unit Heater | E9 |  | Maximum Achievable Potential
Industrial_Industrial - Firm_New_Space Heating_Natural Gas_Unit Heater_E10_Maximum Achievable Potential | Industrial | Industrial - Firm | New | Space Heating | Natural Gas | Unit Heater | E10 |  | Maximum Achievable Potential
Industrial_Industrial - Firm_New_Process_Natural Gas_Process Heating_E1_Maximum Achievable Potential | Industrial | Industrial - Firm | New | Process | Natural Gas | Process Heating | E1 |  | Maximum Achievable Potential
Industrial_Industrial - Firm_New_Process_Natural Gas_Process Heating_E2_Maximum Achievable Potential | Industrial | Industrial - Firm | New | Process | Natural Gas | Process Heating | E2 |  | Maximum Achievable Potential
Industrial_Industrial - Firm_New_Process_Natural Gas_Process Heating_E3_Maximum Achievable Potential | Industrial | Industrial - Firm | New | Process | Natural Gas | Process Heating | E3 |  | Maximum Achievable Potential
Industrial_Industrial - Firm_New_Process_Natural Gas_Process Heating_E4_Maximum Achievable Potential | Industrial | Industrial - Firm | New | Process | Natural Gas | Process Heating | E4 |  | Maximum Achievable Potential
Industrial_Industrial - Firm_New_Process_Natural Gas_Process Heating_E5_Maximum Achievable Potential | Industrial | Industrial - Firm | New | Process | Natural Gas | Process Heating | E5 |  | Maximum Achievable Potential
Industrial_Industrial - Firm_New_Process_Natural Gas_Process Heating_E6_Maximum Achievable Potential | Industrial | Industrial - Firm | New | Process | Natural Gas | Process Heating | E6 |  | Maximum Achievable Potential
Industrial_Industrial - Firm_New_Process_Natural Gas_Process Heating_E7_Maximum Achievable Potential | Industrial | Industrial - Firm | New | Process | Natural Gas | Process Heating | E7 |  | Maximum Achievable Potential
Industrial_Industrial - Firm_New_Process_Natural Gas_Process Heating_E8_Maximum Achievable Potential | Industrial | Industrial - Firm | New | Process | Natural Gas | Process Heating | E8 |  | Maximum Achievable Potential
Industrial_Industrial - Firm_New_Process_Natural Gas_Process Heating_E9_Maximum Achievable Potential | Industrial | Industrial - Firm | New | Process | Natural Gas | Process Heating | E9 |  | Maximum Achievable Potential
Industrial_Industrial - Firm_New_Process_Natural Gas_Process Heating_E10_Maximum Achievable Potential | Industrial | Industrial - Firm | New | Process | Natural Gas | Process Heating | E10 |  | Maximum Achievable Potential
Industrial_Industrial - Firm_New_Process_Natural Gas_Process Boiler_E1_Maximum Achievable Potential | Industrial | Industrial - Firm | New | Process | Natural Gas | Process Boiler | E1 |  | Maximum Achievable Potential
Industrial_Industrial - Firm_New_Process_Natural Gas_Process Boiler_E2_Maximum Achievable Potential | Industrial | Industrial - Firm | New | Process | Natural Gas | Process Boiler | E2 |  | Maximum Achievable Potential
Industrial_Industrial - Firm_New_Process_Natural Gas_Process Boiler_E3_Maximum Achievable Potential | Industrial | Industrial - Firm | New | Process | Natural Gas | Process Boiler | E3 |  | Maximum Achievable Potential
Industrial_Industrial - Firm_New_Process_Natural Gas_Process Boiler_E4_Maximum Achievable Potential | Industrial | Industrial - Firm | New | Process | Natural Gas | Process Boiler | E4 |  | Maximum Achievable Potential
Industrial_Industrial - Firm_New_Process_Natural Gas_Process Boiler_E5_Maximum Achievable Potential | Industrial | Industrial - Firm | New | Process | Natural Gas | Process Boiler | E5 |  | Maximum Achievable Potential
Industrial_Industrial - Firm_New_Process_Natural Gas_Process Boiler_E6_Maximum Achievable Potential | Industrial | Industrial - Firm | New | Process | Natural Gas | Process Boiler | E6 |  | Maximum Achievable Potential
Industrial_Industrial - Firm_New_Process_Natural Gas_Process Boiler_E7_Maximum Achievable Potential | Industrial | Industrial - Firm | New | Process | Natural Gas | Process Boiler | E7 |  | Maximum Achievable Potential
Industrial_Industrial - Firm_New_Process_Natural Gas_Process Boiler_E8_Maximum Achievable Potential | Industrial | Industrial - Firm | New | Process | Natural Gas | Process Boiler | E8 |  | Maximum Achievable Potential
Industrial_Industrial - Firm_New_Process_Natural Gas_Process Boiler_E9_Maximum Achievable Potential | Industrial | Industrial - Firm | New | Process | Natural Gas | Process Boiler | E9 |  | Maximum Achievable Potential
Industrial_Industrial - Firm_New_Process_Natural Gas_Process Boiler_E10_Maximum Achievable Potential | Industrial | Industrial - Firm | New | Process | Natural Gas | Process Boiler | E10 |  | Maximum Achievable Potential
Industrial_Industrial - Firm_New_Process_Natural Gas_Process Cooling_E1_Maximum Achievable Potential | Industrial | Industrial - Firm | New | Process | Natural Gas | Process Cooling | E1 |  | Maximum Achievable Potential
Industrial_Industrial - Firm_New_Process_Natural Gas_Process Cooling_E2_Maximum Achievable Potential | Industrial | Industrial - Firm | New | Process | Natural Gas | Process Cooling | E2 |  | Maximum Achievable Potential
Industrial_Industrial - Firm_New_Process_Natural Gas_Process Cooling_E3_Maximum Achievable Potential | Industrial | Industrial - Firm | New | Process | Natural Gas | Process Cooling | E3 |  | Maximum Achievable Potential
Industrial_Industrial - Firm_New_Process_Natural Gas_Process Cooling_E4_Maximum Achievable Potential | Industrial | Industrial - Firm | New | Process | Natural Gas | Process Cooling | E4 |  | Maximum Achievable Potential
Industrial_Industrial - Firm_New_Process_Natural Gas_Process Cooling_E5_Maximum Achievable Potential | Industrial | Industrial - Firm | New | Process | Natural Gas | Process Cooling | E5 |  | Maximum Achievable Potential
Industrial_Industrial - Firm_New_Process_Natural Gas_Process Cooling_E6_Maximum Achievable Potential | Industrial | Industrial - Firm | New | Process | Natural Gas | Process Cooling | E6 |  | Maximum Achievable Potential
Industrial_Industrial - Firm_New_Process_Natural Gas_Process Cooling_E7_Maximum Achievable Potential | Industrial | Industrial - Firm | New | Process | Natural Gas | Process Cooling | E7 |  | Maximum Achievable Potential
Industrial_Industrial - Firm_New_Process_Natural Gas_Process Cooling_E8_Maximum Achievable Potential | Industrial | Industrial - Firm | New | Process | Natural Gas | Process Cooling | E8 |  | Maximum Achievable Potential
Industrial_Industrial - Firm_New_Process_Natural Gas_Process Cooling_E9_Maximum Achievable Potential | Industrial | Industrial - Firm | New | Process | Natural Gas | Process Cooling | E9 |  | Maximum Achievable Potential
Industrial_Industrial - Firm_New_Process_Natural Gas_Process Cooling_E10_Maximum Achievable Potential | Industrial | Industrial - Firm | New | Process | Natural Gas | Process Cooling | E10 |  | Maximum Achievable Potential
Industrial_Industrial - Firm_New_Process_Natural Gas_Other Process_E1_Maximum Achievable Potential | Industrial | Industrial - Firm | New | Process | Natural Gas | Other Process | E1 |  | Maximum Achievable Potential
Industrial_Industrial - Firm_New_Process_Natural Gas_Other Process_E2_Maximum Achievable Potential | Industrial | Industrial - Firm | New | Process | Natural Gas | Other Process | E2 |  | Maximum Achievable Potential
Industrial_Industrial - Firm_New_Process_Natural Gas_Other Process_E3_Maximum Achievable Potential | Industrial | Industrial - Firm | New | Process | Natural Gas | Other Process | E3 |  | Maximum Achievable Potential
Industrial_Industrial - Firm_New_Process_Natural Gas_Other Process_E4_Maximum Achievable Potential | Industrial | Industrial - Firm | New | Process | Natural Gas | Other Process | E4 |  | Maximum Achievable Potential
Industrial_Industrial - Firm_New_Process_Natural Gas_Other Process_E5_Maximum Achievable Potential | Industrial | Industrial - Firm | New | Process | Natural Gas | Other Process | E5 |  | Maximum Achievable Potential
Industrial_Industrial - Firm_New_Process_Natural Gas_Other Process_E6_Maximum Achievable Potential | Industrial | Industrial - Firm | New | Process | Natural Gas | Other Process | E6 |  | Maximum Achievable Potential
Industrial_Industrial - Firm_New_Process_Natural Gas_Other Process_E7_Maximum Achievable Potential | Industrial | Industrial - Firm | New | Process | Natural Gas | Other Process | E7 |  | Maximum Achievable Potential
Industrial_Industrial - Firm_New_Process_Natural Gas_Other Process_E8_Maximum Achievable Potential | Industrial | Industrial - Firm | New | Process | Natural Gas | Other Process | E8 |  | Maximum Achievable Potential
Industrial_Industrial - Firm_New_Process_Natural Gas_Other Process_E9_Maximum Achievable Potential | Industrial | Industrial - Firm | New | Process | Natural Gas | Other Process | E9 |  | Maximum Achievable Potential
Industrial_Industrial - Firm_New_Process_Natural Gas_Other Process_E10_Maximum Achievable Potential | Industrial | Industrial - Firm | New | Process | Natural Gas | Other Process | E10 |  | Maximum Achievable Potential
Industrial_Industrial - Firm_New_Miscellaneous_Natural Gas_Miscellaneous_E1_Maximum Achievable Potential | Industrial | Industrial - Firm | New | Miscellaneous | Natural Gas | Miscellaneous | E1 |  | Maximum Achievable Potential
Industrial_Industrial - Firm_New_Miscellaneous_Natural Gas_Miscellaneous_E2_Maximum Achievable Potential | Industrial | Industrial - Firm | New | Miscellaneous | Natural Gas | Miscellaneous | E2 |  | Maximum Achievable Potential
Industrial_Industrial - Firm_New_Miscellaneous_Natural Gas_Miscellaneous_E3_Maximum Achievable Potential | Industrial | Industrial - Firm | New | Miscellaneous | Natural Gas | Miscellaneous | E3 |  | Maximum Achievable Potential
Industrial_Industrial - Firm_New_Miscellaneous_Natural Gas_Miscellaneous_E4_Maximum Achievable Potential | Industrial | Industrial - Firm | New | Miscellaneous | Natural Gas | Miscellaneous | E4 |  | Maximum Achievable Potential
Industrial_Industrial - Firm_New_Miscellaneous_Natural Gas_Miscellaneous_E5_Maximum Achievable Potential | Industrial | Industrial - Firm | New | Miscellaneous | Natural Gas | Miscellaneous | E5 |  | Maximum Achievable Potential
Industrial_Industrial - Firm_New_Miscellaneous_Natural Gas_Miscellaneous_E6_Maximum Achievable Potential | Industrial | Industrial - Firm | New | Miscellaneous | Natural Gas | Miscellaneous | E6 |  | Maximum Achievable Potential
Industrial_Industrial - Firm_New_Miscellaneous_Natural Gas_Miscellaneous_E7_Maximum Achievable Potential | Industrial | Industrial - Firm | New | Miscellaneous | Natural Gas | Miscellaneous | E7 |  | Maximum Achievable Potential
Industrial_Industrial - Firm_New_Miscellaneous_Natural Gas_Miscellaneous_E8_Maximum Achievable Potential | Industrial | Industrial - Firm | New | Miscellaneous | Natural Gas | Miscellaneous | E8 |  | Maximum Achievable Potential
Industrial_Industrial - Firm_New_Miscellaneous_Natural Gas_Miscellaneous_E9_Maximum Achievable Potential | Industrial | Industrial - Firm | New | Miscellaneous | Natural Gas | Miscellaneous | E9 |  | Maximum Achievable Potential
Industrial_Industrial - Firm_New_Miscellaneous_Natural Gas_Miscellaneous_E10_Maximum Achievable Potential | Industrial | Industrial - Firm | New | Miscellaneous | Natural Gas | Miscellaneous | E10 |  | Maximum Achievable Potential
Industrial_Industrial - Int_Existing_Space Heating_Natural Gas_Furnace_E1_Maximum Achievable Potential | Industrial | Industrial - Int | Existing | Space Heating | Natural Gas | Furnace | E1 |  | Maximum Achievable Potential
Industrial_Industrial - Int_Existing_Space Heating_Natural Gas_Furnace_E2_Maximum Achievable Potential | Industrial | Industrial - Int | Existing | Space Heating | Natural Gas | Furnace | E2 |  | Maximum Achievable Potential
Industrial_Industrial - Int_Existing_Space Heating_Natural Gas_Furnace_E3_Maximum Achievable Potential | Industrial | Industrial - Int | Existing | Space Heating | Natural Gas | Furnace | E3 |  | Maximum Achievable Potential
Industrial_Industrial - Int_Existing_Space Heating_Natural Gas_Furnace_E4_Maximum Achievable Potential | Industrial | Industrial - Int | Existing | Space Heating | Natural Gas | Furnace | E4 |  | Maximum Achievable Potential
Industrial_Industrial - Int_Existing_Space Heating_Natural Gas_Furnace_E5_Maximum Achievable Potential | Industrial | Industrial - Int | Existing | Space Heating | Natural Gas | Furnace | E5 |  | Maximum Achievable Potential
Industrial_Industrial - Int_Existing_Space Heating_Natural Gas_Furnace_E6_Maximum Achievable Potential | Industrial | Industrial - Int | Existing | Space Heating | Natural Gas | Furnace | E6 |  | Maximum Achievable Potential
Industrial_Industrial - Int_Existing_Space Heating_Natural Gas_Furnace_E7_Maximum Achievable Potential | Industrial | Industrial - Int | Existing | Space Heating | Natural Gas | Furnace | E7 |  | Maximum Achievable Potential
Industrial_Industrial - Int_Existing_Space Heating_Natural Gas_Furnace_E8_Maximum Achievable Potential | Industrial | Industrial - Int | Existing | Space Heating | Natural Gas | Furnace | E8 |  | Maximum Achievable Potential
Industrial_Industrial - Int_Existing_Space Heating_Natural Gas_Furnace_E9_Maximum Achievable Potential | Industrial | Industrial - Int | Existing | Space Heating | Natural Gas | Furnace | E9 |  | Maximum Achievable Potential
Industrial_Industrial - Int_Existing_Space Heating_Natural Gas_Furnace_E10_Maximum Achievable Potential | Industrial | Industrial - Int | Existing | Space Heating | Natural Gas | Furnace | E10 |  | Maximum Achievable Potential
Industrial_Industrial - Int_Existing_Space Heating_Natural Gas_Boiler_E1_Maximum Achievable Potential | Industrial | Industrial - Int | Existing | Space Heating | Natural Gas | Boiler | E1 |  | Maximum Achievable Potential
Industrial_Industrial - Int_Existing_Space Heating_Natural Gas_Boiler_E2_Maximum Achievable Potential | Industrial | Industrial - Int | Existing | Space Heating | Natural Gas | Boiler | E2 |  | Maximum Achievable Potential
Industrial_Industrial - Int_Existing_Space Heating_Natural Gas_Boiler_E3_Maximum Achievable Potential | Industrial | Industrial - Int | Existing | Space Heating | Natural Gas | Boiler | E3 |  | Maximum Achievable Potential
Industrial_Industrial - Int_Existing_Space Heating_Natural Gas_Boiler_E4_Maximum Achievable Potential | Industrial | Industrial - Int | Existing | Space Heating | Natural Gas | Boiler | E4 |  | Maximum Achievable Potential
Industrial_Industrial - Int_Existing_Space Heating_Natural Gas_Boiler_E5_Maximum Achievable Potential | Industrial | Industrial - Int | Existing | Space Heating | Natural Gas | Boiler | E5 |  | Maximum Achievable Potential
Industrial_Industrial - Int_Existing_Space Heating_Natural Gas_Boiler_E6_Maximum Achievable Potential | Industrial | Industrial - Int | Existing | Space Heating | Natural Gas | Boiler | E6 |  | Maximum Achievable Potential
Industrial_Industrial - Int_Existing_Space Heating_Natural Gas_Boiler_E7_Maximum Achievable Potential | Industrial | Industrial - Int | Existing | Space Heating | Natural Gas | Boiler | E7 |  | Maximum Achievable Potential
Industrial_Industrial - Int_Existing_Space Heating_Natural Gas_Boiler_E8_Maximum Achievable Potential | Industrial | Industrial - Int | Existing | Space Heating | Natural Gas | Boiler | E8 |  | Maximum Achievable Potential
Industrial_Industrial - Int_Existing_Space Heating_Natural Gas_Boiler_E9_Maximum Achievable Potential | Industrial | Industrial - Int | Existing | Space Heating | Natural Gas | Boiler | E9 |  | Maximum Achievable Potential
Industrial_Industrial - Int_Existing_Space Heating_Natural Gas_Boiler_E10_Maximum Achievable Potential | Industrial | Industrial - Int | Existing | Space Heating | Natural Gas | Boiler | E10 |  | Maximum Achievable Potential
Industrial_Industrial - Int_Existing_Space Heating_Natural Gas_Unit Heater_E1_Maximum Achievable Potential | Industrial | Industrial - Int | Existing | Space Heating | Natural Gas | Unit Heater | E1 |  | Maximum Achievable Potential
Industrial_Industrial - Int_Existing_Space Heating_Natural Gas_Unit Heater_E2_Maximum Achievable Potential | Industrial | Industrial - Int | Existing | Space Heating | Natural Gas | Unit Heater | E2 |  | Maximum Achievable Potential
Industrial_Industrial - Int_Existing_Space Heating_Natural Gas_Unit Heater_E3_Maximum Achievable Potential | Industrial | Industrial - Int | Existing | Space Heating | Natural Gas | Unit Heater | E3 |  | Maximum Achievable Potential
Industrial_Industrial - Int_Existing_Space Heating_Natural Gas_Unit Heater_E4_Maximum Achievable Potential | Industrial | Industrial - Int | Existing | Space Heating | Natural Gas | Unit Heater | E4 |  | Maximum Achievable Potential
Industrial_Industrial - Int_Existing_Space Heating_Natural Gas_Unit Heater_E5_Maximum Achievable Potential | Industrial | Industrial - Int | Existing | Space Heating | Natural Gas | Unit Heater | E5 |  | Maximum Achievable Potential
Industrial_Industrial - Int_Existing_Space Heating_Natural Gas_Unit Heater_E6_Maximum Achievable Potential | Industrial | Industrial - Int | Existing | Space Heating | Natural Gas | Unit Heater | E6 |  | Maximum Achievable Potential
Industrial_Industrial - Int_Existing_Space Heating_Natural Gas_Unit Heater_E7_Maximum Achievable Potential | Industrial | Industrial - Int | Existing | Space Heating | Natural Gas | Unit Heater | E7 |  | Maximum Achievable Potential
Industrial_Industrial - Int_Existing_Space Heating_Natural Gas_Unit Heater_E8_Maximum Achievable Potential | Industrial | Industrial - Int | Existing | Space Heating | Natural Gas | Unit Heater | E8 |  | Maximum Achievable Potential
Industrial_Industrial - Int_Existing_Space Heating_Natural Gas_Unit Heater_E9_Maximum Achievable Potential | Industrial | Industrial - Int | Existing | Space Heating | Natural Gas | Unit Heater | E9 |  | Maximum Achievable Potential
Industrial_Industrial - Int_Existing_Space Heating_Natural Gas_Unit Heater_E10_Maximum Achievable Potential | Industrial | Industrial - Int | Existing | Space Heating | Natural Gas | Unit Heater | E10 |  | Maximum Achievable Potential
Industrial_Industrial - Int_Existing_Process_Natural Gas_Process Heating_E1_Maximum Achievable Potential | Industrial | Industrial - Int | Existing | Process | Natural Gas | Process Heating | E1 |  | Maximum Achievable Potential
Industrial_Industrial - Int_Existing_Process_Natural Gas_Process Heating_E2_Maximum Achievable Potential | Industrial | Industrial - Int | Existing | Process | Natural Gas | Process Heating | E2 |  | Maximum Achievable Potential
Industrial_Industrial - Int_Existing_Process_Natural Gas_Process Heating_E3_Maximum Achievable Potential | Industrial | Industrial - Int | Existing | Process | Natural Gas | Process Heating | E3 |  | Maximum Achievable Potential
Industrial_Industrial - Int_Existing_Process_Natural Gas_Process Heating_E4_Maximum Achievable Potential | Industrial | Industrial - Int | Existing | Process | Natural Gas | Process Heating | E4 |  | Maximum Achievable Potential
Industrial_Industrial - Int_Existing_Process_Natural Gas_Process Heating_E5_Maximum Achievable Potential | Industrial | Industrial - Int | Existing | Process | Natural Gas | Process Heating | E5 |  | Maximum Achievable Potential
Industrial_Industrial - Int_Existing_Process_Natural Gas_Process Heating_E6_Maximum Achievable Potential | Industrial | Industrial - Int | Existing | Process | Natural Gas | Process Heating | E6 |  | Maximum Achievable Potential
Industrial_Industrial - Int_Existing_Process_Natural Gas_Process Heating_E7_Maximum Achievable Potential | Industrial | Industrial - Int | Existing | Process | Natural Gas | Process Heating | E7 |  | Maximum Achievable Potential
Industrial_Industrial - Int_Existing_Process_Natural Gas_Process Heating_E8_Maximum Achievable Potential | Industrial | Industrial - Int | Existing | Process | Natural Gas | Process Heating | E8 |  | Maximum Achievable Potential
Industrial_Industrial - Int_Existing_Process_Natural Gas_Process Heating_E9_Maximum Achievable Potential | Industrial | Industrial - Int | Existing | Process | Natural Gas | Process Heating | E9 |  | Maximum Achievable Potential
Industrial_Industrial - Int_Existing_Process_Natural Gas_Process Heating_E10_Maximum Achievable Potential | Industrial | Industrial - Int | Existing | Process | Natural Gas | Process Heating | E10 |  | Maximum Achievable Potential
Industrial_Industrial - Int_Existing_Process_Natural Gas_Process Boiler_E1_Maximum Achievable Potential | Industrial | Industrial - Int | Existing | Process | Natural Gas | Process Boiler | E1 |  | Maximum Achievable Potential
Industrial_Industrial - Int_Existing_Process_Natural Gas_Process Boiler_E2_Maximum Achievable Potential | Industrial | Industrial - Int | Existing | Process | Natural Gas | Process Boiler | E2 |  | Maximum Achievable Potential
Industrial_Industrial - Int_Existing_Process_Natural Gas_Process Boiler_E3_Maximum Achievable Potential | Industrial | Industrial - Int | Existing | Process | Natural Gas | Process Boiler | E3 |  | Maximum Achievable Potential
Industrial_Industrial - Int_Existing_Process_Natural Gas_Process Boiler_E4_Maximum Achievable Potential | Industrial | Industrial - Int | Existing | Process | Natural Gas | Process Boiler | E4 |  | Maximum Achievable Potential
Industrial_Industrial - Int_Existing_Process_Natural Gas_Process Boiler_E5_Maximum Achievable Potential | Industrial | Industrial - Int | Existing | Process | Natural Gas | Process Boiler | E5 |  | Maximum Achievable Potential
Industrial_Industrial - Int_Existing_Process_Natural Gas_Process Boiler_E6_Maximum Achievable Potential | Industrial | Industrial - Int | Existing | Process | Natural Gas | Process Boiler | E6 |  | Maximum Achievable Potential
Industrial_Industrial - Int_Existing_Process_Natural Gas_Process Boiler_E7_Maximum Achievable Potential | Industrial | Industrial - Int | Existing | Process | Natural Gas | Process Boiler | E7 |  | Maximum Achievable Potential
Industrial_Industrial - Int_Existing_Process_Natural Gas_Process Boiler_E8_Maximum Achievable Potential | Industrial | Industrial - Int | Existing | Process | Natural Gas | Process Boiler | E8 |  | Maximum Achievable Potential
Industrial_Industrial - Int_Existing_Process_Natural Gas_Process Boiler_E9_Maximum Achievable Potential | Industrial | Industrial - Int | Existing | Process | Natural Gas | Process Boiler | E9 |  | Maximum Achievable Potential
Industrial_Industrial - Int_Existing_Process_Natural Gas_Process Boiler_E10_Maximum Achievable Potential | Industrial | Industrial - Int | Existing | Process | Natural Gas | Process Boiler | E10 |  | Maximum Achievable Potential
Industrial_Industrial - Int_Existing_Process_Natural Gas_Process Cooling_E1_Maximum Achievable Potential | Industrial | Industrial - Int | Existing | Process | Natural Gas | Process Cooling | E1 |  | Maximum Achievable Potential
Industrial_Industrial - Int_Existing_Process_Natural Gas_Process Cooling_E2_Maximum Achievable Potential | Industrial | Industrial - Int | Existing | Process | Natural Gas | Process Cooling | E2 |  | Maximum Achievable Potential
Industrial_Industrial - Int_Existing_Process_Natural Gas_Process Cooling_E3_Maximum Achievable Potential | Industrial | Industrial - Int | Existing | Process | Natural Gas | Process Cooling | E3 |  | Maximum Achievable Potential
Industrial_Industrial - Int_Existing_Process_Natural Gas_Process Cooling_E4_Maximum Achievable Potential | Industrial | Industrial - Int | Existing | Process | Natural Gas | Process Cooling | E4 |  | Maximum Achievable Potential
Industrial_Industrial - Int_Existing_Process_Natural Gas_Process Cooling_E5_Maximum Achievable Potential | Industrial | Industrial - Int | Existing | Process | Natural Gas | Process Cooling | E5 |  | Maximum Achievable Potential
Industrial_Industrial - Int_Existing_Process_Natural Gas_Process Cooling_E6_Maximum Achievable Potential | Industrial | Industrial - Int | Existing | Process | Natural Gas | Process Cooling | E6 |  | Maximum Achievable Potential
Industrial_Industrial - Int_Existing_Process_Natural Gas_Process Cooling_E7_Maximum Achievable Potential | Industrial | Industrial - Int | Existing | Process | Natural Gas | Process Cooling | E7 |  | Maximum Achievable Potential
Industrial_Industrial - Int_Existing_Process_Natural Gas_Process Cooling_E8_Maximum Achievable Potential | Industrial | Industrial - Int | Existing | Process | Natural Gas | Process Cooling | E8 |  | Maximum Achievable Potential
Industrial_Industrial - Int_Existing_Process_Natural Gas_Process Cooling_E9_Maximum Achievable Potential | Industrial | Industrial - Int | Existing | Process | Natural Gas | Process Cooling | E9 |  | Maximum Achievable Potential
Industrial_Industrial - Int_Existing_Process_Natural Gas_Process Cooling_E10_Maximum Achievable Potential | Industrial | Industrial - Int | Existing | Process | Natural Gas | Process Cooling | E10 |  | Maximum Achievable Potential
Industrial_Industrial - Int_Existing_Process_Natural Gas_Other Process_E1_Maximum Achievable Potential | Industrial | Industrial - Int | Existing | Process | Natural Gas | Other Process | E1 |  | Maximum Achievable Potential
Industrial_Industrial - Int_Existing_Process_Natural Gas_Other Process_E2_Maximum Achievable Potential | Industrial | Industrial - Int | Existing | Process | Natural Gas | Other Process | E2 |  | Maximum Achievable Potential
Industrial_Industrial - Int_Existing_Process_Natural Gas_Other Process_E3_Maximum Achievable Potential | Industrial | Industrial - Int | Existing | Process | Natural Gas | Other Process | E3 |  | Maximum Achievable Potential
Industrial_Industrial - Int_Existing_Process_Natural Gas_Other Process_E4_Maximum Achievable Potential | Industrial | Industrial - Int | Existing | Process | Natural Gas | Other Process | E4 |  | Maximum Achievable Potential
Industrial_Industrial - Int_Existing_Process_Natural Gas_Other Process_E5_Maximum Achievable Potential | Industrial | Industrial - Int | Existing | Process | Natural Gas | Other Process | E5 |  | Maximum Achievable Potential
Industrial_Industrial - Int_Existing_Process_Natural Gas_Other Process_E6_Maximum Achievable Potential | Industrial | Industrial - Int | Existing | Process | Natural Gas | Other Process | E6 |  | Maximum Achievable Potential
Industrial_Industrial - Int_Existing_Process_Natural Gas_Other Process_E7_Maximum Achievable Potential | Industrial | Industrial - Int | Existing | Process | Natural Gas | Other Process | E7 |  | Maximum Achievable Potential
Industrial_Industrial - Int_Existing_Process_Natural Gas_Other Process_E8_Maximum Achievable Potential | Industrial | Industrial - Int | Existing | Process | Natural Gas | Other Process | E8 |  | Maximum Achievable Potential
Industrial_Industrial - Int_Existing_Process_Natural Gas_Other Process_E9_Maximum Achievable Potential | Industrial | Industrial - Int | Existing | Process | Natural Gas | Other Process | E9 |  | Maximum Achievable Potential
Industrial_Industrial - Int_Existing_Process_Natural Gas_Other Process_E10_Maximum Achievable Potential | Industrial | Industrial - Int | Existing | Process | Natural Gas | Other Process | E10 |  | Maximum Achievable Potential
Industrial_Industrial - Int_Existing_Miscellaneous_Natural Gas_Miscellaneous_E1_Maximum Achievable Potential | Industrial | Industrial - Int | Existing | Miscellaneous | Natural Gas | Miscellaneous | E1 |  | Maximum Achievable Potential
Industrial_Industrial - Int_Existing_Miscellaneous_Natural Gas_Miscellaneous_E2_Maximum Achievable Potential | Industrial | Industrial - Int | Existing | Miscellaneous | Natural Gas | Miscellaneous | E2 |  | Maximum Achievable Potential
Industrial_Industrial - Int_Existing_Miscellaneous_Natural Gas_Miscellaneous_E3_Maximum Achievable Potential | Industrial | Industrial - Int | Existing | Miscellaneous | Natural Gas | Miscellaneous | E3 |  | Maximum Achievable Potential
Industrial_Industrial - Int_Existing_Miscellaneous_Natural Gas_Miscellaneous_E4_Maximum Achievable Potential | Industrial | Industrial - Int | Existing | Miscellaneous | Natural Gas | Miscellaneous | E4 |  | Maximum Achievable Potential
Industrial_Industrial - Int_Existing_Miscellaneous_Natural Gas_Miscellaneous_E5_Maximum Achievable Potential | Industrial | Industrial - Int | Existing | Miscellaneous | Natural Gas | Miscellaneous | E5 |  | Maximum Achievable Potential
Industrial_Industrial - Int_Existing_Miscellaneous_Natural Gas_Miscellaneous_E6_Maximum Achievable Potential | Industrial | Industrial - Int | Existing | Miscellaneous | Natural Gas | Miscellaneous | E6 |  | Maximum Achievable Potential
Industrial_Industrial - Int_Existing_Miscellaneous_Natural Gas_Miscellaneous_E7_Maximum Achievable Potential | Industrial | Industrial - Int | Existing | Miscellaneous | Natural Gas | Miscellaneous | E7 |  | Maximum Achievable Potential
Industrial_Industrial - Int_Existing_Miscellaneous_Natural Gas_Miscellaneous_E8_Maximum Achievable Potential | Industrial | Industrial - Int | Existing | Miscellaneous | Natural Gas | Miscellaneous | E8 |  | Maximum Achievable Potential
Industrial_Industrial - Int_Existing_Miscellaneous_Natural Gas_Miscellaneous_E9_Maximum Achievable Potential | Industrial | Industrial - Int | Existing | Miscellaneous | Natural Gas | Miscellaneous | E9 |  | Maximum Achievable Potential
Industrial_Industrial - Int_Existing_Miscellaneous_Natural Gas_Miscellaneous_E10_Maximum Achievable Potential | Industrial | Industrial - Int | Existing | Miscellaneous | Natural Gas | Miscellaneous | E10 |  | Maximum Achievable Potential
Industrial_Industrial - Int_New_Space Heating_Natural Gas_Furnace_E1_Maximum Achievable Potential | Industrial | Industrial - Int | New | Space Heating | Natural Gas | Furnace | E1 |  | Maximum Achievable Potential
Industrial_Industrial - Int_New_Space Heating_Natural Gas_Furnace_E2_Maximum Achievable Potential | Industrial | Industrial - Int | New | Space Heating | Natural Gas | Furnace | E2 |  | Maximum Achievable Potential
Industrial_Industrial - Int_New_Space Heating_Natural Gas_Furnace_E3_Maximum Achievable Potential | Industrial | Industrial - Int | New | Space Heating | Natural Gas | Furnace | E3 |  | Maximum Achievable Potential
Industrial_Industrial - Int_New_Space Heating_Natural Gas_Furnace_E4_Maximum Achievable Potential | Industrial | Industrial - Int | New | Space Heating | Natural Gas | Furnace | E4 |  | Maximum Achievable Potential
Industrial_Industrial - Int_New_Space Heating_Natural Gas_Furnace_E5_Maximum Achievable Potential | Industrial | Industrial - Int | New | Space Heating | Natural Gas | Furnace | E5 |  | Maximum Achievable Potential
Industrial_Industrial - Int_New_Space Heating_Natural Gas_Furnace_E6_Maximum Achievable Potential | Industrial | Industrial - Int | New | Space Heating | Natural Gas | Furnace | E6 |  | Maximum Achievable Potential
Industrial_Industrial - Int_New_Space Heating_Natural Gas_Furnace_E7_Maximum Achievable Potential | Industrial | Industrial - Int | New | Space Heating | Natural Gas | Furnace | E7 |  | Maximum Achievable Potential
Industrial_Industrial - Int_New_Space Heating_Natural Gas_Furnace_E8_Maximum Achievable Potential | Industrial | Industrial - Int | New | Space Heating | Natural Gas | Furnace | E8 |  | Maximum Achievable Potential
Industrial_Industrial - Int_New_Space Heating_Natural Gas_Furnace_E9_Maximum Achievable Potential | Industrial | Industrial - Int | New | Space Heating | Natural Gas | Furnace | E9 |  | Maximum Achievable Potential
Industrial_Industrial - Int_New_Space Heating_Natural Gas_Furnace_E10_Maximum Achievable Potential | Industrial | Industrial - Int | New | Space Heating | Natural Gas | Furnace | E10 |  | Maximum Achievable Potential
Industrial_Industrial - Int_New_Space Heating_Natural Gas_Boiler_E1_Maximum Achievable Potential | Industrial | Industrial - Int | New | Space Heating | Natural Gas | Boiler | E1 |  | Maximum Achievable Potential
Industrial_Industrial - Int_New_Space Heating_Natural Gas_Boiler_E2_Maximum Achievable Potential | Industrial | Industrial - Int | New | Space Heating | Natural Gas | Boiler | E2 |  | Maximum Achievable Potential
Industrial_Industrial - Int_New_Space Heating_Natural Gas_Boiler_E3_Maximum Achievable Potential | Industrial | Industrial - Int | New | Space Heating | Natural Gas | Boiler | E3 |  | Maximum Achievable Potential
Industrial_Industrial - Int_New_Space Heating_Natural Gas_Boiler_E4_Maximum Achievable Potential | Industrial | Industrial - Int | New | Space Heating | Natural Gas | Boiler | E4 |  | Maximum Achievable Potential
Industrial_Industrial - Int_New_Space Heating_Natural Gas_Boiler_E5_Maximum Achievable Potential | Industrial | Industrial - Int | New | Space Heating | Natural Gas | Boiler | E5 |  | Maximum Achievable Potential
Industrial_Industrial - Int_New_Space Heating_Natural Gas_Boiler_E6_Maximum Achievable Potential | Industrial | Industrial - Int | New | Space Heating | Natural Gas | Boiler | E6 |  | Maximum Achievable Potential
Industrial_Industrial - Int_New_Space Heating_Natural Gas_Boiler_E7_Maximum Achievable Potential | Industrial | Industrial - Int | New | Space Heating | Natural Gas | Boiler | E7 |  | Maximum Achievable Potential
Industrial_Industrial - Int_New_Space Heating_Natural Gas_Boiler_E8_Maximum Achievable Potential | Industrial | Industrial - Int | New | Space Heating | Natural Gas | Boiler | E8 |  | Maximum Achievable Potential
Industrial_Industrial - Int_New_Space Heating_Natural Gas_Boiler_E9_Maximum Achievable Potential | Industrial | Industrial - Int | New | Space Heating | Natural Gas | Boiler | E9 |  | Maximum Achievable Potential
Industrial_Industrial - Int_New_Space Heating_Natural Gas_Boiler_E10_Maximum Achievable Potential | Industrial | Industrial - Int | New | Space Heating | Natural Gas | Boiler | E10 |  | Maximum Achievable Potential
Industrial_Industrial - Int_New_Space Heating_Natural Gas_Unit Heater_E1_Maximum Achievable Potential | Industrial | Industrial - Int | New | Space Heating | Natural Gas | Unit Heater | E1 |  | Maximum Achievable Potential
Industrial_Industrial - Int_New_Space Heating_Natural Gas_Unit Heater_E2_Maximum Achievable Potential | Industrial | Industrial - Int | New | Space Heating | Natural Gas | Unit Heater | E2 |  | Maximum Achievable Potential
Industrial_Industrial - Int_New_Space Heating_Natural Gas_Unit Heater_E3_Maximum Achievable Potential | Industrial | Industrial - Int | New | Space Heating | Natural Gas | Unit Heater | E3 |  | Maximum Achievable Potential
Industrial_Industrial - Int_New_Space Heating_Natural Gas_Unit Heater_E4_Maximum Achievable Potential | Industrial | Industrial - Int | New | Space Heating | Natural Gas | Unit Heater | E4 |  | Maximum Achievable Potential
Industrial_Industrial - Int_New_Space Heating_Natural Gas_Unit Heater_E5_Maximum Achievable Potential | Industrial | Industrial - Int | New | Space Heating | Natural Gas | Unit Heater | E5 |  | Maximum Achievable Potential
Industrial_Industrial - Int_New_Space Heating_Natural Gas_Unit Heater_E6_Maximum Achievable Potential | Industrial | Industrial - Int | New | Space Heating | Natural Gas | Unit Heater | E6 |  | Maximum Achievable Potential
Industrial_Industrial - Int_New_Space Heating_Natural Gas_Unit Heater_E7_Maximum Achievable Potential | Industrial | Industrial - Int | New | Space Heating | Natural Gas | Unit Heater | E7 |  | Maximum Achievable Potential
Industrial_Industrial - Int_New_Space Heating_Natural Gas_Unit Heater_E8_Maximum Achievable Potential | Industrial | Industrial - Int | New | Space Heating | Natural Gas | Unit Heater | E8 |  | Maximum Achievable Potential
Industrial_Industrial - Int_New_Space Heating_Natural Gas_Unit Heater_E9_Maximum Achievable Potential | Industrial | Industrial - Int | New | Space Heating | Natural Gas | Unit Heater | E9 |  | Maximum Achievable Potential
Industrial_Industrial - Int_New_Space Heating_Natural Gas_Unit Heater_E10_Maximum Achievable Potential | Industrial | Industrial - Int | New | Space Heating | Natural Gas | Unit Heater | E10 |  | Maximum Achievable Potential
Industrial_Industrial - Int_New_Process_Natural Gas_Process Heating_E1_Maximum Achievable Potential | Industrial | Industrial - Int | New | Process | Natural Gas | Process Heating | E1 |  | Maximum Achievable Potential
Industrial_Industrial - Int_New_Process_Natural Gas_Process Heating_E2_Maximum Achievable Potential | Industrial | Industrial - Int | New | Process | Natural Gas | Process Heating | E2 |  | Maximum Achievable Potential
Industrial_Industrial - Int_New_Process_Natural Gas_Process Heating_E3_Maximum Achievable Potential | Industrial | Industrial - Int | New | Process | Natural Gas | Process Heating | E3 |  | Maximum Achievable Potential
Industrial_Industrial - Int_New_Process_Natural Gas_Process Heating_E4_Maximum Achievable Potential | Industrial | Industrial - Int | New | Process | Natural Gas | Process Heating | E4 |  | Maximum Achievable Potential
Industrial_Industrial - Int_New_Process_Natural Gas_Process Heating_E5_Maximum Achievable Potential | Industrial | Industrial - Int | New | Process | Natural Gas | Process Heating | E5 |  | Maximum Achievable Potential
Industrial_Industrial - Int_New_Process_Natural Gas_Process Heating_E6_Maximum Achievable Potential | Industrial | Industrial - Int | New | Process | Natural Gas | Process Heating | E6 |  | Maximum Achievable Potential
Industrial_Industrial - Int_New_Process_Natural Gas_Process Heating_E7_Maximum Achievable Potential | Industrial | Industrial - Int | New | Process | Natural Gas | Process Heating | E7 |  | Maximum Achievable Potential
Industrial_Industrial - Int_New_Process_Natural Gas_Process Heating_E8_Maximum Achievable Potential | Industrial | Industrial - Int | New | Process | Natural Gas | Process Heating | E8 |  | Maximum Achievable Potential
Industrial_Industrial - Int_New_Process_Natural Gas_Process Heating_E9_Maximum Achievable Potential | Industrial | Industrial - Int | New | Process | Natural Gas | Process Heating | E9 |  | Maximum Achievable Potential
Industrial_Industrial - Int_New_Process_Natural Gas_Process Heating_E10_Maximum Achievable Potential | Industrial | Industrial - Int | New | Process | Natural Gas | Process Heating | E10 |  | Maximum Achievable Potential
Industrial_Industrial - Int_New_Process_Natural Gas_Process Boiler_E1_Maximum Achievable Potential | Industrial | Industrial - Int | New | Process | Natural Gas | Process Boiler | E1 |  | Maximum Achievable Potential
Industrial_Industrial - Int_New_Process_Natural Gas_Process Boiler_E2_Maximum Achievable Potential | Industrial | Industrial - Int | New | Process | Natural Gas | Process Boiler | E2 |  | Maximum Achievable Potential
Industrial_Industrial - Int_New_Process_Natural Gas_Process Boiler_E3_Maximum Achievable Potential | Industrial | Industrial - Int | New | Process | Natural Gas | Process Boiler | E3 |  | Maximum Achievable Potential
Industrial_Industrial - Int_New_Process_Natural Gas_Process Boiler_E4_Maximum Achievable Potential | Industrial | Industrial - Int | New | Process | Natural Gas | Process Boiler | E4 |  | Maximum Achievable Potential
Industrial_Industrial - Int_New_Process_Natural Gas_Process Boiler_E5_Maximum Achievable Potential | Industrial | Industrial - Int | New | Process | Natural Gas | Process Boiler | E5 |  | Maximum Achievable Potential
Industrial_Industrial - Int_New_Process_Natural Gas_Process Boiler_E6_Maximum Achievable Potential | Industrial | Industrial - Int | New | Process | Natural Gas | Process Boiler | E6 |  | Maximum Achievable Potential
Industrial_Industrial - Int_New_Process_Natural Gas_Process Boiler_E7_Maximum Achievable Potential | Industrial | Industrial - Int | New | Process | Natural Gas | Process Boiler | E7 |  | Maximum Achievable Potential
Industrial_Industrial - Int_New_Process_Natural Gas_Process Boiler_E8_Maximum Achievable Potential | Industrial | Industrial - Int | New | Process | Natural Gas | Process Boiler | E8 |  | Maximum Achievable Potential
Industrial_Industrial - Int_New_Process_Natural Gas_Process Boiler_E9_Maximum Achievable Potential | Industrial | Industrial - Int | New | Process | Natural Gas | Process Boiler | E9 |  | Maximum Achievable Potential
Industrial_Industrial - Int_New_Process_Natural Gas_Process Boiler_E10_Maximum Achievable Potential | Industrial | Industrial - Int | New | Process | Natural Gas | Process Boiler | E10 |  | Maximum Achievable Potential
Industrial_Industrial - Int_New_Process_Natural Gas_Process Cooling_E1_Maximum Achievable Potential | Industrial | Industrial - Int | New | Process | Natural Gas | Process Cooling | E1 |  | Maximum Achievable Potential
Industrial_Industrial - Int_New_Process_Natural Gas_Process Cooling_E2_Maximum Achievable Potential | Industrial | Industrial - Int | New | Process | Natural Gas | Process Cooling | E2 |  | Maximum Achievable Potential
Industrial_Industrial - Int_New_Process_Natural Gas_Process Cooling_E3_Maximum Achievable Potential | Industrial | Industrial - Int | New | Process | Natural Gas | Process Cooling | E3 |  | Maximum Achievable Potential
Industrial_Industrial - Int_New_Process_Natural Gas_Process Cooling_E4_Maximum Achievable Potential | Industrial | Industrial - Int | New | Process | Natural Gas | Process Cooling | E4 |  | Maximum Achievable Potential
Industrial_Industrial - Int_New_Process_Natural Gas_Process Cooling_E5_Maximum Achievable Potential | Industrial | Industrial - Int | New | Process | Natural Gas | Process Cooling | E5 |  | Maximum Achievable Potential
Industrial_Industrial - Int_New_Process_Natural Gas_Process Cooling_E6_Maximum Achievable Potential | Industrial | Industrial - Int | New | Process | Natural Gas | Process Cooling | E6 |  | Maximum Achievable Potential
Industrial_Industrial - Int_New_Process_Natural Gas_Process Cooling_E7_Maximum Achievable Potential | Industrial | Industrial - Int | New | Process | Natural Gas | Process Cooling | E7 |  | Maximum Achievable Potential
Industrial_Industrial - Int_New_Process_Natural Gas_Process Cooling_E8_Maximum Achievable Potential | Industrial | Industrial - Int | New | Process | Natural Gas | Process Cooling | E8 |  | Maximum Achievable Potential
Industrial_Industrial - Int_New_Process_Natural Gas_Process Cooling_E9_Maximum Achievable Potential | Industrial | Industrial - Int | New | Process | Natural Gas | Process Cooling | E9 |  | Maximum Achievable Potential
Industrial_Industrial - Int_New_Process_Natural Gas_Process Cooling_E10_Maximum Achievable Potential | Industrial | Industrial - Int | New | Process | Natural Gas | Process Cooling | E10 |  | Maximum Achievable Potential
Industrial_Industrial - Int_New_Process_Natural Gas_Other Process_E1_Maximum Achievable Potential | Industrial | Industrial - Int | New | Process | Natural Gas | Other Process | E1 |  | Maximum Achievable Potential
Industrial_Industrial - Int_New_Process_Natural Gas_Other Process_E2_Maximum Achievable Potential | Industrial | Industrial - Int | New | Process | Natural Gas | Other Process | E2 |  | Maximum Achievable Potential
Industrial_Industrial - Int_New_Process_Natural Gas_Other Process_E3_Maximum Achievable Potential | Industrial | Industrial - Int | New | Process | Natural Gas | Other Process | E3 |  | Maximum Achievable Potential
Industrial_Industrial - Int_New_Process_Natural Gas_Other Process_E4_Maximum Achievable Potential | Industrial | Industrial - Int | New | Process | Natural Gas | Other Process | E4 |  | Maximum Achievable Potential
Industrial_Industrial - Int_New_Process_Natural Gas_Other Process_E5_Maximum Achievable Potential | Industrial | Industrial - Int | New | Process | Natural Gas | Other Process | E5 |  | Maximum Achievable Potential
Industrial_Industrial - Int_New_Process_Natural Gas_Other Process_E6_Maximum Achievable Potential | Industrial | Industrial - Int | New | Process | Natural Gas | Other Process | E6 |  | Maximum Achievable Potential
Industrial_Industrial - Int_New_Process_Natural Gas_Other Process_E7_Maximum Achievable Potential | Industrial | Industrial - Int | New | Process | Natural Gas | Other Process | E7 |  | Maximum Achievable Potential
Industrial_Industrial - Int_New_Process_Natural Gas_Other Process_E8_Maximum Achievable Potential | Industrial | Industrial - Int | New | Process | Natural Gas | Other Process | E8 |  | Maximum Achievable Potential
Industrial_Industrial - Int_New_Process_Natural Gas_Other Process_E9_Maximum Achievable Potential | Industrial | Industrial - Int | New | Process | Natural Gas | Other Process | E9 |  | Maximum Achievable Potential
Industrial_Industrial - Int_New_Process_Natural Gas_Other Process_E10_Maximum Achievable Potential | Industrial | Industrial - Int | New | Process | Natural Gas | Other Process | E10 |  | Maximum Achievable Potential
Industrial_Industrial - Int_New_Miscellaneous_Natural Gas_Miscellaneous_E1_Maximum Achievable Potential | Industrial | Industrial - Int | New | Miscellaneous | Natural Gas | Miscellaneous | E1 |  | Maximum Achievable Potential
Industrial_Industrial - Int_New_Miscellaneous_Natural Gas_Miscellaneous_E2_Maximum Achievable Potential | Industrial | Industrial - Int | New | Miscellaneous | Natural Gas | Miscellaneous | E2 |  | Maximum Achievable Potential
Industrial_Industrial - Int_New_Miscellaneous_Natural Gas_Miscellaneous_E3_Maximum Achievable Potential | Industrial | Industrial - Int | New | Miscellaneous | Natural Gas | Miscellaneous | E3 |  | Maximum Achievable Potential
Industrial_Industrial - Int_New_Miscellaneous_Natural Gas_Miscellaneous_E4_Maximum Achievable Potential | Industrial | Industrial - Int | New | Miscellaneous | Natural Gas | Miscellaneous | E4 |  | Maximum Achievable Potential
Industrial_Industrial - Int_New_Miscellaneous_Natural Gas_Miscellaneous_E5_Maximum Achievable Potential | Industrial | Industrial - Int | New | Miscellaneous | Natural Gas | Miscellaneous | E5 |  | Maximum Achievable Potential
Industrial_Industrial - Int_New_Miscellaneous_Natural Gas_Miscellaneous_E6_Maximum Achievable Potential | Industrial | Industrial - Int | New | Miscellaneous | Natural Gas | Miscellaneous | E6 |  | Maximum Achievable Potential
Industrial_Industrial - Int_New_Miscellaneous_Natural Gas_Miscellaneous_E7_Maximum Achievable Potential | Industrial | Industrial - Int | New | Miscellaneous | Natural Gas | Miscellaneous | E7 |  | Maximum Achievable Potential
Industrial_Industrial - Int_New_Miscellaneous_Natural Gas_Miscellaneous_E8_Maximum Achievable Potential | Industrial | Industrial - Int | New | Miscellaneous | Natural Gas | Miscellaneous | E8 |  | Maximum Achievable Potential
Industrial_Industrial - Int_New_Miscellaneous_Natural Gas_Miscellaneous_E9_Maximum Achievable Potential | Industrial | Industrial - Int | New | Miscellaneous | Natural Gas | Miscellaneous | E9 |  | Maximum Achievable Potential
Industrial_Industrial - Int_New_Miscellaneous_Natural Gas_Miscellaneous_E10_Maximum Achievable Potential | Industrial | Industrial - Int | New | Miscellaneous | Natural Gas | Miscellaneous | E10 |  | Maximum Achievable Potential
Industrial_Industrial - Firm_Existing_Space Heating_Natural Gas_Furnace_E1_Economic Potential | Industrial | Industrial - Firm | Existing | Space Heating | Natural Gas | Furnace | E1 |  | Economic Potential
Industrial_Industrial - Firm_Existing_Space Heating_Natural Gas_Furnace_E2_Economic Potential | Industrial | Industrial - Firm | Existing | Space Heating | Natural Gas | Furnace | E2 |  | Economic Potential
Industrial_Industrial - Firm_Existing_Space Heating_Natural Gas_Furnace_E3_Economic Potential | Industrial | Industrial - Firm | Existing | Space Heating | Natural Gas | Furnace | E3 |  | Economic Potential
Industrial_Industrial - Firm_Existing_Space Heating_Natural Gas_Furnace_E4_Economic Potential | Industrial | Industrial - Firm | Existing | Space Heating | Natural Gas | Furnace | E4 |  | Economic Potential
Industrial_Industrial - Firm_Existing_Space Heating_Natural Gas_Furnace_E5_Economic Potential | Industrial | Industrial - Firm | Existing | Space Heating | Natural Gas | Furnace | E5 |  | Economic Potential
Industrial_Industrial - Firm_Existing_Space Heating_Natural Gas_Furnace_E6_Economic Potential | Industrial | Industrial - Firm | Existing | Space Heating | Natural Gas | Furnace | E6 |  | Economic Potential
Industrial_Industrial - Firm_Existing_Space Heating_Natural Gas_Furnace_E7_Economic Potential | Industrial | Industrial - Firm | Existing | Space Heating | Natural Gas | Furnace | E7 |  | Economic Potential
Industrial_Industrial - Firm_Existing_Space Heating_Natural Gas_Furnace_E8_Economic Potential | Industrial | Industrial - Firm | Existing | Space Heating | Natural Gas | Furnace | E8 |  | Economic Potential
Industrial_Industrial - Firm_Existing_Space Heating_Natural Gas_Furnace_E9_Economic Potential | Industrial | Industrial - Firm | Existing | Space Heating | Natural Gas | Furnace | E9 |  | Economic Potential
Industrial_Industrial - Firm_Existing_Space Heating_Natural Gas_Furnace_E10_Economic Potential | Industrial | Industrial - Firm | Existing | Space Heating | Natural Gas | Furnace | E10 |  | Economic Potential
Industrial_Industrial - Firm_Existing_Space Heating_Natural Gas_Boiler_E1_Economic Potential | Industrial | Industrial - Firm | Existing | Space Heating | Natural Gas | Boiler | E1 |  | Economic Potential
Industrial_Industrial - Firm_Existing_Space Heating_Natural Gas_Boiler_E2_Economic Potential | Industrial | Industrial - Firm | Existing | Space Heating | Natural Gas | Boiler | E2 |  | Economic Potential
Industrial_Industrial - Firm_Existing_Space Heating_Natural Gas_Boiler_E3_Economic Potential | Industrial | Industrial - Firm | Existing | Space Heating | Natural Gas | Boiler | E3 |  | Economic Potential
Industrial_Industrial - Firm_Existing_Space Heating_Natural Gas_Boiler_E4_Economic Potential | Industrial | Industrial - Firm | Existing | Space Heating | Natural Gas | Boiler | E4 |  | Economic Potential
Industrial_Industrial - Firm_Existing_Space Heating_Natural Gas_Boiler_E5_Economic Potential | Industrial | Industrial - Firm | Existing | Space Heating | Natural Gas | Boiler | E5 |  | Economic Potential
Industrial_Industrial - Firm_Existing_Space Heating_Natural Gas_Boiler_E6_Economic Potential | Industrial | Industrial - Firm | Existing | Space Heating | Natural Gas | Boiler | E6 |  | Economic Potential
Industrial_Industrial - Firm_Existing_Space Heating_Natural Gas_Boiler_E7_Economic Potential | Industrial | Industrial - Firm | Existing | Space Heating | Natural Gas | Boiler | E7 |  | Economic Potential
Industrial_Industrial - Firm_Existing_Space Heating_Natural Gas_Boiler_E8_Economic Potential | Industrial | Industrial - Firm | Existing | Space Heating | Natural Gas | Boiler | E8 |  | Economic Potential
Industrial_Industrial - Firm_Existing_Space Heating_Natural Gas_Boiler_E9_Economic Potential | Industrial | Industrial - Firm | Existing | Space Heating | Natural Gas | Boiler | E9 |  | Economic Potential
Industrial_Industrial - Firm_Existing_Space Heating_Natural Gas_Boiler_E10_Economic Potential | Industrial | Industrial - Firm | Existing | Space Heating | Natural Gas | Boiler | E10 |  | Economic Potential
Industrial_Industrial - Firm_Existing_Space Heating_Natural Gas_Unit Heater_E1_Economic Potential | Industrial | Industrial - Firm | Existing | Space Heating | Natural Gas | Unit Heater | E1 |  | Economic Potential
Industrial_Industrial - Firm_Existing_Space Heating_Natural Gas_Unit Heater_E2_Economic Potential | Industrial | Industrial - Firm | Existing | Space Heating | Natural Gas | Unit Heater | E2 |  | Economic Potential
Industrial_Industrial - Firm_Existing_Space Heating_Natural Gas_Unit Heater_E3_Economic Potential | Industrial | Industrial - Firm | Existing | Space Heating | Natural Gas | Unit Heater | E3 |  | Economic Potential
Industrial_Industrial - Firm_Existing_Space Heating_Natural Gas_Unit Heater_E4_Economic Potential | Industrial | Industrial - Firm | Existing | Space Heating | Natural Gas | Unit Heater | E4 |  | Economic Potential
Industrial_Industrial - Firm_Existing_Space Heating_Natural Gas_Unit Heater_E5_Economic Potential | Industrial | Industrial - Firm | Existing | Space Heating | Natural Gas | Unit Heater | E5 |  | Economic Potential
Industrial_Industrial - Firm_Existing_Space Heating_Natural Gas_Unit Heater_E6_Economic Potential | Industrial | Industrial - Firm | Existing | Space Heating | Natural Gas | Unit Heater | E6 |  | Economic Potential
Industrial_Industrial - Firm_Existing_Space Heating_Natural Gas_Unit Heater_E7_Economic Potential | Industrial | Industrial - Firm | Existing | Space Heating | Natural Gas | Unit Heater | E7 |  | Economic Potential
Industrial_Industrial - Firm_Existing_Space Heating_Natural Gas_Unit Heater_E8_Economic Potential | Industrial | Industrial - Firm | Existing | Space Heating | Natural Gas | Unit Heater | E8 |  | Economic Potential
Industrial_Industrial - Firm_Existing_Space Heating_Natural Gas_Unit Heater_E9_Economic Potential | Industrial | Industrial - Firm | Existing | Space Heating | Natural Gas | Unit Heater | E9 |  | Economic Potential
Industrial_Industrial - Firm_Existing_Space Heating_Natural Gas_Unit Heater_E10_Economic Potential | Industrial | Industrial - Firm | Existing | Space Heating | Natural Gas | Unit Heater | E10 |  | Economic Potential
Industrial_Industrial - Firm_Existing_Process_Natural Gas_Process Heating_E1_Economic Potential | Industrial | Industrial - Firm | Existing | Process | Natural Gas | Process Heating | E1 |  | Economic Potential
Industrial_Industrial - Firm_Existing_Process_Natural Gas_Process Heating_E2_Economic Potential | Industrial | Industrial - Firm | Existing | Process | Natural Gas | Process Heating | E2 |  | Economic Potential
Industrial_Industrial - Firm_Existing_Process_Natural Gas_Process Heating_E3_Economic Potential | Industrial | Industrial - Firm | Existing | Process | Natural Gas | Process Heating | E3 |  | Economic Potential
Industrial_Industrial - Firm_Existing_Process_Natural Gas_Process Heating_E4_Economic Potential | Industrial | Industrial - Firm | Existing | Process | Natural Gas | Process Heating | E4 |  | Economic Potential
Industrial_Industrial - Firm_Existing_Process_Natural Gas_Process Heating_E5_Economic Potential | Industrial | Industrial - Firm | Existing | Process | Natural Gas | Process Heating | E5 |  | Economic Potential
Industrial_Industrial - Firm_Existing_Process_Natural Gas_Process Heating_E6_Economic Potential | Industrial | Industrial - Firm | Existing | Process | Natural Gas | Process Heating | E6 |  | Economic Potential
Industrial_Industrial - Firm_Existing_Process_Natural Gas_Process Heating_E7_Economic Potential | Industrial | Industrial - Firm | Existing | Process | Natural Gas | Process Heating | E7 |  | Economic Potential
Industrial_Industrial - Firm_Existing_Process_Natural Gas_Process Heating_E8_Economic Potential | Industrial | Industrial - Firm | Existing | Process | Natural Gas | Process Heating | E8 |  | Economic Potential
Industrial_Industrial - Firm_Existing_Process_Natural Gas_Process Heating_E9_Economic Potential | Industrial | Industrial - Firm | Existing | Process | Natural Gas | Process Heating | E9 |  | Economic Potential
Industrial_Industrial - Firm_Existing_Process_Natural Gas_Process Heating_E10_Economic Potential | Industrial | Industrial - Firm | Existing | Process | Natural Gas | Process Heating | E10 |  | Economic Potential
Industrial_Industrial - Firm_Existing_Process_Natural Gas_Process Boiler_E1_Economic Potential | Industrial | Industrial - Firm | Existing | Process | Natural Gas | Process Boiler | E1 |  | Economic Potential
Industrial_Industrial - Firm_Existing_Process_Natural Gas_Process Boiler_E2_Economic Potential | Industrial | Industrial - Firm | Existing | Process | Natural Gas | Process Boiler | E2 |  | Economic Potential
Industrial_Industrial - Firm_Existing_Process_Natural Gas_Process Boiler_E3_Economic Potential | Industrial | Industrial - Firm | Existing | Process | Natural Gas | Process Boiler | E3 |  | Economic Potential
Industrial_Industrial - Firm_Existing_Process_Natural Gas_Process Boiler_E4_Economic Potential | Industrial | Industrial - Firm | Existing | Process | Natural Gas | Process Boiler | E4 |  | Economic Potential
Industrial_Industrial - Firm_Existing_Process_Natural Gas_Process Boiler_E5_Economic Potential | Industrial | Industrial - Firm | Existing | Process | Natural Gas | Process Boiler | E5 |  | Economic Potential
Industrial_Industrial - Firm_Existing_Process_Natural Gas_Process Boiler_E6_Economic Potential | Industrial | Industrial - Firm | Existing | Process | Natural Gas | Process Boiler | E6 |  | Economic Potential
Industrial_Industrial - Firm_Existing_Process_Natural Gas_Process Boiler_E7_Economic Potential | Industrial | Industrial - Firm | Existing | Process | Natural Gas | Process Boiler | E7 |  | Economic Potential
Industrial_Industrial - Firm_Existing_Process_Natural Gas_Process Boiler_E8_Economic Potential | Industrial | Industrial - Firm | Existing | Process | Natural Gas | Process Boiler | E8 |  | Economic Potential
Industrial_Industrial - Firm_Existing_Process_Natural Gas_Process Boiler_E9_Economic Potential | Industrial | Industrial - Firm | Existing | Process | Natural Gas | Process Boiler | E9 |  | Economic Potential
Industrial_Industrial - Firm_Existing_Process_Natural Gas_Process Boiler_E10_Economic Potential | Industrial | Industrial - Firm | Existing | Process | Natural Gas | Process Boiler | E10 |  | Economic Potential
Industrial_Industrial - Firm_Existing_Process_Natural Gas_Process Cooling_E1_Economic Potential | Industrial | Industrial - Firm | Existing | Process | Natural Gas | Process Cooling | E1 |  | Economic Potential
Industrial_Industrial - Firm_Existing_Process_Natural Gas_Process Cooling_E2_Economic Potential | Industrial | Industrial - Firm | Existing | Process | Natural Gas | Process Cooling | E2 |  | Economic Potential
Industrial_Industrial - Firm_Existing_Process_Natural Gas_Process Cooling_E3_Economic Potential | Industrial | Industrial - Firm | Existing | Process | Natural Gas | Process Cooling | E3 |  | Economic Potential
Industrial_Industrial - Firm_Existing_Process_Natural Gas_Process Cooling_E4_Economic Potential | Industrial | Industrial - Firm | Existing | Process | Natural Gas | Process Cooling | E4 |  | Economic Potential
Industrial_Industrial - Firm_Existing_Process_Natural Gas_Process Cooling_E5_Economic Potential | Industrial | Industrial - Firm | Existing | Process | Natural Gas | Process Cooling | E5 |  | Economic Potential
Industrial_Industrial - Firm_Existing_Process_Natural Gas_Process Cooling_E6_Economic Potential | Industrial | Industrial - Firm | Existing | Process | Natural Gas | Process Cooling | E6 |  | Economic Potential
Industrial_Industrial - Firm_Existing_Process_Natural Gas_Process Cooling_E7_Economic Potential | Industrial | Industrial - Firm | Existing | Process | Natural Gas | Process Cooling | E7 |  | Economic Potential
Industrial_Industrial - Firm_Existing_Process_Natural Gas_Process Cooling_E8_Economic Potential | Industrial | Industrial - Firm | Existing | Process | Natural Gas | Process Cooling | E8 |  | Economic Potential
Industrial_Industrial - Firm_Existing_Process_Natural Gas_Process Cooling_E9_Economic Potential | Industrial | Industrial - Firm | Existing | Process | Natural Gas | Process Cooling | E9 |  | Economic Potential
Industrial_Industrial - Firm_Existing_Process_Natural Gas_Process Cooling_E10_Economic Potential | Industrial | Industrial - Firm | Existing | Process | Natural Gas | Process Cooling | E10 |  | Economic Potential
Industrial_Industrial - Firm_Existing_Process_Natural Gas_Other Process_E1_Economic Potential | Industrial | Industrial - Firm | Existing | Process | Natural Gas | Other Process | E1 |  | Economic Potential
Industrial_Industrial - Firm_Existing_Process_Natural Gas_Other Process_E2_Economic Potential | Industrial | Industrial - Firm | Existing | Process | Natural Gas | Other Process | E2 |  | Economic Potential
Industrial_Industrial - Firm_Existing_Process_Natural Gas_Other Process_E3_Economic Potential | Industrial | Industrial - Firm | Existing | Process | Natural Gas | Other Process | E3 |  | Economic Potential
Industrial_Industrial - Firm_Existing_Process_Natural Gas_Other Process_E4_Economic Potential | Industrial | Industrial - Firm | Existing | Process | Natural Gas | Other Process | E4 |  | Economic Potential
Industrial_Industrial - Firm_Existing_Process_Natural Gas_Other Process_E5_Economic Potential | Industrial | Industrial - Firm | Existing | Process | Natural Gas | Other Process | E5 |  | Economic Potential
Industrial_Industrial - Firm_Existing_Process_Natural Gas_Other Process_E6_Economic Potential | Industrial | Industrial - Firm | Existing | Process | Natural Gas | Other Process | E6 |  | Economic Potential
Industrial_Industrial - Firm_Existing_Process_Natural Gas_Other Process_E7_Economic Potential | Industrial | Industrial - Firm | Existing | Process | Natural Gas | Other Process | E7 |  | Economic Potential
Industrial_Industrial - Firm_Existing_Process_Natural Gas_Other Process_E8_Economic Potential | Industrial | Industrial - Firm | Existing | Process | Natural Gas | Other Process | E8 |  | Economic Potential
Industrial_Industrial - Firm_Existing_Process_Natural Gas_Other Process_E9_Economic Potential | Industrial | Industrial - Firm | Existing | Process | Natural Gas | Other Process | E9 |  | Economic Potential
Industrial_Industrial - Firm_Existing_Process_Natural Gas_Other Process_E10_Economic Potential | Industrial | Industrial - Firm | Existing | Process | Natural Gas | Other Process | E10 |  | Economic Potential
Industrial_Industrial - Firm_Existing_Miscellaneous_Natural Gas_Miscellaneous_E1_Economic Potential | Industrial | Industrial - Firm | Existing | Miscellaneous | Natural Gas | Miscellaneous | E1 |  | Economic Potential
Industrial_Industrial - Firm_Existing_Miscellaneous_Natural Gas_Miscellaneous_E2_Economic Potential | Industrial | Industrial - Firm | Existing | Miscellaneous | Natural Gas | Miscellaneous | E2 |  | Economic Potential
Industrial_Industrial - Firm_Existing_Miscellaneous_Natural Gas_Miscellaneous_E3_Economic Potential | Industrial | Industrial - Firm | Existing | Miscellaneous | Natural Gas | Miscellaneous | E3 |  | Economic Potential
Industrial_Industrial - Firm_Existing_Miscellaneous_Natural Gas_Miscellaneous_E4_Economic Potential | Industrial | Industrial - Firm | Existing | Miscellaneous | Natural Gas | Miscellaneous | E4 |  | Economic Potential
Industrial_Industrial - Firm_Existing_Miscellaneous_Natural Gas_Miscellaneous_E5_Economic Potential | Industrial | Industrial - Firm | Existing | Miscellaneous | Natural Gas | Miscellaneous | E5 |  | Economic Potential
Industrial_Industrial - Firm_Existing_Miscellaneous_Natural Gas_Miscellaneous_E6_Economic Potential | Industrial | Industrial - Firm | Existing | Miscellaneous | Natural Gas | Miscellaneous | E6 |  | Economic Potential
Industrial_Industrial - Firm_Existing_Miscellaneous_Natural Gas_Miscellaneous_E7_Economic Potential | Industrial | Industrial - Firm | Existing | Miscellaneous | Natural Gas | Miscellaneous | E7 |  | Economic Potential
Industrial_Industrial - Firm_Existing_Miscellaneous_Natural Gas_Miscellaneous_E8_Economic Potential | Industrial | Industrial - Firm | Existing | Miscellaneous | Natural Gas | Miscellaneous | E8 |  | Economic Potential
Industrial_Industrial - Firm_Existing_Miscellaneous_Natural Gas_Miscellaneous_E9_Economic Potential | Industrial | Industrial - Firm | Existing | Miscellaneous | Natural Gas | Miscellaneous | E9 |  | Economic Potential
Industrial_Industrial - Firm_Existing_Miscellaneous_Natural Gas_Miscellaneous_E10_Economic Potential | Industrial | Industrial - Firm | Existing | Miscellaneous | Natural Gas | Miscellaneous | E10 |  | Economic Potential
Industrial_Industrial - Firm_New_Space Heating_Natural Gas_Furnace_E1_Economic Potential | Industrial | Industrial - Firm | New | Space Heating | Natural Gas | Furnace | E1 |  | Economic Potential
Industrial_Industrial - Firm_New_Space Heating_Natural Gas_Furnace_E2_Economic Potential | Industrial | Industrial - Firm | New | Space Heating | Natural Gas | Furnace | E2 |  | Economic Potential
Industrial_Industrial - Firm_New_Space Heating_Natural Gas_Furnace_E3_Economic Potential | Industrial | Industrial - Firm | New | Space Heating | Natural Gas | Furnace | E3 |  | Economic Potential
Industrial_Industrial - Firm_New_Space Heating_Natural Gas_Furnace_E4_Economic Potential | Industrial | Industrial - Firm | New | Space Heating | Natural Gas | Furnace | E4 |  | Economic Potential
Industrial_Industrial - Firm_New_Space Heating_Natural Gas_Furnace_E5_Economic Potential | Industrial | Industrial - Firm | New | Space Heating | Natural Gas | Furnace | E5 |  | Economic Potential
Industrial_Industrial - Firm_New_Space Heating_Natural Gas_Furnace_E6_Economic Potential | Industrial | Industrial - Firm | New | Space Heating | Natural Gas | Furnace | E6 |  | Economic Potential
Industrial_Industrial - Firm_New_Space Heating_Natural Gas_Furnace_E7_Economic Potential | Industrial | Industrial - Firm | New | Space Heating | Natural Gas | Furnace | E7 |  | Economic Potential
Industrial_Industrial - Firm_New_Space Heating_Natural Gas_Furnace_E8_Economic Potential | Industrial | Industrial - Firm | New | Space Heating | Natural Gas | Furnace | E8 |  | Economic Potential
Industrial_Industrial - Firm_New_Space Heating_Natural Gas_Furnace_E9_Economic Potential | Industrial | Industrial - Firm | New | Space Heating | Natural Gas | Furnace | E9 |  | Economic Potential
Industrial_Industrial - Firm_New_Space Heating_Natural Gas_Furnace_E10_Economic Potential | Industrial | Industrial - Firm | New | Space Heating | Natural Gas | Furnace | E10 |  | Economic Potential
Industrial_Industrial - Firm_New_Space Heating_Natural Gas_Boiler_E1_Economic Potential | Industrial | Industrial - Firm | New | Space Heating | Natural Gas | Boiler | E1 |  | Economic Potential
Industrial_Industrial - Firm_New_Space Heating_Natural Gas_Boiler_E2_Economic Potential | Industrial | Industrial - Firm | New | Space Heating | Natural Gas | Boiler | E2 |  | Economic Potential
Industrial_Industrial - Firm_New_Space Heating_Natural Gas_Boiler_E3_Economic Potential | Industrial | Industrial - Firm | New | Space Heating | Natural Gas | Boiler | E3 |  | Economic Potential
Industrial_Industrial - Firm_New_Space Heating_Natural Gas_Boiler_E4_Economic Potential | Industrial | Industrial - Firm | New | Space Heating | Natural Gas | Boiler | E4 |  | Economic Potential
Industrial_Industrial - Firm_New_Space Heating_Natural Gas_Boiler_E5_Economic Potential | Industrial | Industrial - Firm | New | Space Heating | Natural Gas | Boiler | E5 |  | Economic Potential
Industrial_Industrial - Firm_New_Space Heating_Natural Gas_Boiler_E6_Economic Potential | Industrial | Industrial - Firm | New | Space Heating | Natural Gas | Boiler | E6 |  | Economic Potential
Industrial_Industrial - Firm_New_Space Heating_Natural Gas_Boiler_E7_Economic Potential | Industrial | Industrial - Firm | New | Space Heating | Natural Gas | Boiler | E7 |  | Economic Potential
Industrial_Industrial - Firm_New_Space Heating_Natural Gas_Boiler_E8_Economic Potential | Industrial | Industrial - Firm | New | Space Heating | Natural Gas | Boiler | E8 |  | Economic Potential
Industrial_Industrial - Firm_New_Space Heating_Natural Gas_Boiler_E9_Economic Potential | Industrial | Industrial - Firm | New | Space Heating | Natural Gas | Boiler | E9 |  | Economic Potential
Industrial_Industrial - Firm_New_Space Heating_Natural Gas_Boiler_E10_Economic Potential | Industrial | Industrial - Firm | New | Space Heating | Natural Gas | Boiler | E10 |  | Economic Potential
Industrial_Industrial - Firm_New_Space Heating_Natural Gas_Unit Heater_E1_Economic Potential | Industrial | Industrial - Firm | New | Space Heating | Natural Gas | Unit Heater | E1 |  | Economic Potential
Industrial_Industrial - Firm_New_Space Heating_Natural Gas_Unit Heater_E2_Economic Potential | Industrial | Industrial - Firm | New | Space Heating | Natural Gas | Unit Heater | E2 |  | Economic Potential
Industrial_Industrial - Firm_New_Space Heating_Natural Gas_Unit Heater_E3_Economic Potential | Industrial | Industrial - Firm | New | Space Heating | Natural Gas | Unit Heater | E3 |  | Economic Potential
Industrial_Industrial - Firm_New_Space Heating_Natural Gas_Unit Heater_E4_Economic Potential | Industrial | Industrial - Firm | New | Space Heating | Natural Gas | Unit Heater | E4 |  | Economic Potential
Industrial_Industrial - Firm_New_Space Heating_Natural Gas_Unit Heater_E5_Economic Potential | Industrial | Industrial - Firm | New | Space Heating | Natural Gas | Unit Heater | E5 |  | Economic Potential
Industrial_Industrial - Firm_New_Space Heating_Natural Gas_Unit Heater_E6_Economic Potential | Industrial | Industrial - Firm | New | Space Heating | Natural Gas | Unit Heater | E6 |  | Economic Potential
Industrial_Industrial - Firm_New_Space Heating_Natural Gas_Unit Heater_E7_Economic Potential | Industrial | Industrial - Firm | New | Space Heating | Natural Gas | Unit Heater | E7 |  | Economic Potential
Industrial_Industrial - Firm_New_Space Heating_Natural Gas_Unit Heater_E8_Economic Potential | Industrial | Industrial - Firm | New | Space Heating | Natural Gas | Unit Heater | E8 |  | Economic Potential
Industrial_Industrial - Firm_New_Space Heating_Natural Gas_Unit Heater_E9_Economic Potential | Industrial | Industrial - Firm | New | Space Heating | Natural Gas | Unit Heater | E9 |  | Economic Potential
Industrial_Industrial - Firm_New_Space Heating_Natural Gas_Unit Heater_E10_Economic Potential | Industrial | Industrial - Firm | New | Space Heating | Natural Gas | Unit Heater | E10 |  | Economic Potential
Industrial_Industrial - Firm_New_Process_Natural Gas_Process Heating_E1_Economic Potential | Industrial | Industrial - Firm | New | Process | Natural Gas | Process Heating | E1 |  | Economic Potential
Industrial_Industrial - Firm_New_Process_Natural Gas_Process Heating_E2_Economic Potential | Industrial | Industrial - Firm | New | Process | Natural Gas | Process Heating | E2 |  | Economic Potential
Industrial_Industrial - Firm_New_Process_Natural Gas_Process Heating_E3_Economic Potential | Industrial | Industrial - Firm | New | Process | Natural Gas | Process Heating | E3 |  | Economic Potential
Industrial_Industrial - Firm_New_Process_Natural Gas_Process Heating_E4_Economic Potential | Industrial | Industrial - Firm | New | Process | Natural Gas | Process Heating | E4 |  | Economic Potential
Industrial_Industrial - Firm_New_Process_Natural Gas_Process Heating_E5_Economic Potential | Industrial | Industrial - Firm | New | Process | Natural Gas | Process Heating | E5 |  | Economic Potential
Industrial_Industrial - Firm_New_Process_Natural Gas_Process Heating_E6_Economic Potential | Industrial | Industrial - Firm | New | Process | Natural Gas | Process Heating | E6 |  | Economic Potential
Industrial_Industrial - Firm_New_Process_Natural Gas_Process Heating_E7_Economic Potential | Industrial | Industrial - Firm | New | Process | Natural Gas | Process Heating | E7 |  | Economic Potential
Industrial_Industrial - Firm_New_Process_Natural Gas_Process Heating_E8_Economic Potential | Industrial | Industrial - Firm | New | Process | Natural Gas | Process Heating | E8 |  | Economic Potential
Industrial_Industrial - Firm_New_Process_Natural Gas_Process Heating_E9_Economic Potential | Industrial | Industrial - Firm | New | Process | Natural Gas | Process Heating | E9 |  | Economic Potential
Industrial_Industrial - Firm_New_Process_Natural Gas_Process Heating_E10_Economic Potential | Industrial | Industrial - Firm | New | Process | Natural Gas | Process Heating | E10 |  | Economic Potential
Industrial_Industrial - Firm_New_Process_Natural Gas_Process Boiler_E1_Economic Potential | Industrial | Industrial - Firm | New | Process | Natural Gas | Process Boiler | E1 |  | Economic Potential
Industrial_Industrial - Firm_New_Process_Natural Gas_Process Boiler_E2_Economic Potential | Industrial | Industrial - Firm | New | Process | Natural Gas | Process Boiler | E2 |  | Economic Potential
Industrial_Industrial - Firm_New_Process_Natural Gas_Process Boiler_E3_Economic Potential | Industrial | Industrial - Firm | New | Process | Natural Gas | Process Boiler | E3 |  | Economic Potential
Industrial_Industrial - Firm_New_Process_Natural Gas_Process Boiler_E4_Economic Potential | Industrial | Industrial - Firm | New | Process | Natural Gas | Process Boiler | E4 |  | Economic Potential
Industrial_Industrial - Firm_New_Process_Natural Gas_Process Boiler_E5_Economic Potential | Industrial | Industrial - Firm | New | Process | Natural Gas | Process Boiler | E5 |  | Economic Potential
Industrial_Industrial - Firm_New_Process_Natural Gas_Process Boiler_E6_Economic Potential | Industrial | Industrial - Firm | New | Process | Natural Gas | Process Boiler | E6 |  | Economic Potential
Industrial_Industrial - Firm_New_Process_Natural Gas_Process Boiler_E7_Economic Potential | Industrial | Industrial - Firm | New | Process | Natural Gas | Process Boiler | E7 |  | Economic Potential
Industrial_Industrial - Firm_New_Process_Natural Gas_Process Boiler_E8_Economic Potential | Industrial | Industrial - Firm | New | Process | Natural Gas | Process Boiler | E8 |  | Economic Potential
Industrial_Industrial - Firm_New_Process_Natural Gas_Process Boiler_E9_Economic Potential | Industrial | Industrial - Firm | New | Process | Natural Gas | Process Boiler | E9 |  | Economic Potential
Industrial_Industrial - Firm_New_Process_Natural Gas_Process Boiler_E10_Economic Potential | Industrial | Industrial - Firm | New | Process | Natural Gas | Process Boiler | E10 |  | Economic Potential
Industrial_Industrial - Firm_New_Process_Natural Gas_Process Cooling_E1_Economic Potential | Industrial | Industrial - Firm | New | Process | Natural Gas | Process Cooling | E1 |  | Economic Potential
Industrial_Industrial - Firm_New_Process_Natural Gas_Process Cooling_E2_Economic Potential | Industrial | Industrial - Firm | New | Process | Natural Gas | Process Cooling | E2 |  | Economic Potential
Industrial_Industrial - Firm_New_Process_Natural Gas_Process Cooling_E3_Economic Potential | Industrial | Industrial - Firm | New | Process | Natural Gas | Process Cooling | E3 |  | Economic Potential
Industrial_Industrial - Firm_New_Process_Natural Gas_Process Cooling_E4_Economic Potential | Industrial | Industrial - Firm | New | Process | Natural Gas | Process Cooling | E4 |  | Economic Potential
Industrial_Industrial - Firm_New_Process_Natural Gas_Process Cooling_E5_Economic Potential | Industrial | Industrial - Firm | New | Process | Natural Gas | Process Cooling | E5 |  | Economic Potential
Industrial_Industrial - Firm_New_Process_Natural Gas_Process Cooling_E6_Economic Potential | Industrial | Industrial - Firm | New | Process | Natural Gas | Process Cooling | E6 |  | Economic Potential
Industrial_Industrial - Firm_New_Process_Natural Gas_Process Cooling_E7_Economic Potential | Industrial | Industrial - Firm | New | Process | Natural Gas | Process Cooling | E7 |  | Economic Potential
Industrial_Industrial - Firm_New_Process_Natural Gas_Process Cooling_E8_Economic Potential | Industrial | Industrial - Firm | New | Process | Natural Gas | Process Cooling | E8 |  | Economic Potential
Industrial_Industrial - Firm_New_Process_Natural Gas_Process Cooling_E9_Economic Potential | Industrial | Industrial - Firm | New | Process | Natural Gas | Process Cooling | E9 |  | Economic Potential
Industrial_Industrial - Firm_New_Process_Natural Gas_Process Cooling_E10_Economic Potential | Industrial | Industrial - Firm | New | Process | Natural Gas | Process Cooling | E10 |  | Economic Potential
Industrial_Industrial - Firm_New_Process_Natural Gas_Other Process_E1_Economic Potential | Industrial | Industrial - Firm | New | Process | Natural Gas | Other Process | E1 |  | Economic Potential
Industrial_Industrial - Firm_New_Process_Natural Gas_Other Process_E2_Economic Potential | Industrial | Industrial - Firm | New | Process | Natural Gas | Other Process | E2 |  | Economic Potential
Industrial_Industrial - Firm_New_Process_Natural Gas_Other Process_E3_Economic Potential | Industrial | Industrial - Firm | New | Process | Natural Gas | Other Process | E3 |  | Economic Potential
Industrial_Industrial - Firm_New_Process_Natural Gas_Other Process_E4_Economic Potential | Industrial | Industrial - Firm | New | Process | Natural Gas | Other Process | E4 |  | Economic Potential
Industrial_Industrial - Firm_New_Process_Natural Gas_Other Process_E5_Economic Potential | Industrial | Industrial - Firm | New | Process | Natural Gas | Other Process | E5 |  | Economic Potential
Industrial_Industrial - Firm_New_Process_Natural Gas_Other Process_E6_Economic Potential | Industrial | Industrial - Firm | New | Process | Natural Gas | Other Process | E6 |  | Economic Potential
Industrial_Industrial - Firm_New_Process_Natural Gas_Other Process_E7_Economic Potential | Industrial | Industrial - Firm | New | Process | Natural Gas | Other Process | E7 |  | Economic Potential
Industrial_Industrial - Firm_New_Process_Natural Gas_Other Process_E8_Economic Potential | Industrial | Industrial - Firm | New | Process | Natural Gas | Other Process | E8 |  | Economic Potential
Industrial_Industrial - Firm_New_Process_Natural Gas_Other Process_E9_Economic Potential | Industrial | Industrial - Firm | New | Process | Natural Gas | Other Process | E9 |  | Economic Potential
Industrial_Industrial - Firm_New_Process_Natural Gas_Other Process_E10_Economic Potential | Industrial | Industrial - Firm | New | Process | Natural Gas | Other Process | E10 |  | Economic Potential
Industrial_Industrial - Firm_New_Miscellaneous_Natural Gas_Miscellaneous_E1_Economic Potential | Industrial | Industrial - Firm | New | Miscellaneous | Natural Gas | Miscellaneous | E1 |  | Economic Potential
Industrial_Industrial - Firm_New_Miscellaneous_Natural Gas_Miscellaneous_E2_Economic Potential | Industrial | Industrial - Firm | New | Miscellaneous | Natural Gas | Miscellaneous | E2 |  | Economic Potential
Industrial_Industrial - Firm_New_Miscellaneous_Natural Gas_Miscellaneous_E3_Economic Potential | Industrial | Industrial - Firm | New | Miscellaneous | Natural Gas | Miscellaneous | E3 |  | Economic Potential
Industrial_Industrial - Firm_New_Miscellaneous_Natural Gas_Miscellaneous_E4_Economic Potential | Industrial | Industrial - Firm | New | Miscellaneous | Natural Gas | Miscellaneous | E4 |  | Economic Potential
Industrial_Industrial - Firm_New_Miscellaneous_Natural Gas_Miscellaneous_E5_Economic Potential | Industrial | Industrial - Firm | New | Miscellaneous | Natural Gas | Miscellaneous | E5 |  | Economic Potential
Industrial_Industrial - Firm_New_Miscellaneous_Natural Gas_Miscellaneous_E6_Economic Potential | Industrial | Industrial - Firm | New | Miscellaneous | Natural Gas | Miscellaneous | E6 |  | Economic Potential
Industrial_Industrial - Firm_New_Miscellaneous_Natural Gas_Miscellaneous_E7_Economic Potential | Industrial | Industrial - Firm | New | Miscellaneous | Natural Gas | Miscellaneous | E7 |  | Economic Potential
Industrial_Industrial - Firm_New_Miscellaneous_Natural Gas_Miscellaneous_E8_Economic Potential | Industrial | Industrial - Firm | New | Miscellaneous | Natural Gas | Miscellaneous | E8 |  | Economic Potential
Industrial_Industrial - Firm_New_Miscellaneous_Natural Gas_Miscellaneous_E9_Economic Potential | Industrial | Industrial - Firm | New | Miscellaneous | Natural Gas | Miscellaneous | E9 |  | Economic Potential
Industrial_Industrial - Firm_New_Miscellaneous_Natural Gas_Miscellaneous_E10_Economic Potential | Industrial | Industrial - Firm | New | Miscellaneous | Natural Gas | Miscellaneous | E10 |  | Economic Potential
Industrial_Industrial - Int_Existing_Space Heating_Natural Gas_Furnace_E1_Economic Potential | Industrial | Industrial - Int | Existing | Space Heating | Natural Gas | Furnace | E1 |  | Economic Potential
Industrial_Industrial - Int_Existing_Space Heating_Natural Gas_Furnace_E2_Economic Potential | Industrial | Industrial - Int | Existing | Space Heating | Natural Gas | Furnace | E2 |  | Economic Potential
Industrial_Industrial - Int_Existing_Space Heating_Natural Gas_Furnace_E3_Economic Potential | Industrial | Industrial - Int | Existing | Space Heating | Natural Gas | Furnace | E3 |  | Economic Potential
Industrial_Industrial - Int_Existing_Space Heating_Natural Gas_Furnace_E4_Economic Potential | Industrial | Industrial - Int | Existing | Space Heating | Natural Gas | Furnace | E4 |  | Economic Potential
Industrial_Industrial - Int_Existing_Space Heating_Natural Gas_Furnace_E5_Economic Potential | Industrial | Industrial - Int | Existing | Space Heating | Natural Gas | Furnace | E5 |  | Economic Potential
Industrial_Industrial - Int_Existing_Space Heating_Natural Gas_Furnace_E6_Economic Potential | Industrial | Industrial - Int | Existing | Space Heating | Natural Gas | Furnace | E6 |  | Economic Potential
Industrial_Industrial - Int_Existing_Space Heating_Natural Gas_Furnace_E7_Economic Potential | Industrial | Industrial - Int | Existing | Space Heating | Natural Gas | Furnace | E7 |  | Economic Potential
Industrial_Industrial - Int_Existing_Space Heating_Natural Gas_Furnace_E8_Economic Potential | Industrial | Industrial - Int | Existing | Space Heating | Natural Gas | Furnace | E8 |  | Economic Potential
Industrial_Industrial - Int_Existing_Space Heating_Natural Gas_Furnace_E9_Economic Potential | Industrial | Industrial - Int | Existing | Space Heating | Natural Gas | Furnace | E9 |  | Economic Potential
Industrial_Industrial - Int_Existing_Space Heating_Natural Gas_Furnace_E10_Economic Potential | Industrial | Industrial - Int | Existing | Space Heating | Natural Gas | Furnace | E10 |  | Economic Potential
Industrial_Industrial - Int_Existing_Space Heating_Natural Gas_Boiler_E1_Economic Potential | Industrial | Industrial - Int | Existing | Space Heating | Natural Gas | Boiler | E1 |  | Economic Potential
Industrial_Industrial - Int_Existing_Space Heating_Natural Gas_Boiler_E2_Economic Potential | Industrial | Industrial - Int | Existing | Space Heating | Natural Gas | Boiler | E2 |  | Economic Potential
Industrial_Industrial - Int_Existing_Space Heating_Natural Gas_Boiler_E3_Economic Potential | Industrial | Industrial - Int | Existing | Space Heating | Natural Gas | Boiler | E3 |  | Economic Potential
Industrial_Industrial - Int_Existing_Space Heating_Natural Gas_Boiler_E4_Economic Potential | Industrial | Industrial - Int | Existing | Space Heating | Natural Gas | Boiler | E4 |  | Economic Potential
Industrial_Industrial - Int_Existing_Space Heating_Natural Gas_Boiler_E5_Economic Potential | Industrial | Industrial - Int | Existing | Space Heating | Natural Gas | Boiler | E5 |  | Economic Potential
Industrial_Industrial - Int_Existing_Space Heating_Natural Gas_Boiler_E6_Economic Potential | Industrial | Industrial - Int | Existing | Space Heating | Natural Gas | Boiler | E6 |  | Economic Potential
Industrial_Industrial - Int_Existing_Space Heating_Natural Gas_Boiler_E7_Economic Potential | Industrial | Industrial - Int | Existing | Space Heating | Natural Gas | Boiler | E7 |  | Economic Potential
Industrial_Industrial - Int_Existing_Space Heating_Natural Gas_Boiler_E8_Economic Potential | Industrial | Industrial - Int | Existing | Space Heating | Natural Gas | Boiler | E8 |  | Economic Potential
Industrial_Industrial - Int_Existing_Space Heating_Natural Gas_Boiler_E9_Economic Potential | Industrial | Industrial - Int | Existing | Space Heating | Natural Gas | Boiler | E9 |  | Economic Potential
Industrial_Industrial - Int_Existing_Space Heating_Natural Gas_Boiler_E10_Economic Potential | Industrial | Industrial - Int | Existing | Space Heating | Natural Gas | Boiler | E10 |  | Economic Potential
Industrial_Industrial - Int_Existing_Space Heating_Natural Gas_Unit Heater_E1_Economic Potential | Industrial | Industrial - Int | Existing | Space Heating | Natural Gas | Unit Heater | E1 |  | Economic Potential
Industrial_Industrial - Int_Existing_Space Heating_Natural Gas_Unit Heater_E2_Economic Potential | Industrial | Industrial - Int | Existing | Space Heating | Natural Gas | Unit Heater | E2 |  | Economic Potential
Industrial_Industrial - Int_Existing_Space Heating_Natural Gas_Unit Heater_E3_Economic Potential | Industrial | Industrial - Int | Existing | Space Heating | Natural Gas | Unit Heater | E3 |  | Economic Potential
Industrial_Industrial - Int_Existing_Space Heating_Natural Gas_Unit Heater_E4_Economic Potential | Industrial | Industrial - Int | Existing | Space Heating | Natural Gas | Unit Heater | E4 |  | Economic Potential
Industrial_Industrial - Int_Existing_Space Heating_Natural Gas_Unit Heater_E5_Economic Potential | Industrial | Industrial - Int | Existing | Space Heating | Natural Gas | Unit Heater | E5 |  | Economic Potential
Industrial_Industrial - Int_Existing_Space Heating_Natural Gas_Unit Heater_E6_Economic Potential | Industrial | Industrial - Int | Existing | Space Heating | Natural Gas | Unit Heater | E6 |  | Economic Potential
Industrial_Industrial - Int_Existing_Space Heating_Natural Gas_Unit Heater_E7_Economic Potential | Industrial | Industrial - Int | Existing | Space Heating | Natural Gas | Unit Heater | E7 |  | Economic Potential
Industrial_Industrial - Int_Existing_Space Heating_Natural Gas_Unit Heater_E8_Economic Potential | Industrial | Industrial - Int | Existing | Space Heating | Natural Gas | Unit Heater | E8 |  | Economic Potential
Industrial_Industrial - Int_Existing_Space Heating_Natural Gas_Unit Heater_E9_Economic Potential | Industrial | Industrial - Int | Existing | Space Heating | Natural Gas | Unit Heater | E9 |  | Economic Potential
Industrial_Industrial - Int_Existing_Space Heating_Natural Gas_Unit Heater_E10_Economic Potential | Industrial | Industrial - Int | Existing | Space Heating | Natural Gas | Unit Heater | E10 |  | Economic Potential
Industrial_Industrial - Int_Existing_Process_Natural Gas_Process Heating_E1_Economic Potential | Industrial | Industrial - Int | Existing | Process | Natural Gas | Process Heating | E1 |  | Economic Potential
Industrial_Industrial - Int_Existing_Process_Natural Gas_Process Heating_E2_Economic Potential | Industrial | Industrial - Int | Existing | Process | Natural Gas | Process Heating | E2 |  | Economic Potential
Industrial_Industrial - Int_Existing_Process_Natural Gas_Process Heating_E3_Economic Potential | Industrial | Industrial - Int | Existing | Process | Natural Gas | Process Heating | E3 |  | Economic Potential
Industrial_Industrial - Int_Existing_Process_Natural Gas_Process Heating_E4_Economic Potential | Industrial | Industrial - Int | Existing | Process | Natural Gas | Process Heating | E4 |  | Economic Potential
Industrial_Industrial - Int_Existing_Process_Natural Gas_Process Heating_E5_Economic Potential | Industrial | Industrial - Int | Existing | Process | Natural Gas | Process Heating | E5 |  | Economic Potential
Industrial_Industrial - Int_Existing_Process_Natural Gas_Process Heating_E6_Economic Potential | Industrial | Industrial - Int | Existing | Process | Natural Gas | Process Heating | E6 |  | Economic Potential
Industrial_Industrial - Int_Existing_Process_Natural Gas_Process Heating_E7_Economic Potential | Industrial | Industrial - Int | Existing | Process | Natural Gas | Process Heating | E7 |  | Economic Potential
Industrial_Industrial - Int_Existing_Process_Natural Gas_Process Heating_E8_Economic Potential | Industrial | Industrial - Int | Existing | Process | Natural Gas | Process Heating | E8 |  | Economic Potential
Industrial_Industrial - Int_Existing_Process_Natural Gas_Process Heating_E9_Economic Potential | Industrial | Industrial - Int | Existing | Process | Natural Gas | Process Heating | E9 |  | Economic Potential
Industrial_Industrial - Int_Existing_Process_Natural Gas_Process Heating_E10_Economic Potential | Industrial | Industrial - Int | Existing | Process | Natural Gas | Process Heating | E10 |  | Economic Potential
Industrial_Industrial - Int_Existing_Process_Natural Gas_Process Boiler_E1_Economic Potential | Industrial | Industrial - Int | Existing | Process | Natural Gas | Process Boiler | E1 |  | Economic Potential
Industrial_Industrial - Int_Existing_Process_Natural Gas_Process Boiler_E2_Economic Potential | Industrial | Industrial - Int | Existing | Process | Natural Gas | Process Boiler | E2 |  | Economic Potential
Industrial_Industrial - Int_Existing_Process_Natural Gas_Process Boiler_E3_Economic Potential | Industrial | Industrial - Int | Existing | Process | Natural Gas | Process Boiler | E3 |  | Economic Potential
Industrial_Industrial - Int_Existing_Process_Natural Gas_Process Boiler_E4_Economic Potential | Industrial | Industrial - Int | Existing | Process | Natural Gas | Process Boiler | E4 |  | Economic Potential
Industrial_Industrial - Int_Existing_Process_Natural Gas_Process Boiler_E5_Economic Potential | Industrial | Industrial - Int | Existing | Process | Natural Gas | Process Boiler | E5 |  | Economic Potential
Industrial_Industrial - Int_Existing_Process_Natural Gas_Process Boiler_E6_Economic Potential | Industrial | Industrial - Int | Existing | Process | Natural Gas | Process Boiler | E6 |  | Economic Potential
Industrial_Industrial - Int_Existing_Process_Natural Gas_Process Boiler_E7_Economic Potential | Industrial | Industrial - Int | Existing | Process | Natural Gas | Process Boiler | E7 |  | Economic Potential
Industrial_Industrial - Int_Existing_Process_Natural Gas_Process Boiler_E8_Economic Potential | Industrial | Industrial - Int | Existing | Process | Natural Gas | Process Boiler | E8 |  | Economic Potential
Industrial_Industrial - Int_Existing_Process_Natural Gas_Process Boiler_E9_Economic Potential | Industrial | Industrial - Int | Existing | Process | Natural Gas | Process Boiler | E9 |  | Economic Potential
Industrial_Industrial - Int_Existing_Process_Natural Gas_Process Boiler_E10_Economic Potential | Industrial | Industrial - Int | Existing | Process | Natural Gas | Process Boiler | E10 |  | Economic Potential
Industrial_Industrial - Int_Existing_Process_Natural Gas_Process Cooling_E1_Economic Potential | Industrial | Industrial - Int | Existing | Process | Natural Gas | Process Cooling | E1 |  | Economic Potential
Industrial_Industrial - Int_Existing_Process_Natural Gas_Process Cooling_E2_Economic Potential | Industrial | Industrial - Int | Existing | Process | Natural Gas | Process Cooling | E2 |  | Economic Potential
Industrial_Industrial - Int_Existing_Process_Natural Gas_Process Cooling_E3_Economic Potential | Industrial | Industrial - Int | Existing | Process | Natural Gas | Process Cooling | E3 |  | Economic Potential
Industrial_Industrial - Int_Existing_Process_Natural Gas_Process Cooling_E4_Economic Potential | Industrial | Industrial - Int | Existing | Process | Natural Gas | Process Cooling | E4 |  | Economic Potential
Industrial_Industrial - Int_Existing_Process_Natural Gas_Process Cooling_E5_Economic Potential | Industrial | Industrial - Int | Existing | Process | Natural Gas | Process Cooling | E5 |  | Economic Potential
Industrial_Industrial - Int_Existing_Process_Natural Gas_Process Cooling_E6_Economic Potential | Industrial | Industrial - Int | Existing | Process | Natural Gas | Process Cooling | E6 |  | Economic Potential
Industrial_Industrial - Int_Existing_Process_Natural Gas_Process Cooling_E7_Economic Potential | Industrial | Industrial - Int | Existing | Process | Natural Gas | Process Cooling | E7 |  | Economic Potential
Industrial_Industrial - Int_Existing_Process_Natural Gas_Process Cooling_E8_Economic Potential | Industrial | Industrial - Int | Existing | Process | Natural Gas | Process Cooling | E8 |  | Economic Potential
Industrial_Industrial - Int_Existing_Process_Natural Gas_Process Cooling_E9_Economic Potential | Industrial | Industrial - Int | Existing | Process | Natural Gas | Process Cooling | E9 |  | Economic Potential
Industrial_Industrial - Int_Existing_Process_Natural Gas_Process Cooling_E10_Economic Potential | Industrial | Industrial - Int | Existing | Process | Natural Gas | Process Cooling | E10 |  | Economic Potential
Industrial_Industrial - Int_Existing_Process_Natural Gas_Other Process_E1_Economic Potential | Industrial | Industrial - Int | Existing | Process | Natural Gas | Other Process | E1 |  | Economic Potential
Industrial_Industrial - Int_Existing_Process_Natural Gas_Other Process_E2_Economic Potential | Industrial | Industrial - Int | Existing | Process | Natural Gas | Other Process | E2 |  | Economic Potential
Industrial_Industrial - Int_Existing_Process_Natural Gas_Other Process_E3_Economic Potential | Industrial | Industrial - Int | Existing | Process | Natural Gas | Other Process | E3 |  | Economic Potential
Industrial_Industrial - Int_Existing_Process_Natural Gas_Other Process_E4_Economic Potential | Industrial | Industrial - Int | Existing | Process | Natural Gas | Other Process | E4 |  | Economic Potential
Industrial_Industrial - Int_Existing_Process_Natural Gas_Other Process_E5_Economic Potential | Industrial | Industrial - Int | Existing | Process | Natural Gas | Other Process | E5 |  | Economic Potential
Industrial_Industrial - Int_Existing_Process_Natural Gas_Other Process_E6_Economic Potential | Industrial | Industrial - Int | Existing | Process | Natural Gas | Other Process | E6 |  | Economic Potential
Industrial_Industrial - Int_Existing_Process_Natural Gas_Other Process_E7_Economic Potential | Industrial | Industrial - Int | Existing | Process | Natural Gas | Other Process | E7 |  | Economic Potential
Industrial_Industrial - Int_Existing_Process_Natural Gas_Other Process_E8_Economic Potential | Industrial | Industrial - Int | Existing | Process | Natural Gas | Other Process | E8 |  | Economic Potential
Industrial_Industrial - Int_Existing_Process_Natural Gas_Other Process_E9_Economic Potential | Industrial | Industrial - Int | Existing | Process | Natural Gas | Other Process | E9 |  | Economic Potential
Industrial_Industrial - Int_Existing_Process_Natural Gas_Other Process_E10_Economic Potential | Industrial | Industrial - Int | Existing | Process | Natural Gas | Other Process | E10 |  | Economic Potential
Industrial_Industrial - Int_Existing_Miscellaneous_Natural Gas_Miscellaneous_E1_Economic Potential | Industrial | Industrial - Int | Existing | Miscellaneous | Natural Gas | Miscellaneous | E1 |  | Economic Potential
Industrial_Industrial - Int_Existing_Miscellaneous_Natural Gas_Miscellaneous_E2_Economic Potential | Industrial | Industrial - Int | Existing | Miscellaneous | Natural Gas | Miscellaneous | E2 |  | Economic Potential
Industrial_Industrial - Int_Existing_Miscellaneous_Natural Gas_Miscellaneous_E3_Economic Potential | Industrial | Industrial - Int | Existing | Miscellaneous | Natural Gas | Miscellaneous | E3 |  | Economic Potential
Industrial_Industrial - Int_Existing_Miscellaneous_Natural Gas_Miscellaneous_E4_Economic Potential | Industrial | Industrial - Int | Existing | Miscellaneous | Natural Gas | Miscellaneous | E4 |  | Economic Potential
Industrial_Industrial - Int_Existing_Miscellaneous_Natural Gas_Miscellaneous_E5_Economic Potential | Industrial | Industrial - Int | Existing | Miscellaneous | Natural Gas | Miscellaneous | E5 |  | Economic Potential
Industrial_Industrial - Int_Existing_Miscellaneous_Natural Gas_Miscellaneous_E6_Economic Potential | Industrial | Industrial - Int | Existing | Miscellaneous | Natural Gas | Miscellaneous | E6 |  | Economic Potential
Industrial_Industrial - Int_Existing_Miscellaneous_Natural Gas_Miscellaneous_E7_Economic Potential | Industrial | Industrial - Int | Existing | Miscellaneous | Natural Gas | Miscellaneous | E7 |  | Economic Potential
Industrial_Industrial - Int_Existing_Miscellaneous_Natural Gas_Miscellaneous_E8_Economic Potential | Industrial | Industrial - Int | Existing | Miscellaneous | Natural Gas | Miscellaneous | E8 |  | Economic Potential
Industrial_Industrial - Int_Existing_Miscellaneous_Natural Gas_Miscellaneous_E9_Economic Potential | Industrial | Industrial - Int | Existing | Miscellaneous | Natural Gas | Miscellaneous | E9 |  | Economic Potential
Industrial_Industrial - Int_Existing_Miscellaneous_Natural Gas_Miscellaneous_E10_Economic Potential | Industrial | Industrial - Int | Existing | Miscellaneous | Natural Gas | Miscellaneous | E10 |  | Economic Potential
Industrial_Industrial - Int_New_Space Heating_Natural Gas_Furnace_E1_Economic Potential | Industrial | Industrial - Int | New | Space Heating | Natural Gas | Furnace | E1 |  | Economic Potential
Industrial_Industrial - Int_New_Space Heating_Natural Gas_Furnace_E2_Economic Potential | Industrial | Industrial - Int | New | Space Heating | Natural Gas | Furnace | E2 |  | Economic Potential
Industrial_Industrial - Int_New_Space Heating_Natural Gas_Furnace_E3_Economic Potential | Industrial | Industrial - Int | New | Space Heating | Natural Gas | Furnace | E3 |  | Economic Potential
Industrial_Industrial - Int_New_Space Heating_Natural Gas_Furnace_E4_Economic Potential | Industrial | Industrial - Int | New | Space Heating | Natural Gas | Furnace | E4 |  | Economic Potential
Industrial_Industrial - Int_New_Space Heating_Natural Gas_Furnace_E5_Economic Potential | Industrial | Industrial - Int | New | Space Heating | Natural Gas | Furnace | E5 |  | Economic Potential
Industrial_Industrial - Int_New_Space Heating_Natural Gas_Furnace_E6_Economic Potential | Industrial | Industrial - Int | New | Space Heating | Natural Gas | Furnace | E6 |  | Economic Potential
Industrial_Industrial - Int_New_Space Heating_Natural Gas_Furnace_E7_Economic Potential | Industrial | Industrial - Int | New | Space Heating | Natural Gas | Furnace | E7 |  | Economic Potential
Industrial_Industrial - Int_New_Space Heating_Natural Gas_Furnace_E8_Economic Potential | Industrial | Industrial - Int | New | Space Heating | Natural Gas | Furnace | E8 |  | Economic Potential
Industrial_Industrial - Int_New_Space Heating_Natural Gas_Furnace_E9_Economic Potential | Industrial | Industrial - Int | New | Space Heating | Natural Gas | Furnace | E9 |  | Economic Potential
Industrial_Industrial - Int_New_Space Heating_Natural Gas_Furnace_E10_Economic Potential | Industrial | Industrial - Int | New | Space Heating | Natural Gas | Furnace | E10 |  | Economic Potential
Industrial_Industrial - Int_New_Space Heating_Natural Gas_Boiler_E1_Economic Potential | Industrial | Industrial - Int | New | Space Heating | Natural Gas | Boiler | E1 |  | Economic Potential
Industrial_Industrial - Int_New_Space Heating_Natural Gas_Boiler_E2_Economic Potential | Industrial | Industrial - Int | New | Space Heating | Natural Gas | Boiler | E2 |  | Economic Potential
Industrial_Industrial - Int_New_Space Heating_Natural Gas_Boiler_E3_Economic Potential | Industrial | Industrial - Int | New | Space Heating | Natural Gas | Boiler | E3 |  | Economic Potential
Industrial_Industrial - Int_New_Space Heating_Natural Gas_Boiler_E4_Economic Potential | Industrial | Industrial - Int | New | Space Heating | Natural Gas | Boiler | E4 |  | Economic Potential
Industrial_Industrial - Int_New_Space Heating_Natural Gas_Boiler_E5_Economic Potential | Industrial | Industrial - Int | New | Space Heating | Natural Gas | Boiler | E5 |  | Economic Potential
Industrial_Industrial - Int_New_Space Heating_Natural Gas_Boiler_E6_Economic Potential | Industrial | Industrial - Int | New | Space Heating | Natural Gas | Boiler | E6 |  | Economic Potential
Industrial_Industrial - Int_New_Space Heating_Natural Gas_Boiler_E7_Economic Potential | Industrial | Industrial - Int | New | Space Heating | Natural Gas | Boiler | E7 |  | Economic Potential
Industrial_Industrial - Int_New_Space Heating_Natural Gas_Boiler_E8_Economic Potential | Industrial | Industrial - Int | New | Space Heating | Natural Gas | Boiler | E8 |  | Economic Potential
Industrial_Industrial - Int_New_Space Heating_Natural Gas_Boiler_E9_Economic Potential | Industrial | Industrial - Int | New | Space Heating | Natural Gas | Boiler | E9 |  | Economic Potential
Industrial_Industrial - Int_New_Space Heating_Natural Gas_Boiler_E10_Economic Potential | Industrial | Industrial - Int | New | Space Heating | Natural Gas | Boiler | E10 |  | Economic Potential
Industrial_Industrial - Int_New_Space Heating_Natural Gas_Unit Heater_E1_Economic Potential | Industrial | Industrial - Int | New | Space Heating | Natural Gas | Unit Heater | E1 |  | Economic Potential
Industrial_Industrial - Int_New_Space Heating_Natural Gas_Unit Heater_E2_Economic Potential | Industrial | Industrial - Int | New | Space Heating | Natural Gas | Unit Heater | E2 |  | Economic Potential
Industrial_Industrial - Int_New_Space Heating_Natural Gas_Unit Heater_E3_Economic Potential | Industrial | Industrial - Int | New | Space Heating | Natural Gas | Unit Heater | E3 |  | Economic Potential
Industrial_Industrial - Int_New_Space Heating_Natural Gas_Unit Heater_E4_Economic Potential | Industrial | Industrial - Int | New | Space Heating | Natural Gas | Unit Heater | E4 |  | Economic Potential
Industrial_Industrial - Int_New_Space Heating_Natural Gas_Unit Heater_E5_Economic Potential | Industrial | Industrial - Int | New | Space Heating | Natural Gas | Unit Heater | E5 |  | Economic Potential
Industrial_Industrial - Int_New_Space Heating_Natural Gas_Unit Heater_E6_Economic Potential | Industrial | Industrial - Int | New | Space Heating | Natural Gas | Unit Heater | E6 |  | Economic Potential
Industrial_Industrial - Int_New_Space Heating_Natural Gas_Unit Heater_E7_Economic Potential | Industrial | Industrial - Int | New | Space Heating | Natural Gas | Unit Heater | E7 |  | Economic Potential
Industrial_Industrial - Int_New_Space Heating_Natural Gas_Unit Heater_E8_Economic Potential | Industrial | Industrial - Int | New | Space Heating | Natural Gas | Unit Heater | E8 |  | Economic Potential
Industrial_Industrial - Int_New_Space Heating_Natural Gas_Unit Heater_E9_Economic Potential | Industrial | Industrial - Int | New | Space Heating | Natural Gas | Unit Heater | E9 |  | Economic Potential
Industrial_Industrial - Int_New_Space Heating_Natural Gas_Unit Heater_E10_Economic Potential | Industrial | Industrial - Int | New | Space Heating | Natural Gas | Unit Heater | E10 |  | Economic Potential
Industrial_Industrial - Int_New_Process_Natural Gas_Process Heating_E1_Economic Potential | Industrial | Industrial - Int | New | Process | Natural Gas | Process Heating | E1 |  | Economic Potential
Industrial_Industrial - Int_New_Process_Natural Gas_Process Heating_E2_Economic Potential | Industrial | Industrial - Int | New | Process | Natural Gas | Process Heating | E2 |  | Economic Potential
Industrial_Industrial - Int_New_Process_Natural Gas_Process Heating_E3_Economic Potential | Industrial | Industrial - Int | New | Process | Natural Gas | Process Heating | E3 |  | Economic Potential
Industrial_Industrial - Int_New_Process_Natural Gas_Process Heating_E4_Economic Potential | Industrial | Industrial - Int | New | Process | Natural Gas | Process Heating | E4 |  | Economic Potential
Industrial_Industrial - Int_New_Process_Natural Gas_Process Heating_E5_Economic Potential | Industrial | Industrial - Int | New | Process | Natural Gas | Process Heating | E5 |  | Economic Potential
Industrial_Industrial - Int_New_Process_Natural Gas_Process Heating_E6_Economic Potential | Industrial | Industrial - Int | New | Process | Natural Gas | Process Heating | E6 |  | Economic Potential
Industrial_Industrial - Int_New_Process_Natural Gas_Process Heating_E7_Economic Potential | Industrial | Industrial - Int | New | Process | Natural Gas | Process Heating | E7 |  | Economic Potential
Industrial_Industrial - Int_New_Process_Natural Gas_Process Heating_E8_Economic Potential | Industrial | Industrial - Int | New | Process | Natural Gas | Process Heating | E8 |  | Economic Potential
Industrial_Industrial - Int_New_Process_Natural Gas_Process Heating_E9_Economic Potential | Industrial | Industrial - Int | New | Process | Natural Gas | Process Heating | E9 |  | Economic Potential
Industrial_Industrial - Int_New_Process_Natural Gas_Process Heating_E10_Economic Potential | Industrial | Industrial - Int | New | Process | Natural Gas | Process Heating | E10 |  | Economic Potential
Industrial_Industrial - Int_New_Process_Natural Gas_Process Boiler_E1_Economic Potential | Industrial | Industrial - Int | New | Process | Natural Gas | Process Boiler | E1 |  | Economic Potential
Industrial_Industrial - Int_New_Process_Natural Gas_Process Boiler_E2_Economic Potential | Industrial | Industrial - Int | New | Process | Natural Gas | Process Boiler | E2 |  | Economic Potential
Industrial_Industrial - Int_New_Process_Natural Gas_Process Boiler_E3_Economic Potential | Industrial | Industrial - Int | New | Process | Natural Gas | Process Boiler | E3 |  | Economic Potential
Industrial_Industrial - Int_New_Process_Natural Gas_Process Boiler_E4_Economic Potential | Industrial | Industrial - Int | New | Process | Natural Gas | Process Boiler | E4 |  | Economic Potential
Industrial_Industrial - Int_New_Process_Natural Gas_Process Boiler_E5_Economic Potential | Industrial | Industrial - Int | New | Process | Natural Gas | Process Boiler | E5 |  | Economic Potential
Industrial_Industrial - Int_New_Process_Natural Gas_Process Boiler_E6_Economic Potential | Industrial | Industrial - Int | New | Process | Natural Gas | Process Boiler | E6 |  | Economic Potential
Industrial_Industrial - Int_New_Process_Natural Gas_Process Boiler_E7_Economic Potential | Industrial | Industrial - Int | New | Process | Natural Gas | Process Boiler | E7 |  | Economic Potential
Industrial_Industrial - Int_New_Process_Natural Gas_Process Boiler_E8_Economic Potential | Industrial | Industrial - Int | New | Process | Natural Gas | Process Boiler | E8 |  | Economic Potential
Industrial_Industrial - Int_New_Process_Natural Gas_Process Boiler_E9_Economic Potential | Industrial | Industrial - Int | New | Process | Natural Gas | Process Boiler | E9 |  | Economic Potential
Industrial_Industrial - Int_New_Process_Natural Gas_Process Boiler_E10_Economic Potential | Industrial | Industrial - Int | New | Process | Natural Gas | Process Boiler | E10 |  | Economic Potential
Industrial_Industrial - Int_New_Process_Natural Gas_Process Cooling_E1_Economic Potential | Industrial | Industrial - Int | New | Process | Natural Gas | Process Cooling | E1 |  | Economic Potential
Industrial_Industrial - Int_New_Process_Natural Gas_Process Cooling_E2_Economic Potential | Industrial | Industrial - Int | New | Process | Natural Gas | Process Cooling | E2 |  | Economic Potential
Industrial_Industrial - Int_New_Process_Natural Gas_Process Cooling_E3_Economic Potential | Industrial | Industrial - Int | New | Process | Natural Gas | Process Cooling | E3 |  | Economic Potential
Industrial_Industrial - Int_New_Process_Natural Gas_Process Cooling_E4_Economic Potential | Industrial | Industrial - Int | New | Process | Natural Gas | Process Cooling | E4 |  | Economic Potential
Industrial_Industrial - Int_New_Process_Natural Gas_Process Cooling_E5_Economic Potential | Industrial | Industrial - Int | New | Process | Natural Gas | Process Cooling | E5 |  | Economic Potential
Industrial_Industrial - Int_New_Process_Natural Gas_Process Cooling_E6_Economic Potential | Industrial | Industrial - Int | New | Process | Natural Gas | Process Cooling | E6 |  | Economic Potential
Industrial_Industrial - Int_New_Process_Natural Gas_Process Cooling_E7_Economic Potential | Industrial | Industrial - Int | New | Process | Natural Gas | Process Cooling | E7 |  | Economic Potential
Industrial_Industrial - Int_New_Process_Natural Gas_Process Cooling_E8_Economic Potential | Industrial | Industrial - Int | New | Process | Natural Gas | Process Cooling | E8 |  | Economic Potential
Industrial_Industrial - Int_New_Process_Natural Gas_Process Cooling_E9_Economic Potential | Industrial | Industrial - Int | New | Process | Natural Gas | Process Cooling | E9 |  | Economic Potential
Industrial_Industrial - Int_New_Process_Natural Gas_Process Cooling_E10_Economic Potential | Industrial | Industrial - Int | New | Process | Natural Gas | Process Cooling | E10 |  | Economic Potential
Industrial_Industrial - Int_New_Process_Natural Gas_Other Process_E1_Economic Potential | Industrial | Industrial - Int | New | Process | Natural Gas | Other Process | E1 |  | Economic Potential
Industrial_Industrial - Int_New_Process_Natural Gas_Other Process_E2_Economic Potential | Industrial | Industrial - Int | New | Process | Natural Gas | Other Process | E2 |  | Economic Potential
Industrial_Industrial - Int_New_Process_Natural Gas_Other Process_E3_Economic Potential | Industrial | Industrial - Int | New | Process | Natural Gas | Other Process | E3 |  | Economic Potential
Industrial_Industrial - Int_New_Process_Natural Gas_Other Process_E4_Economic Potential | Industrial | Industrial - Int | New | Process | Natural Gas | Other Process | E4 |  | Economic Potential
Industrial_Industrial - Int_New_Process_Natural Gas_Other Process_E5_Economic Potential | Industrial | Industrial - Int | New | Process | Natural Gas | Other Process | E5 |  | Economic Potential
Industrial_Industrial - Int_New_Process_Natural Gas_Other Process_E6_Economic Potential | Industrial | Industrial - Int | New | Process | Natural Gas | Other Process | E6 |  | Economic Potential
Industrial_Industrial - Int_New_Process_Natural Gas_Other Process_E7_Economic Potential | Industrial | Industrial - Int | New | Process | Natural Gas | Other Process | E7 |  | Economic Potential
Industrial_Industrial - Int_New_Process_Natural Gas_Other Process_E8_Economic Potential | Industrial | Industrial - Int | New | Process | Natural Gas | Other Process | E8 |  | Economic Potential
Industrial_Industrial - Int_New_Process_Natural Gas_Other Process_E9_Economic Potential | Industrial | Industrial - Int | New | Process | Natural Gas | Other Process | E9 |  | Economic Potential
Industrial_Industrial - Int_New_Process_Natural Gas_Other Process_E10_Economic Potential | Industrial | Industrial - Int | New | Process | Natural Gas | Other Process | E10 |  | Economic Potential
Industrial_Industrial - Int_New_Miscellaneous_Natural Gas_Miscellaneous_E1_Economic Potential | Industrial | Industrial - Int | New | Miscellaneous | Natural Gas | Miscellaneous | E1 |  | Economic Potential
Industrial_Industrial - Int_New_Miscellaneous_Natural Gas_Miscellaneous_E2_Economic Potential | Industrial | Industrial - Int | New | Miscellaneous | Natural Gas | Miscellaneous | E2 |  | Economic Potential
Industrial_Industrial - Int_New_Miscellaneous_Natural Gas_Miscellaneous_E3_Economic Potential | Industrial | Industrial - Int | New | Miscellaneous | Natural Gas | Miscellaneous | E3 |  | Economic Potential
Industrial_Industrial - Int_New_Miscellaneous_Natural Gas_Miscellaneous_E4_Economic Potential | Industrial | Industrial - Int | New | Miscellaneous | Natural Gas | Miscellaneous | E4 |  | Economic Potential
Industrial_Industrial - Int_New_Miscellaneous_Natural Gas_Miscellaneous_E5_Economic Potential | Industrial | Industrial - Int | New | Miscellaneous | Natural Gas | Miscellaneous | E5 |  | Economic Potential
Industrial_Industrial - Int_New_Miscellaneous_Natural Gas_Miscellaneous_E6_Economic Potential | Industrial | Industrial - Int | New | Miscellaneous | Natural Gas | Miscellaneous | E6 |  | Economic Potential
Industrial_Industrial - Int_New_Miscellaneous_Natural Gas_Miscellaneous_E7_Economic Potential | Industrial | Industrial - Int | New | Miscellaneous | Natural Gas | Miscellaneous | E7 |  | Economic Potential
Industrial_Industrial - Int_New_Miscellaneous_Natural Gas_Miscellaneous_E8_Economic Potential | Industrial | Industrial - Int | New | Miscellaneous | Natural Gas | Miscellaneous | E8 |  | Economic Potential
Industrial_Industrial - Int_New_Miscellaneous_Natural Gas_Miscellaneous_E9_Economic Potential | Industrial | Industrial - Int | New | Miscellaneous | Natural Gas | Miscellaneous | E9 |  | Economic Potential
Industrial_Industrial - Int_New_Miscellaneous_Natural Gas_Miscellaneous_E10_Economic Potential | Industrial | Industrial - Int | New | Miscellaneous | Natural Gas | Miscellaneous | E10 |  | Economic Potential
Industrial_Industrial - Firm_Existing_Space Heating_Natural Gas_Furnace_E1_Technical Potential | Industrial | Industrial - Firm | Existing | Space Heating | Natural Gas | Furnace | E1 |  | Technical Potential
Industrial_Industrial - Firm_Existing_Space Heating_Natural Gas_Furnace_E2_Technical Potential | Industrial | Industrial - Firm | Existing | Space Heating | Natural Gas | Furnace | E2 |  | Technical Potential
Industrial_Industrial - Firm_Existing_Space Heating_Natural Gas_Furnace_E3_Technical Potential | Industrial | Industrial - Firm | Existing | Space Heating | Natural Gas | Furnace | E3 |  | Technical Potential
Industrial_Industrial - Firm_Existing_Space Heating_Natural Gas_Furnace_E4_Technical Potential | Industrial | Industrial - Firm | Existing | Space Heating | Natural Gas | Furnace | E4 |  | Technical Potential
Industrial_Industrial - Firm_Existing_Space Heating_Natural Gas_Furnace_E5_Technical Potential | Industrial | Industrial - Firm | Existing | Space Heating | Natural Gas | Furnace | E5 |  | Technical Potential
Industrial_Industrial - Firm_Existing_Space Heating_Natural Gas_Furnace_E6_Technical Potential | Industrial | Industrial - Firm | Existing | Space Heating | Natural Gas | Furnace | E6 |  | Technical Potential
Industrial_Industrial - Firm_Existing_Space Heating_Natural Gas_Furnace_E7_Technical Potential | Industrial | Industrial - Firm | Existing | Space Heating | Natural Gas | Furnace | E7 |  | Technical Potential
Industrial_Industrial - Firm_Existing_Space Heating_Natural Gas_Furnace_E8_Technical Potential | Industrial | Industrial - Firm | Existing | Space Heating | Natural Gas | Furnace | E8 |  | Technical Potential
Industrial_Industrial - Firm_Existing_Space Heating_Natural Gas_Furnace_E9_Technical Potential | Industrial | Industrial - Firm | Existing | Space Heating | Natural Gas | Furnace | E9 |  | Technical Potential
Industrial_Industrial - Firm_Existing_Space Heating_Natural Gas_Furnace_E10_Technical Potential | Industrial | Industrial - Firm | Existing | Space Heating | Natural Gas | Furnace | E10 |  | Technical Potential
Industrial_Industrial - Firm_Existing_Space Heating_Natural Gas_Boiler_E1_Technical Potential | Industrial | Industrial - Firm | Existing | Space Heating | Natural Gas | Boiler | E1 |  | Technical Potential
Industrial_Industrial - Firm_Existing_Space Heating_Natural Gas_Boiler_E2_Technical Potential | Industrial | Industrial - Firm | Existing | Space Heating | Natural Gas | Boiler | E2 |  | Technical Potential
Industrial_Industrial - Firm_Existing_Space Heating_Natural Gas_Boiler_E3_Technical Potential | Industrial | Industrial - Firm | Existing | Space Heating | Natural Gas | Boiler | E3 |  | Technical Potential
Industrial_Industrial - Firm_Existing_Space Heating_Natural Gas_Boiler_E4_Technical Potential | Industrial | Industrial - Firm | Existing | Space Heating | Natural Gas | Boiler | E4 |  | Technical Potential
Industrial_Industrial - Firm_Existing_Space Heating_Natural Gas_Boiler_E5_Technical Potential | Industrial | Industrial - Firm | Existing | Space Heating | Natural Gas | Boiler | E5 |  | Technical Potential
Industrial_Industrial - Firm_Existing_Space Heating_Natural Gas_Boiler_E6_Technical Potential | Industrial | Industrial - Firm | Existing | Space Heating | Natural Gas | Boiler | E6 |  | Technical Potential
Industrial_Industrial - Firm_Existing_Space Heating_Natural Gas_Boiler_E7_Technical Potential | Industrial | Industrial - Firm | Existing | Space Heating | Natural Gas | Boiler | E7 |  | Technical Potential
Industrial_Industrial - Firm_Existing_Space Heating_Natural Gas_Boiler_E8_Technical Potential | Industrial | Industrial - Firm | Existing | Space Heating | Natural Gas | Boiler | E8 |  | Technical Potential
Industrial_Industrial - Firm_Existing_Space Heating_Natural Gas_Boiler_E9_Technical Potential | Industrial | Industrial - Firm | Existing | Space Heating | Natural Gas | Boiler | E9 |  | Technical Potential
Industrial_Industrial - Firm_Existing_Space Heating_Natural Gas_Boiler_E10_Technical Potential | Industrial | Industrial - Firm | Existing | Space Heating | Natural Gas | Boiler | E10 |  | Technical Potential
Industrial_Industrial - Firm_Existing_Space Heating_Natural Gas_Unit Heater_E1_Technical Potential | Industrial | Industrial - Firm | Existing | Space Heating | Natural Gas | Unit Heater | E1 |  | Technical Potential
Industrial_Industrial - Firm_Existing_Space Heating_Natural Gas_Unit Heater_E2_Technical Potential | Industrial | Industrial - Firm | Existing | Space Heating | Natural Gas | Unit Heater | E2 |  | Technical Potential
Industrial_Industrial - Firm_Existing_Space Heating_Natural Gas_Unit Heater_E3_Technical Potential | Industrial | Industrial - Firm | Existing | Space Heating | Natural Gas | Unit Heater | E3 |  | Technical Potential
Industrial_Industrial - Firm_Existing_Space Heating_Natural Gas_Unit Heater_E4_Technical Potential | Industrial | Industrial - Firm | Existing | Space Heating | Natural Gas | Unit Heater | E4 |  | Technical Potential
Industrial_Industrial - Firm_Existing_Space Heating_Natural Gas_Unit Heater_E5_Technical Potential | Industrial | Industrial - Firm | Existing | Space Heating | Natural Gas | Unit Heater | E5 |  | Technical Potential
Industrial_Industrial - Firm_Existing_Space Heating_Natural Gas_Unit Heater_E6_Technical Potential | Industrial | Industrial - Firm | Existing | Space Heating | Natural Gas | Unit Heater | E6 |  | Technical Potential
Industrial_Industrial - Firm_Existing_Space Heating_Natural Gas_Unit Heater_E7_Technical Potential | Industrial | Industrial - Firm | Existing | Space Heating | Natural Gas | Unit Heater | E7 |  | Technical Potential
Industrial_Industrial - Firm_Existing_Space Heating_Natural Gas_Unit Heater_E8_Technical Potential | Industrial | Industrial - Firm | Existing | Space Heating | Natural Gas | Unit Heater | E8 |  | Technical Potential
Industrial_Industrial - Firm_Existing_Space Heating_Natural Gas_Unit Heater_E9_Technical Potential | Industrial | Industrial - Firm | Existing | Space Heating | Natural Gas | Unit Heater | E9 |  | Technical Potential
Industrial_Industrial - Firm_Existing_Space Heating_Natural Gas_Unit Heater_E10_Technical Potential | Industrial | Industrial - Firm | Existing | Space Heating | Natural Gas | Unit Heater | E10 |  | Technical Potential
Industrial_Industrial - Firm_Existing_Process_Natural Gas_Process Heating_E1_Technical Potential | Industrial | Industrial - Firm | Existing | Process | Natural Gas | Process Heating | E1 |  | Technical Potential
Industrial_Industrial - Firm_Existing_Process_Natural Gas_Process Heating_E2_Technical Potential | Industrial | Industrial - Firm | Existing | Process | Natural Gas | Process Heating | E2 |  | Technical Potential
Industrial_Industrial - Firm_Existing_Process_Natural Gas_Process Heating_E3_Technical Potential | Industrial | Industrial - Firm | Existing | Process | Natural Gas | Process Heating | E3 |  | Technical Potential
Industrial_Industrial - Firm_Existing_Process_Natural Gas_Process Heating_E4_Technical Potential | Industrial | Industrial - Firm | Existing | Process | Natural Gas | Process Heating | E4 |  | Technical Potential
Industrial_Industrial - Firm_Existing_Process_Natural Gas_Process Heating_E5_Technical Potential | Industrial | Industrial - Firm | Existing | Process | Natural Gas | Process Heating | E5 |  | Technical Potential
Industrial_Industrial - Firm_Existing_Process_Natural Gas_Process Heating_E6_Technical Potential | Industrial | Industrial - Firm | Existing | Process | Natural Gas | Process Heating | E6 |  | Technical Potential
Industrial_Industrial - Firm_Existing_Process_Natural Gas_Process Heating_E7_Technical Potential | Industrial | Industrial - Firm | Existing | Process | Natural Gas | Process Heating | E7 |  | Technical Potential
Industrial_Industrial - Firm_Existing_Process_Natural Gas_Process Heating_E8_Technical Potential | Industrial | Industrial - Firm | Existing | Process | Natural Gas | Process Heating | E8 |  | Technical Potential
Industrial_Industrial - Firm_Existing_Process_Natural Gas_Process Heating_E9_Technical Potential | Industrial | Industrial - Firm | Existing | Process | Natural Gas | Process Heating | E9 |  | Technical Potential
Industrial_Industrial - Firm_Existing_Process_Natural Gas_Process Heating_E10_Technical Potential | Industrial | Industrial - Firm | Existing | Process | Natural Gas | Process Heating | E10 |  | Technical Potential
Industrial_Industrial - Firm_Existing_Process_Natural Gas_Process Boiler_E1_Technical Potential | Industrial | Industrial - Firm | Existing | Process | Natural Gas | Process Boiler | E1 |  | Technical Potential
Industrial_Industrial - Firm_Existing_Process_Natural Gas_Process Boiler_E2_Technical Potential | Industrial | Industrial - Firm | Existing | Process | Natural Gas | Process Boiler | E2 |  | Technical Potential
Industrial_Industrial - Firm_Existing_Process_Natural Gas_Process Boiler_E3_Technical Potential | Industrial | Industrial - Firm | Existing | Process | Natural Gas | Process Boiler | E3 |  | Technical Potential
Industrial_Industrial - Firm_Existing_Process_Natural Gas_Process Boiler_E4_Technical Potential | Industrial | Industrial - Firm | Existing | Process | Natural Gas | Process Boiler | E4 |  | Technical Potential
Industrial_Industrial - Firm_Existing_Process_Natural Gas_Process Boiler_E5_Technical Potential | Industrial | Industrial - Firm | Existing | Process | Natural Gas | Process Boiler | E5 |  | Technical Potential
Industrial_Industrial - Firm_Existing_Process_Natural Gas_Process Boiler_E6_Technical Potential | Industrial | Industrial - Firm | Existing | Process | Natural Gas | Process Boiler | E6 |  | Technical Potential
Industrial_Industrial - Firm_Existing_Process_Natural Gas_Process Boiler_E7_Technical Potential | Industrial | Industrial - Firm | Existing | Process | Natural Gas | Process Boiler | E7 |  | Technical Potential
Industrial_Industrial - Firm_Existing_Process_Natural Gas_Process Boiler_E8_Technical Potential | Industrial | Industrial - Firm | Existing | Process | Natural Gas | Process Boiler | E8 |  | Technical Potential
Industrial_Industrial - Firm_Existing_Process_Natural Gas_Process Boiler_E9_Technical Potential | Industrial | Industrial - Firm | Existing | Process | Natural Gas | Process Boiler | E9 |  | Technical Potential
Industrial_Industrial - Firm_Existing_Process_Natural Gas_Process Boiler_E10_Technical Potential | Industrial | Industrial - Firm | Existing | Process | Natural Gas | Process Boiler | E10 |  | Technical Potential
Industrial_Industrial - Firm_Existing_Process_Natural Gas_Process Cooling_E1_Technical Potential | Industrial | Industrial - Firm | Existing | Process | Natural Gas | Process Cooling | E1 |  | Technical Potential
Industrial_Industrial - Firm_Existing_Process_Natural Gas_Process Cooling_E2_Technical Potential | Industrial | Industrial - Firm | Existing | Process | Natural Gas | Process Cooling | E2 |  | Technical Potential
Industrial_Industrial - Firm_Existing_Process_Natural Gas_Process Cooling_E3_Technical Potential | Industrial | Industrial - Firm | Existing | Process | Natural Gas | Process Cooling | E3 |  | Technical Potential
Industrial_Industrial - Firm_Existing_Process_Natural Gas_Process Cooling_E4_Technical Potential | Industrial | Industrial - Firm | Existing | Process | Natural Gas | Process Cooling | E4 |  | Technical Potential
Industrial_Industrial - Firm_Existing_Process_Natural Gas_Process Cooling_E5_Technical Potential | Industrial | Industrial - Firm | Existing | Process | Natural Gas | Process Cooling | E5 |  | Technical Potential
Industrial_Industrial - Firm_Existing_Process_Natural Gas_Process Cooling_E6_Technical Potential | Industrial | Industrial - Firm | Existing | Process | Natural Gas | Process Cooling | E6 |  | Technical Potential
Industrial_Industrial - Firm_Existing_Process_Natural Gas_Process Cooling_E7_Technical Potential | Industrial | Industrial - Firm | Existing | Process | Natural Gas | Process Cooling | E7 |  | Technical Potential
Industrial_Industrial - Firm_Existing_Process_Natural Gas_Process Cooling_E8_Technical Potential | Industrial | Industrial - Firm | Existing | Process | Natural Gas | Process Cooling | E8 |  | Technical Potential
Industrial_Industrial - Firm_Existing_Process_Natural Gas_Process Cooling_E9_Technical Potential | Industrial | Industrial - Firm | Existing | Process | Natural Gas | Process Cooling | E9 |  | Technical Potential
Industrial_Industrial - Firm_Existing_Process_Natural Gas_Process Cooling_E10_Technical Potential | Industrial | Industrial - Firm | Existing | Process | Natural Gas | Process Cooling | E10 |  | Technical Potential
Industrial_Industrial - Firm_Existing_Process_Natural Gas_Other Process_E1_Technical Potential | Industrial | Industrial - Firm | Existing | Process | Natural Gas | Other Process | E1 |  | Technical Potential
Industrial_Industrial - Firm_Existing_Process_Natural Gas_Other Process_E2_Technical Potential | Industrial | Industrial - Firm | Existing | Process | Natural Gas | Other Process | E2 |  | Technical Potential
Industrial_Industrial - Firm_Existing_Process_Natural Gas_Other Process_E3_Technical Potential | Industrial | Industrial - Firm | Existing | Process | Natural Gas | Other Process | E3 |  | Technical Potential
Industrial_Industrial - Firm_Existing_Process_Natural Gas_Other Process_E4_Technical Potential | Industrial | Industrial - Firm | Existing | Process | Natural Gas | Other Process | E4 |  | Technical Potential
Industrial_Industrial - Firm_Existing_Process_Natural Gas_Other Process_E5_Technical Potential | Industrial | Industrial - Firm | Existing | Process | Natural Gas | Other Process | E5 |  | Technical Potential
Industrial_Industrial - Firm_Existing_Process_Natural Gas_Other Process_E6_Technical Potential | Industrial | Industrial - Firm | Existing | Process | Natural Gas | Other Process | E6 |  | Technical Potential
Industrial_Industrial - Firm_Existing_Process_Natural Gas_Other Process_E7_Technical Potential | Industrial | Industrial - Firm | Existing | Process | Natural Gas | Other Process | E7 |  | Technical Potential
Industrial_Industrial - Firm_Existing_Process_Natural Gas_Other Process_E8_Technical Potential | Industrial | Industrial - Firm | Existing | Process | Natural Gas | Other Process | E8 |  | Technical Potential
Industrial_Industrial - Firm_Existing_Process_Natural Gas_Other Process_E9_Technical Potential | Industrial | Industrial - Firm | Existing | Process | Natural Gas | Other Process | E9 |  | Technical Potential
Industrial_Industrial - Firm_Existing_Process_Natural Gas_Other Process_E10_Technical Potential | Industrial | Industrial - Firm | Existing | Process | Natural Gas | Other Process | E10 |  | Technical Potential
Industrial_Industrial - Firm_Existing_Miscellaneous_Natural Gas_Miscellaneous_E1_Technical Potential | Industrial | Industrial - Firm | Existing | Miscellaneous | Natural Gas | Miscellaneous | E1 |  | Technical Potential
Industrial_Industrial - Firm_Existing_Miscellaneous_Natural Gas_Miscellaneous_E2_Technical Potential | Industrial | Industrial - Firm | Existing | Miscellaneous | Natural Gas | Miscellaneous | E2 |  | Technical Potential
Industrial_Industrial - Firm_Existing_Miscellaneous_Natural Gas_Miscellaneous_E3_Technical Potential | Industrial | Industrial - Firm | Existing | Miscellaneous | Natural Gas | Miscellaneous | E3 |  | Technical Potential
Industrial_Industrial - Firm_Existing_Miscellaneous_Natural Gas_Miscellaneous_E4_Technical Potential | Industrial | Industrial - Firm | Existing | Miscellaneous | Natural Gas | Miscellaneous | E4 |  | Technical Potential
Industrial_Industrial - Firm_Existing_Miscellaneous_Natural Gas_Miscellaneous_E5_Technical Potential | Industrial | Industrial - Firm | Existing | Miscellaneous | Natural Gas | Miscellaneous | E5 |  | Technical Potential
Industrial_Industrial - Firm_Existing_Miscellaneous_Natural Gas_Miscellaneous_E6_Technical Potential | Industrial | Industrial - Firm | Existing | Miscellaneous | Natural Gas | Miscellaneous | E6 |  | Technical Potential
Industrial_Industrial - Firm_Existing_Miscellaneous_Natural Gas_Miscellaneous_E7_Technical Potential | Industrial | Industrial - Firm | Existing | Miscellaneous | Natural Gas | Miscellaneous | E7 |  | Technical Potential
Industrial_Industrial - Firm_Existing_Miscellaneous_Natural Gas_Miscellaneous_E8_Technical Potential | Industrial | Industrial - Firm | Existing | Miscellaneous | Natural Gas | Miscellaneous | E8 |  | Technical Potential
Industrial_Industrial - Firm_Existing_Miscellaneous_Natural Gas_Miscellaneous_E9_Technical Potential | Industrial | Industrial - Firm | Existing | Miscellaneous | Natural Gas | Miscellaneous | E9 |  | Technical Potential
Industrial_Industrial - Firm_Existing_Miscellaneous_Natural Gas_Miscellaneous_E10_Technical Potential | Industrial | Industrial - Firm | Existing | Miscellaneous | Natural Gas | Miscellaneous | E10 |  | Technical Potential
Industrial_Industrial - Firm_New_Space Heating_Natural Gas_Furnace_E1_Technical Potential | Industrial | Industrial - Firm | New | Space Heating | Natural Gas | Furnace | E1 |  | Technical Potential
Industrial_Industrial - Firm_New_Space Heating_Natural Gas_Furnace_E2_Technical Potential | Industrial | Industrial - Firm | New | Space Heating | Natural Gas | Furnace | E2 |  | Technical Potential
Industrial_Industrial - Firm_New_Space Heating_Natural Gas_Furnace_E3_Technical Potential | Industrial | Industrial - Firm | New | Space Heating | Natural Gas | Furnace | E3 |  | Technical Potential
Industrial_Industrial - Firm_New_Space Heating_Natural Gas_Furnace_E4_Technical Potential | Industrial | Industrial - Firm | New | Space Heating | Natural Gas | Furnace | E4 |  | Technical Potential
Industrial_Industrial - Firm_New_Space Heating_Natural Gas_Furnace_E5_Technical Potential | Industrial | Industrial - Firm | New | Space Heating | Natural Gas | Furnace | E5 |  | Technical Potential
Industrial_Industrial - Firm_New_Space Heating_Natural Gas_Furnace_E6_Technical Potential | Industrial | Industrial - Firm | New | Space Heating | Natural Gas | Furnace | E6 |  | Technical Potential
Industrial_Industrial - Firm_New_Space Heating_Natural Gas_Furnace_E7_Technical Potential | Industrial | Industrial - Firm | New | Space Heating | Natural Gas | Furnace | E7 |  | Technical Potential
Industrial_Industrial - Firm_New_Space Heating_Natural Gas_Furnace_E8_Technical Potential | Industrial | Industrial - Firm | New | Space Heating | Natural Gas | Furnace | E8 |  | Technical Potential
Industrial_Industrial - Firm_New_Space Heating_Natural Gas_Furnace_E9_Technical Potential | Industrial | Industrial - Firm | New | Space Heating | Natural Gas | Furnace | E9 |  | Technical Potential
Industrial_Industrial - Firm_New_Space Heating_Natural Gas_Furnace_E10_Technical Potential | Industrial | Industrial - Firm | New | Space Heating | Natural Gas | Furnace | E10 |  | Technical Potential
Industrial_Industrial - Firm_New_Space Heating_Natural Gas_Boiler_E1_Technical Potential | Industrial | Industrial - Firm | New | Space Heating | Natural Gas | Boiler | E1 |  | Technical Potential
Industrial_Industrial - Firm_New_Space Heating_Natural Gas_Boiler_E2_Technical Potential | Industrial | Industrial - Firm | New | Space Heating | Natural Gas | Boiler | E2 |  | Technical Potential
Industrial_Industrial - Firm_New_Space Heating_Natural Gas_Boiler_E3_Technical Potential | Industrial | Industrial - Firm | New | Space Heating | Natural Gas | Boiler | E3 |  | Technical Potential
Industrial_Industrial - Firm_New_Space Heating_Natural Gas_Boiler_E4_Technical Potential | Industrial | Industrial - Firm | New | Space Heating | Natural Gas | Boiler | E4 |  | Technical Potential
Industrial_Industrial - Firm_New_Space Heating_Natural Gas_Boiler_E5_Technical Potential | Industrial | Industrial - Firm | New | Space Heating | Natural Gas | Boiler | E5 |  | Technical Potential
Industrial_Industrial - Firm_New_Space Heating_Natural Gas_Boiler_E6_Technical Potential | Industrial | Industrial - Firm | New | Space Heating | Natural Gas | Boiler | E6 |  | Technical Potential
Industrial_Industrial - Firm_New_Space Heating_Natural Gas_Boiler_E7_Technical Potential | Industrial | Industrial - Firm | New | Space Heating | Natural Gas | Boiler | E7 |  | Technical Potential
Industrial_Industrial - Firm_New_Space Heating_Natural Gas_Boiler_E8_Technical Potential | Industrial | Industrial - Firm | New | Space Heating | Natural Gas | Boiler | E8 |  | Technical Potential
Industrial_Industrial - Firm_New_Space Heating_Natural Gas_Boiler_E9_Technical Potential | Industrial | Industrial - Firm | New | Space Heating | Natural Gas | Boiler | E9 |  | Technical Potential
Industrial_Industrial - Firm_New_Space Heating_Natural Gas_Boiler_E10_Technical Potential | Industrial | Industrial - Firm | New | Space Heating | Natural Gas | Boiler | E10 |  | Technical Potential
Industrial_Industrial - Firm_New_Space Heating_Natural Gas_Unit Heater_E1_Technical Potential | Industrial | Industrial - Firm | New | Space Heating | Natural Gas | Unit Heater | E1 |  | Technical Potential
Industrial_Industrial - Firm_New_Space Heating_Natural Gas_Unit Heater_E2_Technical Potential | Industrial | Industrial - Firm | New | Space Heating | Natural Gas | Unit Heater | E2 |  | Technical Potential
Industrial_Industrial - Firm_New_Space Heating_Natural Gas_Unit Heater_E3_Technical Potential | Industrial | Industrial - Firm | New | Space Heating | Natural Gas | Unit Heater | E3 |  | Technical Potential
Industrial_Industrial - Firm_New_Space Heating_Natural Gas_Unit Heater_E4_Technical Potential | Industrial | Industrial - Firm | New | Space Heating | Natural Gas | Unit Heater | E4 |  | Technical Potential
Industrial_Industrial - Firm_New_Space Heating_Natural Gas_Unit Heater_E5_Technical Potential | Industrial | Industrial - Firm | New | Space Heating | Natural Gas | Unit Heater | E5 |  | Technical Potential
Industrial_Industrial - Firm_New_Space Heating_Natural Gas_Unit Heater_E6_Technical Potential | Industrial | Industrial - Firm | New | Space Heating | Natural Gas | Unit Heater | E6 |  | Technical Potential
Industrial_Industrial - Firm_New_Space Heating_Natural Gas_Unit Heater_E7_Technical Potential | Industrial | Industrial - Firm | New | Space Heating | Natural Gas | Unit Heater | E7 |  | Technical Potential
Industrial_Industrial - Firm_New_Space Heating_Natural Gas_Unit Heater_E8_Technical Potential | Industrial | Industrial - Firm | New | Space Heating | Natural Gas | Unit Heater | E8 |  | Technical Potential
Industrial_Industrial - Firm_New_Space Heating_Natural Gas_Unit Heater_E9_Technical Potential | Industrial | Industrial - Firm | New | Space Heating | Natural Gas | Unit Heater | E9 |  | Technical Potential
Industrial_Industrial - Firm_New_Space Heating_Natural Gas_Unit Heater_E10_Technical Potential | Industrial | Industrial - Firm | New | Space Heating | Natural Gas | Unit Heater | E10 |  | Technical Potential
Industrial_Industrial - Firm_New_Process_Natural Gas_Process Heating_E1_Technical Potential | Industrial | Industrial - Firm | New | Process | Natural Gas | Process Heating | E1 |  | Technical Potential
Industrial_Industrial - Firm_New_Process_Natural Gas_Process Heating_E2_Technical Potential | Industrial | Industrial - Firm | New | Process | Natural Gas | Process Heating | E2 |  | Technical Potential
Industrial_Industrial - Firm_New_Process_Natural Gas_Process Heating_E3_Technical Potential | Industrial | Industrial - Firm | New | Process | Natural Gas | Process Heating | E3 |  | Technical Potential
Industrial_Industrial - Firm_New_Process_Natural Gas_Process Heating_E4_Technical Potential | Industrial | Industrial - Firm | New | Process | Natural Gas | Process Heating | E4 |  | Technical Potential
Industrial_Industrial - Firm_New_Process_Natural Gas_Process Heating_E5_Technical Potential | Industrial | Industrial - Firm | New | Process | Natural Gas | Process Heating | E5 |  | Technical Potential
Industrial_Industrial - Firm_New_Process_Natural Gas_Process Heating_E6_Technical Potential | Industrial | Industrial - Firm | New | Process | Natural Gas | Process Heating | E6 |  | Technical Potential
Industrial_Industrial - Firm_New_Process_Natural Gas_Process Heating_E7_Technical Potential | Industrial | Industrial - Firm | New | Process | Natural Gas | Process Heating | E7 |  | Technical Potential
Industrial_Industrial - Firm_New_Process_Natural Gas_Process Heating_E8_Technical Potential | Industrial | Industrial - Firm | New | Process | Natural Gas | Process Heating | E8 |  | Technical Potential
Industrial_Industrial - Firm_New_Process_Natural Gas_Process Heating_E9_Technical Potential | Industrial | Industrial - Firm | New | Process | Natural Gas | Process Heating | E9 |  | Technical Potential
Industrial_Industrial - Firm_New_Process_Natural Gas_Process Heating_E10_Technical Potential | Industrial | Industrial - Firm | New | Process | Natural Gas | Process Heating | E10 |  | Technical Potential
Industrial_Industrial - Firm_New_Process_Natural Gas_Process Boiler_E1_Technical Potential | Industrial | Industrial - Firm | New | Process | Natural Gas | Process Boiler | E1 |  | Technical Potential
Industrial_Industrial - Firm_New_Process_Natural Gas_Process Boiler_E2_Technical Potential | Industrial | Industrial - Firm | New | Process | Natural Gas | Process Boiler | E2 |  | Technical Potential
Industrial_Industrial - Firm_New_Process_Natural Gas_Process Boiler_E3_Technical Potential | Industrial | Industrial - Firm | New | Process | Natural Gas | Process Boiler | E3 |  | Technical Potential
Industrial_Industrial - Firm_New_Process_Natural Gas_Process Boiler_E4_Technical Potential | Industrial | Industrial - Firm | New | Process | Natural Gas | Process Boiler | E4 |  | Technical Potential
Industrial_Industrial - Firm_New_Process_Natural Gas_Process Boiler_E5_Technical Potential | Industrial | Industrial - Firm | New | Process | Natural Gas | Process Boiler | E5 |  | Technical Potential
Industrial_Industrial - Firm_New_Process_Natural Gas_Process Boiler_E6_Technical Potential | Industrial | Industrial - Firm | New | Process | Natural Gas | Process Boiler | E6 |  | Technical Potential
Industrial_Industrial - Firm_New_Process_Natural Gas_Process Boiler_E7_Technical Potential | Industrial | Industrial - Firm | New | Process | Natural Gas | Process Boiler | E7 |  | Technical Potential
Industrial_Industrial - Firm_New_Process_Natural Gas_Process Boiler_E8_Technical Potential | Industrial | Industrial - Firm | New | Process | Natural Gas | Process Boiler | E8 |  | Technical Potential
Industrial_Industrial - Firm_New_Process_Natural Gas_Process Boiler_E9_Technical Potential | Industrial | Industrial - Firm | New | Process | Natural Gas | Process Boiler | E9 |  | Technical Potential
Industrial_Industrial - Firm_New_Process_Natural Gas_Process Boiler_E10_Technical Potential | Industrial | Industrial - Firm | New | Process | Natural Gas | Process Boiler | E10 |  | Technical Potential
Industrial_Industrial - Firm_New_Process_Natural Gas_Process Cooling_E1_Technical Potential | Industrial | Industrial - Firm | New | Process | Natural Gas | Process Cooling | E1 |  | Technical Potential
Industrial_Industrial - Firm_New_Process_Natural Gas_Process Cooling_E2_Technical Potential | Industrial | Industrial - Firm | New | Process | Natural Gas | Process Cooling | E2 |  | Technical Potential
Industrial_Industrial - Firm_New_Process_Natural Gas_Process Cooling_E3_Technical Potential | Industrial | Industrial - Firm | New | Process | Natural Gas | Process Cooling | E3 |  | Technical Potential
Industrial_Industrial - Firm_New_Process_Natural Gas_Process Cooling_E4_Technical Potential | Industrial | Industrial - Firm | New | Process | Natural Gas | Process Cooling | E4 |  | Technical Potential
Industrial_Industrial - Firm_New_Process_Natural Gas_Process Cooling_E5_Technical Potential | Industrial | Industrial - Firm | New | Process | Natural Gas | Process Cooling | E5 |  | Technical Potential
Industrial_Industrial - Firm_New_Process_Natural Gas_Process Cooling_E6_Technical Potential | Industrial | Industrial - Firm | New | Process | Natural Gas | Process Cooling | E6 |  | Technical Potential
Industrial_Industrial - Firm_New_Process_Natural Gas_Process Cooling_E7_Technical Potential | Industrial | Industrial - Firm | New | Process | Natural Gas | Process Cooling | E7 |  | Technical Potential
Industrial_Industrial - Firm_New_Process_Natural Gas_Process Cooling_E8_Technical Potential | Industrial | Industrial - Firm | New | Process | Natural Gas | Process Cooling | E8 |  | Technical Potential
Industrial_Industrial - Firm_New_Process_Natural Gas_Process Cooling_E9_Technical Potential | Industrial | Industrial - Firm | New | Process | Natural Gas | Process Cooling | E9 |  | Technical Potential
Industrial_Industrial - Firm_New_Process_Natural Gas_Process Cooling_E10_Technical Potential | Industrial | Industrial - Firm | New | Process | Natural Gas | Process Cooling | E10 |  | Technical Potential
Industrial_Industrial - Firm_New_Process_Natural Gas_Other Process_E1_Technical Potential | Industrial | Industrial - Firm | New | Process | Natural Gas | Other Process | E1 |  | Technical Potential
Industrial_Industrial - Firm_New_Process_Natural Gas_Other Process_E2_Technical Potential | Industrial | Industrial - Firm | New | Process | Natural Gas | Other Process | E2 |  | Technical Potential
Industrial_Industrial - Firm_New_Process_Natural Gas_Other Process_E3_Technical Potential | Industrial | Industrial - Firm | New | Process | Natural Gas | Other Process | E3 |  | Technical Potential
Industrial_Industrial - Firm_New_Process_Natural Gas_Other Process_E4_Technical Potential | Industrial | Industrial - Firm | New | Process | Natural Gas | Other Process | E4 |  | Technical Potential
Industrial_Industrial - Firm_New_Process_Natural Gas_Other Process_E5_Technical Potential | Industrial | Industrial - Firm | New | Process | Natural Gas | Other Process | E5 |  | Technical Potential
Industrial_Industrial - Firm_New_Process_Natural Gas_Other Process_E6_Technical Potential | Industrial | Industrial - Firm | New | Process | Natural Gas | Other Process | E6 |  | Technical Potential
Industrial_Industrial - Firm_New_Process_Natural Gas_Other Process_E7_Technical Potential | Industrial | Industrial - Firm | New | Process | Natural Gas | Other Process | E7 |  | Technical Potential
Industrial_Industrial - Firm_New_Process_Natural Gas_Other Process_E8_Technical Potential | Industrial | Industrial - Firm | New | Process | Natural Gas | Other Process | E8 |  | Technical Potential
Industrial_Industrial - Firm_New_Process_Natural Gas_Other Process_E9_Technical Potential | Industrial | Industrial - Firm | New | Process | Natural Gas | Other Process | E9 |  | Technical Potential
Industrial_Industrial - Firm_New_Process_Natural Gas_Other Process_E10_Technical Potential | Industrial | Industrial - Firm | New | Process | Natural Gas | Other Process | E10 |  | Technical Potential
Industrial_Industrial - Firm_New_Miscellaneous_Natural Gas_Miscellaneous_E1_Technical Potential | Industrial | Industrial - Firm | New | Miscellaneous | Natural Gas | Miscellaneous | E1 |  | Technical Potential
Industrial_Industrial - Firm_New_Miscellaneous_Natural Gas_Miscellaneous_E2_Technical Potential | Industrial | Industrial - Firm | New | Miscellaneous | Natural Gas | Miscellaneous | E2 |  | Technical Potential
Industrial_Industrial - Firm_New_Miscellaneous_Natural Gas_Miscellaneous_E3_Technical Potential | Industrial | Industrial - Firm | New | Miscellaneous | Natural Gas | Miscellaneous | E3 |  | Technical Potential
Industrial_Industrial - Firm_New_Miscellaneous_Natural Gas_Miscellaneous_E4_Technical Potential | Industrial | Industrial - Firm | New | Miscellaneous | Natural Gas | Miscellaneous | E4 |  | Technical Potential
Industrial_Industrial - Firm_New_Miscellaneous_Natural Gas_Miscellaneous_E5_Technical Potential | Industrial | Industrial - Firm | New | Miscellaneous | Natural Gas | Miscellaneous | E5 |  | Technical Potential
Industrial_Industrial - Firm_New_Miscellaneous_Natural Gas_Miscellaneous_E6_Technical Potential | Industrial | Industrial - Firm | New | Miscellaneous | Natural Gas | Miscellaneous | E6 |  | Technical Potential
Industrial_Industrial - Firm_New_Miscellaneous_Natural Gas_Miscellaneous_E7_Technical Potential | Industrial | Industrial - Firm | New | Miscellaneous | Natural Gas | Miscellaneous | E7 |  | Technical Potential
Industrial_Industrial - Firm_New_Miscellaneous_Natural Gas_Miscellaneous_E8_Technical Potential | Industrial | Industrial - Firm | New | Miscellaneous | Natural Gas | Miscellaneous | E8 |  | Technical Potential
Industrial_Industrial - Firm_New_Miscellaneous_Natural Gas_Miscellaneous_E9_Technical Potential | Industrial | Industrial - Firm | New | Miscellaneous | Natural Gas | Miscellaneous | E9 |  | Technical Potential
Industrial_Industrial - Firm_New_Miscellaneous_Natural Gas_Miscellaneous_E10_Technical Potential | Industrial | Industrial - Firm | New | Miscellaneous | Natural Gas | Miscellaneous | E10 |  | Technical Potential
Industrial_Industrial - Int_Existing_Space Heating_Natural Gas_Furnace_E1_Technical Potential | Industrial | Industrial - Int | Existing | Space Heating | Natural Gas | Furnace | E1 |  | Technical Potential
Industrial_Industrial - Int_Existing_Space Heating_Natural Gas_Furnace_E2_Technical Potential | Industrial | Industrial - Int | Existing | Space Heating | Natural Gas | Furnace | E2 |  | Technical Potential
Industrial_Industrial - Int_Existing_Space Heating_Natural Gas_Furnace_E3_Technical Potential | Industrial | Industrial - Int | Existing | Space Heating | Natural Gas | Furnace | E3 |  | Technical Potential
Industrial_Industrial - Int_Existing_Space Heating_Natural Gas_Furnace_E4_Technical Potential | Industrial | Industrial - Int | Existing | Space Heating | Natural Gas | Furnace | E4 |  | Technical Potential
Industrial_Industrial - Int_Existing_Space Heating_Natural Gas_Furnace_E5_Technical Potential | Industrial | Industrial - Int | Existing | Space Heating | Natural Gas | Furnace | E5 |  | Technical Potential
Industrial_Industrial - Int_Existing_Space Heating_Natural Gas_Furnace_E6_Technical Potential | Industrial | Industrial - Int | Existing | Space Heating | Natural Gas | Furnace | E6 |  | Technical Potential
Industrial_Industrial - Int_Existing_Space Heating_Natural Gas_Furnace_E7_Technical Potential | Industrial | Industrial - Int | Existing | Space Heating | Natural Gas | Furnace | E7 |  | Technical Potential
Industrial_Industrial - Int_Existing_Space Heating_Natural Gas_Furnace_E8_Technical Potential | Industrial | Industrial - Int | Existing | Space Heating | Natural Gas | Furnace | E8 |  | Technical Potential
Industrial_Industrial - Int_Existing_Space Heating_Natural Gas_Furnace_E9_Technical Potential | Industrial | Industrial - Int | Existing | Space Heating | Natural Gas | Furnace | E9 |  | Technical Potential
Industrial_Industrial - Int_Existing_Space Heating_Natural Gas_Furnace_E10_Technical Potential | Industrial | Industrial - Int | Existing | Space Heating | Natural Gas | Furnace | E10 |  | Technical Potential
Industrial_Industrial - Int_Existing_Space Heating_Natural Gas_Boiler_E1_Technical Potential | Industrial | Industrial - Int | Existing | Space Heating | Natural Gas | Boiler | E1 |  | Technical Potential
Industrial_Industrial - Int_Existing_Space Heating_Natural Gas_Boiler_E2_Technical Potential | Industrial | Industrial - Int | Existing | Space Heating | Natural Gas | Boiler | E2 |  | Technical Potential
Industrial_Industrial - Int_Existing_Space Heating_Natural Gas_Boiler_E3_Technical Potential | Industrial | Industrial - Int | Existing | Space Heating | Natural Gas | Boiler | E3 |  | Technical Potential
Industrial_Industrial - Int_Existing_Space Heating_Natural Gas_Boiler_E4_Technical Potential | Industrial | Industrial - Int | Existing | Space Heating | Natural Gas | Boiler | E4 |  | Technical Potential
Industrial_Industrial - Int_Existing_Space Heating_Natural Gas_Boiler_E5_Technical Potential | Industrial | Industrial - Int | Existing | Space Heating | Natural Gas | Boiler | E5 |  | Technical Potential
Industrial_Industrial - Int_Existing_Space Heating_Natural Gas_Boiler_E6_Technical Potential | Industrial | Industrial - Int | Existing | Space Heating | Natural Gas | Boiler | E6 |  | Technical Potential
Industrial_Industrial - Int_Existing_Space Heating_Natural Gas_Boiler_E7_Technical Potential | Industrial | Industrial - Int | Existing | Space Heating | Natural Gas | Boiler | E7 |  | Technical Potential
Industrial_Industrial - Int_Existing_Space Heating_Natural Gas_Boiler_E8_Technical Potential | Industrial | Industrial - Int | Existing | Space Heating | Natural Gas | Boiler | E8 |  | Technical Potential
Industrial_Industrial - Int_Existing_Space Heating_Natural Gas_Boiler_E9_Technical Potential | Industrial | Industrial - Int | Existing | Space Heating | Natural Gas | Boiler | E9 |  | Technical Potential
Industrial_Industrial - Int_Existing_Space Heating_Natural Gas_Boiler_E10_Technical Potential | Industrial | Industrial - Int | Existing | Space Heating | Natural Gas | Boiler | E10 |  | Technical Potential
Industrial_Industrial - Int_Existing_Space Heating_Natural Gas_Unit Heater_E1_Technical Potential | Industrial | Industrial - Int | Existing | Space Heating | Natural Gas | Unit Heater | E1 |  | Technical Potential
Industrial_Industrial - Int_Existing_Space Heating_Natural Gas_Unit Heater_E2_Technical Potential | Industrial | Industrial - Int | Existing | Space Heating | Natural Gas | Unit Heater | E2 |  | Technical Potential
Industrial_Industrial - Int_Existing_Space Heating_Natural Gas_Unit Heater_E3_Technical Potential | Industrial | Industrial - Int | Existing | Space Heating | Natural Gas | Unit Heater | E3 |  | Technical Potential
Industrial_Industrial - Int_Existing_Space Heating_Natural Gas_Unit Heater_E4_Technical Potential | Industrial | Industrial - Int | Existing | Space Heating | Natural Gas | Unit Heater | E4 |  | Technical Potential
Industrial_Industrial - Int_Existing_Space Heating_Natural Gas_Unit Heater_E5_Technical Potential | Industrial | Industrial - Int | Existing | Space Heating | Natural Gas | Unit Heater | E5 |  | Technical Potential
Industrial_Industrial - Int_Existing_Space Heating_Natural Gas_Unit Heater_E6_Technical Potential | Industrial | Industrial - Int | Existing | Space Heating | Natural Gas | Unit Heater | E6 |  | Technical Potential
Industrial_Industrial - Int_Existing_Space Heating_Natural Gas_Unit Heater_E7_Technical Potential | Industrial | Industrial - Int | Existing | Space Heating | Natural Gas | Unit Heater | E7 |  | Technical Potential
Industrial_Industrial - Int_Existing_Space Heating_Natural Gas_Unit Heater_E8_Technical Potential | Industrial | Industrial - Int | Existing | Space Heating | Natural Gas | Unit Heater | E8 |  | Technical Potential
Industrial_Industrial - Int_Existing_Space Heating_Natural Gas_Unit Heater_E9_Technical Potential | Industrial | Industrial - Int | Existing | Space Heating | Natural Gas | Unit Heater | E9 |  | Technical Potential
Industrial_Industrial - Int_Existing_Space Heating_Natural Gas_Unit Heater_E10_Technical Potential | Industrial | Industrial - Int | Existing | Space Heating | Natural Gas | Unit Heater | E10 |  | Technical Potential
Industrial_Industrial - Int_Existing_Process_Natural Gas_Process Heating_E1_Technical Potential | Industrial | Industrial - Int | Existing | Process | Natural Gas | Process Heating | E1 |  | Technical Potential
Industrial_Industrial - Int_Existing_Process_Natural Gas_Process Heating_E2_Technical Potential | Industrial | Industrial - Int | Existing | Process | Natural Gas | Process Heating | E2 |  | Technical Potential
Industrial_Industrial - Int_Existing_Process_Natural Gas_Process Heating_E3_Technical Potential | Industrial | Industrial - Int | Existing | Process | Natural Gas | Process Heating | E3 |  | Technical Potential
Industrial_Industrial - Int_Existing_Process_Natural Gas_Process Heating_E4_Technical Potential | Industrial | Industrial - Int | Existing | Process | Natural Gas | Process Heating | E4 |  | Technical Potential
Industrial_Industrial - Int_Existing_Process_Natural Gas_Process Heating_E5_Technical Potential | Industrial | Industrial - Int | Existing | Process | Natural Gas | Process Heating | E5 |  | Technical Potential
Industrial_Industrial - Int_Existing_Process_Natural Gas_Process Heating_E6_Technical Potential | Industrial | Industrial - Int | Existing | Process | Natural Gas | Process Heating | E6 |  | Technical Potential
Industrial_Industrial - Int_Existing_Process_Natural Gas_Process Heating_E7_Technical Potential | Industrial | Industrial - Int | Existing | Process | Natural Gas | Process Heating | E7 |  | Technical Potential
Industrial_Industrial - Int_Existing_Process_Natural Gas_Process Heating_E8_Technical Potential | Industrial | Industrial - Int | Existing | Process | Natural Gas | Process Heating | E8 |  | Technical Potential
Industrial_Industrial - Int_Existing_Process_Natural Gas_Process Heating_E9_Technical Potential | Industrial | Industrial - Int | Existing | Process | Natural Gas | Process Heating | E9 |  | Technical Potential
Industrial_Industrial - Int_Existing_Process_Natural Gas_Process Heating_E10_Technical Potential | Industrial | Industrial - Int | Existing | Process | Natural Gas | Process Heating | E10 |  | Technical Potential
Industrial_Industrial - Int_Existing_Process_Natural Gas_Process Boiler_E1_Technical Potential | Industrial | Industrial - Int | Existing | Process | Natural Gas | Process Boiler | E1 |  | Technical Potential
Industrial_Industrial - Int_Existing_Process_Natural Gas_Process Boiler_E2_Technical Potential | Industrial | Industrial - Int | Existing | Process | Natural Gas | Process Boiler | E2 |  | Technical Potential
Industrial_Industrial - Int_Existing_Process_Natural Gas_Process Boiler_E3_Technical Potential | Industrial | Industrial - Int | Existing | Process | Natural Gas | Process Boiler | E3 |  | Technical Potential
Industrial_Industrial - Int_Existing_Process_Natural Gas_Process Boiler_E4_Technical Potential | Industrial | Industrial - Int | Existing | Process | Natural Gas | Process Boiler | E4 |  | Technical Potential
Industrial_Industrial - Int_Existing_Process_Natural Gas_Process Boiler_E5_Technical Potential | Industrial | Industrial - Int | Existing | Process | Natural Gas | Process Boiler | E5 |  | Technical Potential
Industrial_Industrial - Int_Existing_Process_Natural Gas_Process Boiler_E6_Technical Potential | Industrial | Industrial - Int | Existing | Process | Natural Gas | Process Boiler | E6 |  | Technical Potential
Industrial_Industrial - Int_Existing_Process_Natural Gas_Process Boiler_E7_Technical Potential | Industrial | Industrial - Int | Existing | Process | Natural Gas | Process Boiler | E7 |  | Technical Potential
Industrial_Industrial - Int_Existing_Process_Natural Gas_Process Boiler_E8_Technical Potential | Industrial | Industrial - Int | Existing | Process | Natural Gas | Process Boiler | E8 |  | Technical Potential
Industrial_Industrial - Int_Existing_Process_Natural Gas_Process Boiler_E9_Technical Potential | Industrial | Industrial - Int | Existing | Process | Natural Gas | Process Boiler | E9 |  | Technical Potential
Industrial_Industrial - Int_Existing_Process_Natural Gas_Process Boiler_E10_Technical Potential | Industrial | Industrial - Int | Existing | Process | Natural Gas | Process Boiler | E10 |  | Technical Potential
Industrial_Industrial - Int_Existing_Process_Natural Gas_Process Cooling_E1_Technical Potential | Industrial | Industrial - Int | Existing | Process | Natural Gas | Process Cooling | E1 |  | Technical Potential
Industrial_Industrial - Int_Existing_Process_Natural Gas_Process Cooling_E2_Technical Potential | Industrial | Industrial - Int | Existing | Process | Natural Gas | Process Cooling | E2 |  | Technical Potential
Industrial_Industrial - Int_Existing_Process_Natural Gas_Process Cooling_E3_Technical Potential | Industrial | Industrial - Int | Existing | Process | Natural Gas | Process Cooling | E3 |  | Technical Potential
Industrial_Industrial - Int_Existing_Process_Natural Gas_Process Cooling_E4_Technical Potential | Industrial | Industrial - Int | Existing | Process | Natural Gas | Process Cooling | E4 |  | Technical Potential
Industrial_Industrial - Int_Existing_Process_Natural Gas_Process Cooling_E5_Technical Potential | Industrial | Industrial - Int | Existing | Process | Natural Gas | Process Cooling | E5 |  | Technical Potential
Industrial_Industrial - Int_Existing_Process_Natural Gas_Process Cooling_E6_Technical Potential | Industrial | Industrial - Int | Existing | Process | Natural Gas | Process Cooling | E6 |  | Technical Potential
Industrial_Industrial - Int_Existing_Process_Natural Gas_Process Cooling_E7_Technical Potential | Industrial | Industrial - Int | Existing | Process | Natural Gas | Process Cooling | E7 |  | Technical Potential
Industrial_Industrial - Int_Existing_Process_Natural Gas_Process Cooling_E8_Technical Potential | Industrial | Industrial - Int | Existing | Process | Natural Gas | Process Cooling | E8 |  | Technical Potential
Industrial_Industrial - Int_Existing_Process_Natural Gas_Process Cooling_E9_Technical Potential | Industrial | Industrial - Int | Existing | Process | Natural Gas | Process Cooling | E9 |  | Technical Potential
Industrial_Industrial - Int_Existing_Process_Natural Gas_Process Cooling_E10_Technical Potential | Industrial | Industrial - Int | Existing | Process | Natural Gas | Process Cooling | E10 |  | Technical Potential
Industrial_Industrial - Int_Existing_Process_Natural Gas_Other Process_E1_Technical Potential | Industrial | Industrial - Int | Existing | Process | Natural Gas | Other Process | E1 |  | Technical Potential
Industrial_Industrial - Int_Existing_Process_Natural Gas_Other Process_E2_Technical Potential | Industrial | Industrial - Int | Existing | Process | Natural Gas | Other Process | E2 |  | Technical Potential
Industrial_Industrial - Int_Existing_Process_Natural Gas_Other Process_E3_Technical Potential | Industrial | Industrial - Int | Existing | Process | Natural Gas | Other Process | E3 |  | Technical Potential
Industrial_Industrial - Int_Existing_Process_Natural Gas_Other Process_E4_Technical Potential | Industrial | Industrial - Int | Existing | Process | Natural Gas | Other Process | E4 |  | Technical Potential
Industrial_Industrial - Int_Existing_Process_Natural Gas_Other Process_E5_Technical Potential | Industrial | Industrial - Int | Existing | Process | Natural Gas | Other Process | E5 |  | Technical Potential
Industrial_Industrial - Int_Existing_Process_Natural Gas_Other Process_E6_Technical Potential | Industrial | Industrial - Int | Existing | Process | Natural Gas | Other Process | E6 |  | Technical Potential
Industrial_Industrial - Int_Existing_Process_Natural Gas_Other Process_E7_Technical Potential | Industrial | Industrial - Int | Existing | Process | Natural Gas | Other Process | E7 |  | Technical Potential
Industrial_Industrial - Int_Existing_Process_Natural Gas_Other Process_E8_Technical Potential | Industrial | Industrial - Int | Existing | Process | Natural Gas | Other Process | E8 |  | Technical Potential
Industrial_Industrial - Int_Existing_Process_Natural Gas_Other Process_E9_Technical Potential | Industrial | Industrial - Int | Existing | Process | Natural Gas | Other Process | E9 |  | Technical Potential
Industrial_Industrial - Int_Existing_Process_Natural Gas_Other Process_E10_Technical Potential | Industrial | Industrial - Int | Existing | Process | Natural Gas | Other Process | E10 |  | Technical Potential
Industrial_Industrial - Int_Existing_Miscellaneous_Natural Gas_Miscellaneous_E1_Technical Potential | Industrial | Industrial - Int | Existing | Miscellaneous | Natural Gas | Miscellaneous | E1 |  | Technical Potential
Industrial_Industrial - Int_Existing_Miscellaneous_Natural Gas_Miscellaneous_E2_Technical Potential | Industrial | Industrial - Int | Existing | Miscellaneous | Natural Gas | Miscellaneous | E2 |  | Technical Potential
Industrial_Industrial - Int_Existing_Miscellaneous_Natural Gas_Miscellaneous_E3_Technical Potential | Industrial | Industrial - Int | Existing | Miscellaneous | Natural Gas | Miscellaneous | E3 |  | Technical Potential
Industrial_Industrial - Int_Existing_Miscellaneous_Natural Gas_Miscellaneous_E4_Technical Potential | Industrial | Industrial - Int | Existing | Miscellaneous | Natural Gas | Miscellaneous | E4 |  | Technical Potential
Industrial_Industrial - Int_Existing_Miscellaneous_Natural Gas_Miscellaneous_E5_Technical Potential | Industrial | Industrial - Int | Existing | Miscellaneous | Natural Gas | Miscellaneous | E5 |  | Technical Potential
Industrial_Industrial - Int_Existing_Miscellaneous_Natural Gas_Miscellaneous_E6_Technical Potential | Industrial | Industrial - Int | Existing | Miscellaneous | Natural Gas | Miscellaneous | E6 |  | Technical Potential
Industrial_Industrial - Int_Existing_Miscellaneous_Natural Gas_Miscellaneous_E7_Technical Potential | Industrial | Industrial - Int | Existing | Miscellaneous | Natural Gas | Miscellaneous | E7 |  | Technical Potential
Industrial_Industrial - Int_Existing_Miscellaneous_Natural Gas_Miscellaneous_E8_Technical Potential | Industrial | Industrial - Int | Existing | Miscellaneous | Natural Gas | Miscellaneous | E8 |  | Technical Potential
Industrial_Industrial - Int_Existing_Miscellaneous_Natural Gas_Miscellaneous_E9_Technical Potential | Industrial | Industrial - Int | Existing | Miscellaneous | Natural Gas | Miscellaneous | E9 |  | Technical Potential
Industrial_Industrial - Int_Existing_Miscellaneous_Natural Gas_Miscellaneous_E10_Technical Potential | Industrial | Industrial - Int | Existing | Miscellaneous | Natural Gas | Miscellaneous | E10 |  | Technical Potential
Industrial_Industrial - Int_New_Space Heating_Natural Gas_Furnace_E1_Technical Potential | Industrial | Industrial - Int | New | Space Heating | Natural Gas | Furnace | E1 |  | Technical Potential
Industrial_Industrial - Int_New_Space Heating_Natural Gas_Furnace_E2_Technical Potential | Industrial | Industrial - Int | New | Space Heating | Natural Gas | Furnace | E2 |  | Technical Potential
Industrial_Industrial - Int_New_Space Heating_Natural Gas_Furnace_E3_Technical Potential | Industrial | Industrial - Int | New | Space Heating | Natural Gas | Furnace | E3 |  | Technical Potential
Industrial_Industrial - Int_New_Space Heating_Natural Gas_Furnace_E4_Technical Potential | Industrial | Industrial - Int | New | Space Heating | Natural Gas | Furnace | E4 |  | Technical Potential
Industrial_Industrial - Int_New_Space Heating_Natural Gas_Furnace_E5_Technical Potential | Industrial | Industrial - Int | New | Space Heating | Natural Gas | Furnace | E5 |  | Technical Potential
Industrial_Industrial - Int_New_Space Heating_Natural Gas_Furnace_E6_Technical Potential | Industrial | Industrial - Int | New | Space Heating | Natural Gas | Furnace | E6 |  | Technical Potential
Industrial_Industrial - Int_New_Space Heating_Natural Gas_Furnace_E7_Technical Potential | Industrial | Industrial - Int | New | Space Heating | Natural Gas | Furnace | E7 |  | Technical Potential
Industrial_Industrial - Int_New_Space Heating_Natural Gas_Furnace_E8_Technical Potential | Industrial | Industrial - Int | New | Space Heating | Natural Gas | Furnace | E8 |  | Technical Potential
Industrial_Industrial - Int_New_Space Heating_Natural Gas_Furnace_E9_Technical Potential | Industrial | Industrial - Int | New | Space Heating | Natural Gas | Furnace | E9 |  | Technical Potential
Industrial_Industrial - Int_New_Space Heating_Natural Gas_Furnace_E10_Technical Potential | Industrial | Industrial - Int | New | Space Heating | Natural Gas | Furnace | E10 |  | Technical Potential
Industrial_Industrial - Int_New_Space Heating_Natural Gas_Boiler_E1_Technical Potential | Industrial | Industrial - Int | New | Space Heating | Natural Gas | Boiler | E1 |  | Technical Potential
Industrial_Industrial - Int_New_Space Heating_Natural Gas_Boiler_E2_Technical Potential | Industrial | Industrial - Int | New | Space Heating | Natural Gas | Boiler | E2 |  | Technical Potential
Industrial_Industrial - Int_New_Space Heating_Natural Gas_Boiler_E3_Technical Potential | Industrial | Industrial - Int | New | Space Heating | Natural Gas | Boiler | E3 |  | Technical Potential
Industrial_Industrial - Int_New_Space Heating_Natural Gas_Boiler_E4_Technical Potential | Industrial | Industrial - Int | New | Space Heating | Natural Gas | Boiler | E4 |  | Technical Potential
Industrial_Industrial - Int_New_Space Heating_Natural Gas_Boiler_E5_Technical Potential | Industrial | Industrial - Int | New | Space Heating | Natural Gas | Boiler | E5 |  | Technical Potential
Industrial_Industrial - Int_New_Space Heating_Natural Gas_Boiler_E6_Technical Potential | Industrial | Industrial - Int | New | Space Heating | Natural Gas | Boiler | E6 |  | Technical Potential
Industrial_Industrial - Int_New_Space Heating_Natural Gas_Boiler_E7_Technical Potential | Industrial | Industrial - Int | New | Space Heating | Natural Gas | Boiler | E7 |  | Technical Potential
Industrial_Industrial - Int_New_Space Heating_Natural Gas_Boiler_E8_Technical Potential | Industrial | Industrial - Int | New | Space Heating | Natural Gas | Boiler | E8 |  | Technical Potential
Industrial_Industrial - Int_New_Space Heating_Natural Gas_Boiler_E9_Technical Potential | Industrial | Industrial - Int | New | Space Heating | Natural Gas | Boiler | E9 |  | Technical Potential
Industrial_Industrial - Int_New_Space Heating_Natural Gas_Boiler_E10_Technical Potential | Industrial | Industrial - Int | New | Space Heating | Natural Gas | Boiler | E10 |  | Technical Potential
Industrial_Industrial - Int_New_Space Heating_Natural Gas_Unit Heater_E1_Technical Potential | Industrial | Industrial - Int | New | Space Heating | Natural Gas | Unit Heater | E1 |  | Technical Potential
Industrial_Industrial - Int_New_Space Heating_Natural Gas_Unit Heater_E2_Technical Potential | Industrial | Industrial - Int | New | Space Heating | Natural Gas | Unit Heater | E2 |  | Technical Potential
Industrial_Industrial - Int_New_Space Heating_Natural Gas_Unit Heater_E3_Technical Potential | Industrial | Industrial - Int | New | Space Heating | Natural Gas | Unit Heater | E3 |  | Technical Potential
Industrial_Industrial - Int_New_Space Heating_Natural Gas_Unit Heater_E4_Technical Potential | Industrial | Industrial - Int | New | Space Heating | Natural Gas | Unit Heater | E4 |  | Technical Potential
Industrial_Industrial - Int_New_Space Heating_Natural Gas_Unit Heater_E5_Technical Potential | Industrial | Industrial - Int | New | Space Heating | Natural Gas | Unit Heater | E5 |  | Technical Potential
Industrial_Industrial - Int_New_Space Heating_Natural Gas_Unit Heater_E6_Technical Potential | Industrial | Industrial - Int | New | Space Heating | Natural Gas | Unit Heater | E6 |  | Technical Potential
Industrial_Industrial - Int_New_Space Heating_Natural Gas_Unit Heater_E7_Technical Potential | Industrial | Industrial - Int | New | Space Heating | Natural Gas | Unit Heater | E7 |  | Technical Potential
Industrial_Industrial - Int_New_Space Heating_Natural Gas_Unit Heater_E8_Technical Potential | Industrial | Industrial - Int | New | Space Heating | Natural Gas | Unit Heater | E8 |  | Technical Potential
Industrial_Industrial - Int_New_Space Heating_Natural Gas_Unit Heater_E9_Technical Potential | Industrial | Industrial - Int | New | Space Heating | Natural Gas | Unit Heater | E9 |  | Technical Potential
Industrial_Industrial - Int_New_Space Heating_Natural Gas_Unit Heater_E10_Technical Potential | Industrial | Industrial - Int | New | Space Heating | Natural Gas | Unit Heater | E10 |  | Technical Potential
Industrial_Industrial - Int_New_Process_Natural Gas_Process Heating_E1_Technical Potential | Industrial | Industrial - Int | New | Process | Natural Gas | Process Heating | E1 |  | Technical Potential
Industrial_Industrial - Int_New_Process_Natural Gas_Process Heating_E2_Technical Potential | Industrial | Industrial - Int | New | Process | Natural Gas | Process Heating | E2 |  | Technical Potential
Industrial_Industrial - Int_New_Process_Natural Gas_Process Heating_E3_Technical Potential | Industrial | Industrial - Int | New | Process | Natural Gas | Process Heating | E3 |  | Technical Potential
Industrial_Industrial - Int_New_Process_Natural Gas_Process Heating_E4_Technical Potential | Industrial | Industrial - Int | New | Process | Natural Gas | Process Heating | E4 |  | Technical Potential
Industrial_Industrial - Int_New_Process_Natural Gas_Process Heating_E5_Technical Potential | Industrial | Industrial - Int | New | Process | Natural Gas | Process Heating | E5 |  | Technical Potential
Industrial_Industrial - Int_New_Process_Natural Gas_Process Heating_E6_Technical Potential | Industrial | Industrial - Int | New | Process | Natural Gas | Process Heating | E6 |  | Technical Potential
Industrial_Industrial - Int_New_Process_Natural Gas_Process Heating_E7_Technical Potential | Industrial | Industrial - Int | New | Process | Natural Gas | Process Heating | E7 |  | Technical Potential
Industrial_Industrial - Int_New_Process_Natural Gas_Process Heating_E8_Technical Potential | Industrial | Industrial - Int | New | Process | Natural Gas | Process Heating | E8 |  | Technical Potential
Industrial_Industrial - Int_New_Process_Natural Gas_Process Heating_E9_Technical Potential | Industrial | Industrial - Int | New | Process | Natural Gas | Process Heating | E9 |  | Technical Potential
Industrial_Industrial - Int_New_Process_Natural Gas_Process Heating_E10_Technical Potential | Industrial | Industrial - Int | New | Process | Natural Gas | Process Heating | E10 |  | Technical Potential
Industrial_Industrial - Int_New_Process_Natural Gas_Process Boiler_E1_Technical Potential | Industrial | Industrial - Int | New | Process | Natural Gas | Process Boiler | E1 |  | Technical Potential
Industrial_Industrial - Int_New_Process_Natural Gas_Process Boiler_E2_Technical Potential | Industrial | Industrial - Int | New | Process | Natural Gas | Process Boiler | E2 |  | Technical Potential
Industrial_Industrial - Int_New_Process_Natural Gas_Process Boiler_E3_Technical Potential | Industrial | Industrial - Int | New | Process | Natural Gas | Process Boiler | E3 |  | Technical Potential
Industrial_Industrial - Int_New_Process_Natural Gas_Process Boiler_E4_Technical Potential | Industrial | Industrial - Int | New | Process | Natural Gas | Process Boiler | E4 |  | Technical Potential
Industrial_Industrial - Int_New_Process_Natural Gas_Process Boiler_E5_Technical Potential | Industrial | Industrial - Int | New | Process | Natural Gas | Process Boiler | E5 |  | Technical Potential
Industrial_Industrial - Int_New_Process_Natural Gas_Process Boiler_E6_Technical Potential | Industrial | Industrial - Int | New | Process | Natural Gas | Process Boiler | E6 |  | Technical Potential
Industrial_Industrial - Int_New_Process_Natural Gas_Process Boiler_E7_Technical Potential | Industrial | Industrial - Int | New | Process | Natural Gas | Process Boiler | E7 |  | Technical Potential
Industrial_Industrial - Int_New_Process_Natural Gas_Process Boiler_E8_Technical Potential | Industrial | Industrial - Int | New | Process | Natural Gas | Process Boiler | E8 |  | Technical Potential
Industrial_Industrial - Int_New_Process_Natural Gas_Process Boiler_E9_Technical Potential | Industrial | Industrial - Int | New | Process | Natural Gas | Process Boiler | E9 |  | Technical Potential
Industrial_Industrial - Int_New_Process_Natural Gas_Process Boiler_E10_Technical Potential | Industrial | Industrial - Int | New | Process | Natural Gas | Process Boiler | E10 |  | Technical Potential
Industrial_Industrial - Int_New_Process_Natural Gas_Process Cooling_E1_Technical Potential | Industrial | Industrial - Int | New | Process | Natural Gas | Process Cooling | E1 |  | Technical Potential
Industrial_Industrial - Int_New_Process_Natural Gas_Process Cooling_E2_Technical Potential | Industrial | Industrial - Int | New | Process | Natural Gas | Process Cooling | E2 |  | Technical Potential
Industrial_Industrial - Int_New_Process_Natural Gas_Process Cooling_E3_Technical Potential | Industrial | Industrial - Int | New | Process | Natural Gas | Process Cooling | E3 |  | Technical Potential
Industrial_Industrial - Int_New_Process_Natural Gas_Process Cooling_E4_Technical Potential | Industrial | Industrial - Int | New | Process | Natural Gas | Process Cooling | E4 |  | Technical Potential
Industrial_Industrial - Int_New_Process_Natural Gas_Process Cooling_E5_Technical Potential | Industrial | Industrial - Int | New | Process | Natural Gas | Process Cooling | E5 |  | Technical Potential
Industrial_Industrial - Int_New_Process_Natural Gas_Process Cooling_E6_Technical Potential | Industrial | Industrial - Int | New | Process | Natural Gas | Process Cooling | E6 |  | Technical Potential
Industrial_Industrial - Int_New_Process_Natural Gas_Process Cooling_E7_Technical Potential | Industrial | Industrial - Int | New | Process | Natural Gas | Process Cooling | E7 |  | Technical Potential
Industrial_Industrial - Int_New_Process_Natural Gas_Process Cooling_E8_Technical Potential | Industrial | Industrial - Int | New | Process | Natural Gas | Process Cooling | E8 |  | Technical Potential
Industrial_Industrial - Int_New_Process_Natural Gas_Process Cooling_E9_Technical Potential | Industrial | Industrial - Int | New | Process | Natural Gas | Process Cooling | E9 |  | Technical Potential
Industrial_Industrial - Int_New_Process_Natural Gas_Process Cooling_E10_Technical Potential | Industrial | Industrial - Int | New | Process | Natural Gas | Process Cooling | E10 |  | Technical Potential
Industrial_Industrial - Int_New_Process_Natural Gas_Other Process_E1_Technical Potential | Industrial | Industrial - Int | New | Process | Natural Gas | Other Process | E1 |  | Technical Potential
Industrial_Industrial - Int_New_Process_Natural Gas_Other Process_E2_Technical Potential | Industrial | Industrial - Int | New | Process | Natural Gas | Other Process | E2 |  | Technical Potential
Industrial_Industrial - Int_New_Process_Natural Gas_Other Process_E3_Technical Potential | Industrial | Industrial - Int | New | Process | Natural Gas | Other Process | E3 |  | Technical Potential
Industrial_Industrial - Int_New_Process_Natural Gas_Other Process_E4_Technical Potential | Industrial | Industrial - Int | New | Process | Natural Gas | Other Process | E4 |  | Technical Potential
Industrial_Industrial - Int_New_Process_Natural Gas_Other Process_E5_Technical Potential | Industrial | Industrial - Int | New | Process | Natural Gas | Other Process | E5 |  | Technical Potential
Industrial_Industrial - Int_New_Process_Natural Gas_Other Process_E6_Technical Potential | Industrial | Industrial - Int | New | Process | Natural Gas | Other Process | E6 |  | Technical Potential
Industrial_Industrial - Int_New_Process_Natural Gas_Other Process_E7_Technical Potential | Industrial | Industrial - Int | New | Process | Natural Gas | Other Process | E7 |  | Technical Potential
Industrial_Industrial - Int_New_Process_Natural Gas_Other Process_E8_Technical Potential | Industrial | Industrial - Int | New | Process | Natural Gas | Other Process | E8 |  | Technical Potential
Industrial_Industrial - Int_New_Process_Natural Gas_Other Process_E9_Technical Potential | Industrial | Industrial - Int | New | Process | Natural Gas | Other Process | E9 |  | Technical Potential
Industrial_Industrial - Int_New_Process_Natural Gas_Other Process_E10_Technical Potential | Industrial | Industrial - Int | New | Process | Natural Gas | Other Process | E10 |  | Technical Potential
Industrial_Industrial - Int_New_Miscellaneous_Natural Gas_Miscellaneous_E1_Technical Potential | Industrial | Industrial - Int | New | Miscellaneous | Natural Gas | Miscellaneous | E1 |  | Technical Potential
Industrial_Industrial - Int_New_Miscellaneous_Natural Gas_Miscellaneous_E2_Technical Potential | Industrial | Industrial - Int | New | Miscellaneous | Natural Gas | Miscellaneous | E2 |  | Technical Potential
Industrial_Industrial - Int_New_Miscellaneous_Natural Gas_Miscellaneous_E3_Technical Potential | Industrial | Industrial - Int | New | Miscellaneous | Natural Gas | Miscellaneous | E3 |  | Technical Potential
Industrial_Industrial - Int_New_Miscellaneous_Natural Gas_Miscellaneous_E4_Technical Potential | Industrial | Industrial - Int | New | Miscellaneous | Natural Gas | Miscellaneous | E4 |  | Technical Potential
Industrial_Industrial - Int_New_Miscellaneous_Natural Gas_Miscellaneous_E5_Technical Potential | Industrial | Industrial - Int | New | Miscellaneous | Natural Gas | Miscellaneous | E5 |  | Technical Potential
Industrial_Industrial - Int_New_Miscellaneous_Natural Gas_Miscellaneous_E6_Technical Potential | Industrial | Industrial - Int | New | Miscellaneous | Natural Gas | Miscellaneous | E6 |  | Technical Potential
Industrial_Industrial - Int_New_Miscellaneous_Natural Gas_Miscellaneous_E7_Technical Potential | Industrial | Industrial - Int | New | Miscellaneous | Natural Gas | Miscellaneous | E7 |  | Technical Potential
Industrial_Industrial - Int_New_Miscellaneous_Natural Gas_Miscellaneous_E8_Technical Potential | Industrial | Industrial - Int | New | Miscellaneous | Natural Gas | Miscellaneous | E8 |  | Technical Potential
Industrial_Industrial - Int_New_Miscellaneous_Natural Gas_Miscellaneous_E9_Technical Potential | Industrial | Industrial - Int | New | Miscellaneous | Natural Gas | Miscellaneous | E9 |  | Technical Potential
Industrial_Industrial - Int_New_Miscellaneous_Natural Gas_Miscellaneous_E10_Technical Potential | Industrial | Industrial - Int | New | Miscellaneous | Natural Gas | Miscellaneous | E10 |  | Technical Potential
Note on K1: kwalter: Base Year must always be entered to calibrate the model.

## Vintage Data
Key | Sector | Segment | End Use | Fuel | Technology | Type | New | 1 | 2 | 3 | 4 | 5 | 6 | 7 | 8 | 9 | 10 | 11 | 12 | 13 | 14 | 15 | 16 | 17 | 18 | 19 | 20 | 21 | 22 | 23 | 24 | 25 | 26 | 27 | 28 | 29 | 30 | 31 | 32 | 33 | 34 | 35 | Min | Max
Industrial_Industrial - Firm_Space Heating_Natural Gas_Furnace_Distribution | Industrial | Industrial - Firm | Space Heating | Natural Gas | Furnace | Distribution | 4.348% | 4.348% | 4.348% | 4.348% | 4.348% | 4.348% | 4.348% | 4.348% | 4.348% | 4.348% | 4.348% | 4.348% | 4.348% | 4.348% | 4.348% | 4.348% | 4.348% | 4.348% | 4.348% | 4.348% | 4.348% | 4.348% | 4.348% | 4.441e-14% | 0% | 0% | 0% | 0% | 0% | 0% | 0% | 0% | 0% | 0% | 0% | 0% | 17 | 29
Industrial_Industrial - Firm_Space Heating_Natural Gas_Boiler_Distribution | Industrial | Industrial - Firm | Space Heating | Natural Gas | Boiler | Distribution | 4% | [35 empty] | 20 | 30 | bar: 1 to 35
Industrial_Industrial - Firm_Space Heating_Natural Gas_Unit Heater_Distribution | Industrial | Industrial - Firm | Space Heating | Natural Gas | Unit Heater | Distribution | 8.333% | 8.333% | 8.333% | 8.333% | 8.333% | 8.333% | 8.333% | 8.333% | 8.333% | 8.333% | 8.333% | 8.333% | 0% | 0% | 0% | 0% | 0% | 0% | 0% | 0% | 0% | 0% | 0% | 0% | 0% | 0% | 0% | 0% | 0% | 0% | 0% | 0% | 0% | 0% | 0% | 0% | 10 | 14
Industrial_Industrial - Firm_Process_Natural Gas_Process Heating_Distribution | Industrial | Industrial - Firm | Process | Natural Gas | Process Heating | Distribution | 20% | 20% | 20% | 20% | 20% | 0% | 0% | 0% | 0% | 0% | 0% | 0% | 0% | 0% | 0% | 0% | 0% | 0% | 0% | 0% | 0% | 0% | 0% | 0% | 0% | 0% | 0% | 0% | 0% | 0% | 0% | 0% | 0% | 0% | 0% | 0% | 2 | 8
Industrial_Industrial - Firm_Process_Natural Gas_Process Boiler_Distribution | Industrial | Industrial - Firm | Process | Natural Gas | Process Boiler | Distribution | 4% | [35 empty] | 20 | 30 | bar: 1 to 35
Industrial_Industrial - Firm_Process_Natural Gas_Process Cooling_Distribution | Industrial | Industrial - Firm | Process | Natural Gas | Process Cooling | Distribution | 20% | 20% | 20% | 20% | 20% | 0% | 0% | 0% | 0% | 0% | 0% | 0% | 0% | 0% | 0% | 0% | 0% | 0% | 0% | 0% | 0% | 0% | 0% | 0% | 0% | 0% | 0% | 0% | 0% | 0% | 0% | 0% | 0% | 0% | 0% | 0% | 2 | 8
Industrial_Industrial - Firm_Process_Natural Gas_Other Process_Distribution | Industrial | Industrial - Firm | Process | Natural Gas | Other Process | Distribution | 20% | 20% | 20% | 20% | 20% | 0% | 0% | 0% | 0% | 0% | 0% | 0% | 0% | 0% | 0% | 0% | 0% | 0% | 0% | 0% | 0% | 0% | 0% | 0% | 0% | 0% | 0% | 0% | 0% | 0% | 0% | 0% | 0% | 0% | 0% | 0% | 2 | 8
Industrial_Industrial - Firm_Miscellaneous_Natural Gas_Miscellaneous_Distribution | Industrial | Industrial - Firm | Miscellaneous | Natural Gas | Miscellaneous | Distribution | 20% | 20% | 20% | 20% | 20% | 0% | 0% | 0% | 0% | 0% | 0% | 0% | 0% | 0% | 0% | 0% | 0% | 0% | 0% | 0% | 0% | 0% | 0% | 0% | 0% | 0% | 0% | 0% | 0% | 0% | 0% | 0% | 0% | 0% | 0% | 0% | 2 | 8
Industrial_Industrial - Int_Space Heating_Natural Gas_Furnace_Distribution | Industrial | Industrial - Int | Space Heating | Natural Gas | Furnace | Distribution | 4.348% | 4.348% | 4.348% | 4.348% | 4.348% | 4.348% | 4.348% | 4.348% | 4.348% | 4.348% | 4.348% | 4.348% | 4.348% | 4.348% | 4.348% | 4.348% | 4.348% | 4.348% | 4.348% | 4.348% | 4.348% | 4.348% | 4.348% | 4.441e-14% | 0% | 0% | 0% | 0% | 0% | 0% | 0% | 0% | 0% | 0% | 0% | 0% | 17 | 29
Industrial_Industrial - Int_Space Heating_Natural Gas_Boiler_Distribution | Industrial | Industrial - Int | Space Heating | Natural Gas | Boiler | Distribution | 4% | [35 empty] | 20 | 30 | bar: 1 to 35
Industrial_Industrial - Int_Space Heating_Natural Gas_Unit Heater_Distribution | Industrial | Industrial - Int | Space Heating | Natural Gas | Unit Heater | Distribution | 8.333% | 8.333% | 8.333% | 8.333% | 8.333% | 8.333% | 8.333% | 8.333% | 8.333% | 8.333% | 8.333% | 8.333% | 0% | 0% | 0% | 0% | 0% | 0% | 0% | 0% | 0% | 0% | 0% | 0% | 0% | 0% | 0% | 0% | 0% | 0% | 0% | 0% | 0% | 0% | 0% | 0% | 10 | 14
Industrial_Industrial - Int_Process_Natural Gas_Process Heating_Distribution | Industrial | Industrial - Int | Process | Natural Gas | Process Heating | Distribution | 20% | 20% | 20% | 20% | 20% | 0% | 0% | 0% | 0% | 0% | 0% | 0% | 0% | 0% | 0% | 0% | 0% | 0% | 0% | 0% | 0% | 0% | 0% | 0% | 0% | 0% | 0% | 0% | 0% | 0% | 0% | 0% | 0% | 0% | 0% | 0% | 2 | 8
Industrial_Industrial - Int_Process_Natural Gas_Process Boiler_Distribution | Industrial | Industrial - Int | Process | Natural Gas | Process Boiler | Distribution | 4% | [35 empty] | 20 | 30 | bar: 1 to 35
Industrial_Industrial - Int_Process_Natural Gas_Process Cooling_Distribution | Industrial | Industrial - Int | Process | Natural Gas | Process Cooling | Distribution | 20% | 20% | 20% | 20% | 20% | 0% | 0% | 0% | 0% | 0% | 0% | 0% | 0% | 0% | 0% | 0% | 0% | 0% | 0% | 0% | 0% | 0% | 0% | 0% | 0% | 0% | 0% | 0% | 0% | 0% | 0% | 0% | 0% | 0% | 0% | 0% | 2 | 8
Industrial_Industrial - Int_Process_Natural Gas_Other Process_Distribution | Industrial | Industrial - Int | Process | Natural Gas | Other Process | Distribution | 20% | 20% | 20% | 20% | 20% | 0% | 0% | 0% | 0% | 0% | 0% | 0% | 0% | 0% | 0% | 0% | 0% | 0% | 0% | 0% | 0% | 0% | 0% | 0% | 0% | 0% | 0% | 0% | 0% | 0% | 0% | 0% | 0% | 0% | 0% | 0% | 2 | 8
Industrial_Industrial - Int_Miscellaneous_Natural Gas_Miscellaneous_Distribution | Industrial | Industrial - Int | Miscellaneous | Natural Gas | Miscellaneous | Distribution | 20% | 20% | 20% | 20% | 20% | 0% | 0% | 0% | 0% | 0% | 0% | 0% | 0% | 0% | 0% | 0% | 0% | 0% | 0% | 0% | 0% | 0% | 0% | 0% | 0% | 0% | 0% | 0% | 0% | 0% | 0% | 0% | 0% | 0% | 0% | 0% | 2 | 8
Industrial_Industrial - Firm_Space Heating_Natural Gas_Furnace_Usage | Industrial | Industrial - Firm | Space Heating | Natural Gas | Furnace | Usage | 473.3272 | 479.4749 | 485.6226 | 491.7703 | 497.918 | 504.0657 | 510.2134 | 516.3611 | 522.5088 | 528.6565 | 534.8042 | 540.952 | 547.0997 | 553.2474 | 559.3951 | 565.5428 | 571.6905 | 577.8382 | 583.9859 | 590.1336 | 596.2813 | 602.429 | 608.5768 | 614.7245 | 0 | 0 | 0 | 0 | 0 | 0 | 0 | 0 | 0 | 0 | 0 | 0
Industrial_Industrial - Firm_Space Heating_Natural Gas_Boiler_Usage | Industrial | Industrial - Firm | Space Heating | Natural Gas | Boiler | Usage | 513.9198 | 516.1725 | 518.4252 | 520.6778 | 522.9305 | 525.1832 | 527.4359 | 529.6886 | 531.9412 | 534.1939 | 536.4466 | 538.6993 | 540.952 | 543.2046 | 545.4573 | 547.71 | 549.9627 | 552.2154 | 554.468 | 556.7207 | 558.9734 | 561.2261 | 563.4788 | 565.7314 | 567.9841 | 0 | 0 | 0 | 0 | 0 | 0 | 0 | 0 | 0 | 0 | 0
Industrial_Industrial - Firm_Space Heating_Natural Gas_Unit Heater_Usage | Industrial | Industrial - Firm | Space Heating | Natural Gas | Unit Heater | Usage | 540.952 | 540.952 | 540.952 | 540.952 | 540.952 | 540.952 | 540.952 | 540.952 | 540.952 | 540.952 | 540.952 | 540.952 | 0 | 0 | 0 | 0 | 0 | 0 | 0 | 0 | 0 | 0 | 0 | 0 | 0 | 0 | 0 | 0 | 0 | 0 | 0 | 0 | 0 | 0 | 0 | 0
Industrial_Industrial - Firm_Process_Natural Gas_Process Heating_Usage | Industrial | Industrial - Firm | Process | Natural Gas | Process Heating | Usage | 1623.2837 | 1623.2837 | 1623.2837 | 1623.2837 | 1623.2837 | 0 | 0 | 0 | 0 | 0 | 0 | 0 | 0 | 0 | 0 | 0 | 0 | 0 | 0 | 0 | 0 | 0 | 0 | 0 | 0 | 0 | 0 | 0 | 0 | 0 | 0 | 0 | 0 | 0 | 0 | 0
Industrial_Industrial - Firm_Process_Natural Gas_Process Boiler_Usage | Industrial | Industrial - Firm | Process | Natural Gas | Process Boiler | Usage | 1734.2658 | 1734.2658 | 1734.2658 | 1734.2658 | 1734.2658 | 1734.2658 | 1734.2658 | 1734.2658 | 1734.2658 | 1734.2658 | 1734.2658 | 1734.2658 | 1734.2658 | 1734.2658 | 1734.2658 | 1734.2658 | 1734.2658 | 1734.2658 | 1734.2658 | 1734.2658 | 1734.2658 | 1734.2658 | 1734.2658 | 1734.2658 | 1734.2658 | 0 | 0 | 0 | 0 | 0 | 0 | 0 | 0 | 0 | 0 | 0
Industrial_Industrial - Firm_Process_Natural Gas_Process Cooling_Usage | Industrial | Industrial - Firm | Process | Natural Gas | Process Cooling | Usage | 12.2187 | 12.2187 | 12.2187 | 12.2187 | 12.2187 | 0 | 0 | 0 | 0 | 0 | 0 | 0 | 0 | 0 | 0 | 0 | 0 | 0 | 0 | 0 | 0 | 0 | 0 | 0 | 0 | 0 | 0 | 0 | 0 | 0 | 0 | 0 | 0 | 0 | 0 | 0
Industrial_Industrial - Firm_Process_Natural Gas_Other Process_Usage | Industrial | Industrial - Firm | Process | Natural Gas | Other Process | Usage | 69.242 | 69.242 | 69.242 | 69.242 | 69.242 | 0 | 0 | 0 | 0 | 0 | 0 | 0 | 0 | 0 | 0 | 0 | 0 | 0 | 0 | 0 | 0 | 0 | 0 | 0 | 0 | 0 | 0 | 0 | 0 | 0 | 0 | 0 | 0 | 0 | 0 | 0
Industrial_Industrial - Firm_Miscellaneous_Natural Gas_Miscellaneous_Usage | Industrial | Industrial - Firm | Miscellaneous | Natural Gas | Miscellaneous | Usage | 233.0931 | 233.0931 | 233.0931 | 233.0931 | 233.0931 | 0 | 0 | 0 | 0 | 0 | 0 | 0 | 0 | 0 | 0 | 0 | 0 | 0 | 0 | 0 | 0 | 0 | 0 | 0 | 0 | 0 | 0 | 0 | 0 | 0 | 0 | 0 | 0 | 0 | 0 | 0
Industrial_Industrial - Int_Space Heating_Natural Gas_Furnace_Usage | Industrial | Industrial - Int | Space Heating | Natural Gas | Furnace | Usage | 36.8988 | 37.378 | 37.8573 | 38.3365 | 38.8158 | 39.295 | 39.7743 | 40.2535 | 40.7328 | 41.212 | 41.6913 | 42.1705 | 42.6498 | 43.129 | 43.6083 | 44.0875 | 44.5668 | 45.046 | 45.5253 | 46.0045 | 46.4838 | 46.9631 | 47.4423 | 47.9216 | 0 | 0 | 0 | 0 | 0 | 0 | 0 | 0 | 0 | 0 | 0 | 0
Industrial_Industrial - Int_Space Heating_Natural Gas_Boiler_Usage | Industrial | Industrial - Int | Space Heating | Natural Gas | Boiler | Usage | 40.0632 | 40.2388 | 40.4144 | 40.59 | 40.7657 | 40.9413 | 41.1169 | 41.2925 | 41.4681 | 41.6437 | 41.8193 | 41.9949 | 42.1705 | 42.3461 | 42.5218 | 42.6974 | 42.873 | 43.0486 | 43.2242 | 43.3998 | 43.5754 | 43.751 | 43.9266 | 44.1022 | 44.2779 | 0 | 0 | 0 | 0 | 0 | 0 | 0 | 0 | 0 | 0 | 0
Industrial_Industrial - Int_Space Heating_Natural Gas_Unit Heater_Usage | Industrial | Industrial - Int | Space Heating | Natural Gas | Unit Heater | Usage | 42.1705 | 42.1705 | 42.1705 | 42.1705 | 42.1705 | 42.1705 | 42.1705 | 42.1705 | 42.1705 | 42.1705 | 42.1705 | 42.1705 | 0 | 0 | 0 | 0 | 0 | 0 | 0 | 0 | 0 | 0 | 0 | 0 | 0 | 0 | 0 | 0 | 0 | 0 | 0 | 0 | 0 | 0 | 0 | 0
Industrial_Industrial - Int_Process_Natural Gas_Process Heating_Usage | Industrial | Industrial - Int | Process | Natural Gas | Process Heating | Usage | 105.8145 | 105.8145 | 105.8145 | 105.8145 | 105.8145 | 0 | 0 | 0 | 0 | 0 | 0 | 0 | 0 | 0 | 0 | 0 | 0 | 0 | 0 | 0 | 0 | 0 | 0 | 0 | 0 | 0 | 0 | 0 | 0 | 0 | 0 | 0 | 0 | 0 | 0 | 0
Industrial_Industrial - Int_Process_Natural Gas_Process Boiler_Usage | Industrial | Industrial - Int | Process | Natural Gas | Process Boiler | Usage | 204.2643 | 204.2643 | 204.2643 | 204.2643 | 204.2643 | 204.2643 | 204.2643 | 204.2643 | 204.2643 | 204.2643 | 204.2643 | 204.2643 | 204.2643 | 204.2643 | 204.2643 | 204.2643 | 204.2643 | 204.2643 | 204.2643 | 204.2643 | 204.2643 | 204.2643 | 204.2643 | 204.2643 | 204.2643 | 0 | 0 | 0 | 0 | 0 | 0 | 0 | 0 | 0 | 0 | 0
Industrial_Industrial - Int_Process_Natural Gas_Process Cooling_Usage | Industrial | Industrial - Int | Process | Natural Gas | Process Cooling | Usage | 0.45635 | 0.45635 | 0.45635 | 0.45635 | 0.45635 | 0 | 0 | 0 | 0 | 0 | 0 | 0 | 0 | 0 | 0 | 0 | 0 | 0 | 0 | 0 | 0 | 0 | 0 | 0 | 0 | 0 | 0 | 0 | 0 | 0 | 0 | 0 | 0 | 0 | 0 | 0
Industrial_Industrial - Int_Process_Natural Gas_Other Process_Usage | Industrial | Industrial - Int | Process | Natural Gas | Other Process | Usage | 15.5273 | 15.5273 | 15.5273 | 15.5273 | 15.5273 | 0 | 0 | 0 | 0 | 0 | 0 | 0 | 0 | 0 | 0 | 0 | 0 | 0 | 0 | 0 | 0 | 0 | 0 | 0 | 0 | 0 | 0 | 0 | 0 | 0 | 0 | 0 | 0 | 0 | 0 | 0
Industrial_Industrial - Int_Miscellaneous_Natural Gas_Miscellaneous_Usage | Industrial | Industrial - Int | Miscellaneous | Natural Gas | Miscellaneous | Usage | 16.8964 | 16.8964 | 16.8964 | 16.8964 | 16.8964 | 0 | 0 | 0 | 0 | 0 | 0 | 0 | 0 | 0 | 0 | 0 | 0 | 0 | 0 | 0 | 0 | 0 | 0 | 0 | 0 | 0 | 0 | 0 | 0 | 0 | 0 | 0 | 0 | 0 | 0 | 0

## Avoided Costs
Key | Field | Sector | Segment | End Use | Fuel | Value | Unit of Measure | 2019 | 2020 | 2021 | 2022 | 2023 | 2024 | 2025 | 2026 | 2027 | 2028 | 2029 | 2030 | 2031 | 2032 | 2033 | 2034 | 2035 | 2036 | 2037 | 2038 | 2039 | 2040 | 2041 | 2042 | 2043 | 2044 | 2045 | 2046 | 2047 | 2048 | 2049 | 2050 | 2051 | 2052 | 2053 | 2054 | 2055 | 2056 | 2057 | 2058 | 2059 | 2060 | 2061 | 2062 | 2063 | 2064 | 2065 | 2066 | 2067 | 2068 | 2069 | 2070 | 2071 | 2072 | 2073 | 2074 | 2075 | 2076 | 2077 | 2078 | 2079 | 2080 | 2081 | 2082 | 2083
F1_Industrial_Space Heating_Natural Gas | F1 | Industrial | Industrial - Firm | Space Heating | Natural Gas | Avoided Energy Cost | $ per Mtherm | 1795.5898 | 1795.5898 | 1795.5898 | 1793.0023 | 1779.3092 | 1817.3686 | 1843.184 | 1851.082 | 1867.3432 | 1893.5076 | 1917.0389 | 1930.3406 | 1943.4675 | 1950.5065 | 1974.9407 | 1980.3226 | 1979.1499 | 1990.3511 | 1998.3773 | 2005.3497 | 2026.0164 | 2047.3379 | 2067.651 | 2088.0899 | 2111.4168 | 2136.0642 | 2156.832 | 2165.9335 | 2172.25 | 2174.8581 | 2191.4386 | 2207.0381 | 2207.0381 | 2207.0381 | 2207.0381 | 2207.0381 | 2207.0381 | 2207.0381 | 2207.0381 | 2207.0381 | 2207.0381 | 2207.0381 | 2207.0381 | 2207.0381 | 2207.0381 | 2207.0381 | 2207.0381 | 2207.0381 | 2207.0381 | 2207.0381 | 2207.0381 | 2207.0381 | 2207.0381 | 2207.0381 | 2207.0381 | 2207.0381 | 2207.0381 | 2207.0381 | 2207.0381 | 2207.0381 | 2207.0381 | 2207.0381 | 2207.0381 | 2207.0381 | 2207.0381
F2_Industrial_Space Heating_Natural Gas | F2 | Industrial | Industrial - Firm | Space Heating | Natural Gas | Avoided Capacity Cost | $ per therm | 0 | 0 | 0 | 0 | 0 | 0 | 0 | 0 | 0 | 0 | 0 | 0 | 0 | 0 | 0 | 0 | 0 | 0 | 0 | 0 | 0 | 0 | 0 | 0 | 0 | 0 | 0 | 0 | 0 | 0 | 0 | 0 | 0 | 0 | 0 | 0 | 0 | 0 | 0 | 0 | 0 | 0 | 0 | 0 | 0 | 0 | 0 | 0 | 0 | 0 | 0 | 0 | 0 | 0 | 0 | 0 | 0 | 0 | 0 | 0 | 0 | 0 | 0 | 0 | 0
F3_Industrial_Space Heating_Natural Gas | F3 | Industrial | Industrial - Firm | Space Heating | Natural Gas | Line Loss | % T&D Loss | 0.1615% | 0.1615% | 0.1615% | 0.1615% | 0.1615% | 0.1615% | 0.1615% | 0.1615% | 0.1615% | 0.1615% | 0.1615% | 0.1615% | 0.1615% | 0.1615% | 0.1615% | 0.1615% | 0.1615% | 0.1615% | 0.1615% | 0.1615% | 0.1615% | 0.1615% | 0.1615% | 0.1615% | 0.1615% | 0.1615% | 0.1615% | 0.1615% | 0.1615% | 0.1615% | 0.1615% | 0.1615% | 0.1615% | 0.1615% | 0.1615% | 0.1615% | 0.1615% | 0.1615% | 0.1615% | 0.1615% | 0.1615% | 0.1615% | 0.1615% | 0.1615% | 0.1615% | 0.1615% | 0.1615% | 0.1615% | 0.1615% | 0.1615% | 0.1615% | 0.1615% | 0.1615% | 0.1615% | 0.1615% | 0.1615% | 0.1615% | 0.1615% | 0.1615% | 0.1615% | 0.1615% | 0.1615% | 0.1615% | 0.1615% | 0.1615%
F4_Industrial_Space Heating_Natural Gas | F4 | Industrial | Industrial - Firm | Space Heating | Natural Gas | Peak Season | Winter/Summer | Winter | Winter | Winter | Winter | Winter | Winter | Winter | Winter | Winter | Winter | Winter | Winter | Winter | Winter | Winter | Winter | Winter | Winter | Winter | Winter | Winter | Winter | Winter | Winter | Winter | Winter | Winter | Winter | Winter | Winter | Winter | Winter | Winter | Winter | Winter | Winter | Winter | Winter | Winter | Winter | Winter | Winter | Winter | Winter | Winter | Winter | Winter | Winter | Winter | Winter | Winter | Winter | Winter | Winter | Winter | Winter | Winter | Winter | Winter | Winter | Winter | Winter | Winter | Winter | Winter
F5_Industrial_Space Heating_Natural Gas | F5 | Industrial | Industrial - Firm | Space Heating | Natural Gas | RVT Energy Price | $ per Mtherm | 2154.7077 | 2154.7077 | 2154.7077 | 2151.6027 | 2135.1711 | 2180.8423 | 2211.8208 | 2221.2984 | 2240.8119 | 2272.2091 | 2300.4467 | 2316.4088 | 2332.161 | 2340.6078 | 2369.9289 | 2376.3871 | 2374.9799 | 2388.4214 | 2398.0527 | 2406.4196 | 2431.2197 | 2456.8054 | 2481.1812 | 2505.7079 | 2533.7002 | 2563.277 | 2588.1984 | 2599.1202 | 2606.7 | 2609.8297 | 2629.7263 | 2648.4458 | 2648.4458 | 2648.4458 | 2648.4458 | 2648.4458 | 2648.4458 | 2648.4458 | 2648.4458 | 2648.4458 | 2648.4458 | 2648.4458 | 2648.4458 | 2648.4458 | 2648.4458 | 2648.4458 | 2648.4458 | 2648.4458 | 2648.4458 | 2648.4458 | 2648.4458 | 2648.4458 | 2648.4458 | 2648.4458 | 2648.4458 | 2648.4458 | 2648.4458 | 2648.4458 | 2648.4458 | 2648.4458 | 2648.4458 | 2648.4458 | 2648.4458 | 2648.4458 | 2648.4458
F6_Industrial_Space Heating_Natural Gas | F6 | Industrial | Industrial - Firm | Space Heating | Natural Gas | RVT Peak Price | $ per therm | 0 | 0 | 0 | 0 | 0 | 0 | 0 | 0 | 0 | 0 | 0 | 0 | 0 | 0 | 0 | 0 | 0 | 0 | 0 | 0 | 0 | 0 | 0 | 0 | 0 | 0 | 0 | 0 | 0 | 0 | 0 | 0 | 0 | 0 | 0 | 0 | 0 | 0 | 0 | 0 | 0 | 0 | 0 | 0 | 0 | 0 | 0 | 0 | 0 | 0 | 0 | 0 | 0 | 0 | 0 | 0 | 0 | 0 | 0 | 0 | 0 | 0 | 0 | 0 | 0
F1_Industrial_Process_Natural Gas | F1 | Industrial | Industrial - Firm | Process | Natural Gas | Avoided Energy Cost | $ per Mtherm | 946.6526 | 946.6526 | 946.6526 | 940.5913 | 931.3603 | 972.6174 | 989.6626 | 1001.641 | 1012.0804 | 1035.3182 | 1063.4566 | 1079.4931 | 1091.907 | 1096.4311 | 1115.5751 | 1121.8876 | 1127.2468 | 1133.8502 | 1143.0853 | 1153.9833 | 1175.6374 | 1198.7655 | 1220.4963 | 1241.8704 | 1260.8668 | 1291.6312 | 1309.8787 | 1318.0235 | 1325.5506 | 1327.4869 | 1347.3541 | 1362.5545 | 1362.5545 | 1362.5545 | 1362.5545 | 1362.5545 | 1362.5545 | 1362.5545 | 1362.5545 | 1362.5545 | 1362.5545 | 1362.5545 | 1362.5545 | 1362.5545 | 1362.5545 | 1362.5545 | 1362.5545 | 1362.5545 | 1362.5545 | 1362.5545 | 1362.5545 | 1362.5545 | 1362.5545 | 1362.5545 | 1362.5545 | 1362.5545 | 1362.5545 | 1362.5545 | 1362.5545 | 1362.5545 | 1362.5545 | 1362.5545 | 1362.5545 | 1362.5545 | 1362.5545
F2_Industrial_Process_Natural Gas | F2 | Industrial | Industrial - Firm | Process | Natural Gas | Avoided Capacity Cost | $ per therm | 0 | 0 | 0 | 0 | 0 | 0 | 0 | 0 | 0 | 0 | 0 | 0 | 0 | 0 | 0 | 0 | 0 | 0 | 0 | 0 | 0 | 0 | 0 | 0 | 0 | 0 | 0 | 0 | 0 | 0 | 0 | 0 | 0 | 0 | 0 | 0 | 0 | 0 | 0 | 0 | 0 | 0 | 0 | 0 | 0 | 0 | 0 | 0 | 0 | 0 | 0 | 0 | 0 | 0 | 0 | 0 | 0 | 0 | 0 | 0 | 0 | 0 | 0 | 0 | 0
F3_Industrial_Process_Natural Gas | F3 | Industrial | Industrial - Firm | Process | Natural Gas | Line Loss | % T&D Loss | 0.1615% | 0.1615% | 0.1615% | 0.1615% | 0.1615% | 0.1615% | 0.1615% | 0.1615% | 0.1615% | 0.1615% | 0.1615% | 0.1615% | 0.1615% | 0.1615% | 0.1615% | 0.1615% | 0.1615% | 0.1615% | 0.1615% | 0.1615% | 0.1615% | 0.1615% | 0.1615% | 0.1615% | 0.1615% | 0.1615% | 0.1615% | 0.1615% | 0.1615% | 0.1615% | 0.1615% | 0.1615% | 0.1615% | 0.1615% | 0.1615% | 0.1615% | 0.1615% | 0.1615% | 0.1615% | 0.1615% | 0.1615% | 0.1615% | 0.1615% | 0.1615% | 0.1615% | 0.1615% | 0.1615% | 0.1615% | 0.1615% | 0.1615% | 0.1615% | 0.1615% | 0.1615% | 0.1615% | 0.1615% | 0.1615% | 0.1615% | 0.1615% | 0.1615% | 0.1615% | 0.1615% | 0.1615% | 0.1615% | 0.1615% | 0.1615%
F4_Industrial_Process_Natural Gas | F4 | Industrial | Industrial - Firm | Process | Natural Gas | Peak Season | Winter/Summer | Winter | Winter | Winter | Winter | Winter | Winter | Winter | Winter | Winter | Winter | Winter | Winter | Winter | Winter | Winter | Winter | Winter | Winter | Winter | Winter | Winter | Winter | Winter | Winter | Winter | Winter | Winter | Winter | Winter | Winter | Winter | Winter | Winter | Winter | Winter | Winter | Winter | Winter | Winter | Winter | Winter | Winter | Winter | Winter | Winter | Winter | Winter | Winter | Winter | Winter | Winter | Winter | Winter | Winter | Winter | Winter | Winter | Winter | Winter | Winter | Winter | Winter | Winter | Winter | Winter
F5_Industrial_Process_Natural Gas | F5 | Industrial | Industrial - Firm | Process | Natural Gas | RVT Energy Price | $ per Mtherm | 1135.9831 | 1135.9831 | 1135.9831 | 1128.7096 | 1117.6323 | 1167.1408 | 1187.5951 | 1201.9692 | 1214.4964 | 1242.3819 | 1276.1479 | 1295.3917 | 1310.2883 | 1315.7173 | 1338.6901 | 1346.2651 | 1352.6962 | 1360.6202 | 1371.7024 | 1384.7799 | 1410.7649 | 1438.5186 | 1464.5955 | 1490.2445 | 1513.0401 | 1549.9575 | 1571.8544 | 1581.6282 | 1590.6607 | 1592.9842 | 1616.8249 | 1635.0654 | 1635.0654 | 1635.0654 | 1635.0654 | 1635.0654 | 1635.0654 | 1635.0654 | 1635.0654 | 1635.0654 | 1635.0654 | 1635.0654 | 1635.0654 | 1635.0654 | 1635.0654 | 1635.0654 | 1635.0654 | 1635.0654 | 1635.0654 | 1635.0654 | 1635.0654 | 1635.0654 | 1635.0654 | 1635.0654 | 1635.0654 | 1635.0654 | 1635.0654 | 1635.0654 | 1635.0654 | 1635.0654 | 1635.0654 | 1635.0654 | 1635.0654 | 1635.0654 | 1635.0654
F6_Industrial_Process_Natural Gas | F6 | Industrial | Industrial - Firm | Process | Natural Gas | RVT Peak Price | $ per therm | 0 | 0 | 0 | 0 | 0 | 0 | 0 | 0 | 0 | 0 | 0 | 0 | 0 | 0 | 0 | 0 | 0 | 0 | 0 | 0 | 0 | 0 | 0 | 0 | 0 | 0 | 0 | 0 | 0 | 0 | 0 | 0 | 0 | 0 | 0 | 0 | 0 | 0 | 0 | 0 | 0 | 0 | 0 | 0 | 0 | 0 | 0 | 0 | 0 | 0 | 0 | 0 | 0 | 0 | 0 | 0 | 0 | 0 | 0 | 0 | 0 | 0 | 0 | 0 | 0
F1_Industrial_Miscellaneous_Natural Gas | F1 | Industrial | Industrial - Firm | Miscellaneous | Natural Gas | Avoided Energy Cost | $ per Mtherm | 946.6526 | 946.6526 | 946.6526 | 940.5913 | 931.3603 | 972.6174 | 989.6626 | 1001.641 | 1012.0804 | 1035.3182 | 1063.4566 | 1079.4931 | 1091.907 | 1096.4311 | 1115.5751 | 1121.8876 | 1127.2468 | 1133.8502 | 1143.0853 | 1153.9833 | 1175.6374 | 1198.7655 | 1220.4963 | 1241.8704 | 1260.8668 | 1291.6312 | 1309.8787 | 1318.0235 | 1325.5506 | 1327.4869 | 1347.3541 | 1362.5545 | 1362.5545 | 1362.5545 | 1362.5545 | 1362.5545 | 1362.5545 | 1362.5545 | 1362.5545 | 1362.5545 | 1362.5545 | 1362.5545 | 1362.5545 | 1362.5545 | 1362.5545 | 1362.5545 | 1362.5545 | 1362.5545 | 1362.5545 | 1362.5545 | 1362.5545 | 1362.5545 | 1362.5545 | 1362.5545 | 1362.5545 | 1362.5545 | 1362.5545 | 1362.5545 | 1362.5545 | 1362.5545 | 1362.5545 | 1362.5545 | 1362.5545 | 1362.5545 | 1362.5545
F2_Industrial_Miscellaneous_Natural Gas | F2 | Industrial | Industrial - Firm | Miscellaneous | Natural Gas | Avoided Capacity Cost | $ per therm | 0 | 0 | 0 | 0 | 0 | 0 | 0 | 0 | 0 | 0 | 0 | 0 | 0 | 0 | 0 | 0 | 0 | 0 | 0 | 0 | 0 | 0 | 0 | 0 | 0 | 0 | 0 | 0 | 0 | 0 | 0 | 0 | 0 | 0 | 0 | 0 | 0 | 0 | 0 | 0 | 0 | 0 | 0 | 0 | 0 | 0 | 0 | 0 | 0 | 0 | 0 | 0 | 0 | 0 | 0 | 0 | 0 | 0 | 0 | 0 | 0 | 0 | 0 | 0 | 0
F3_Industrial_Miscellaneous_Natural Gas | F3 | Industrial | Industrial - Firm | Miscellaneous | Natural Gas | Line Loss | % T&D Loss | 0.1615% | 0.1615% | 0.1615% | 0.1615% | 0.1615% | 0.1615% | 0.1615% | 0.1615% | 0.1615% | 0.1615% | 0.1615% | 0.1615% | 0.1615% | 0.1615% | 0.1615% | 0.1615% | 0.1615% | 0.1615% | 0.1615% | 0.1615% | 0.1615% | 0.1615% | 0.1615% | 0.1615% | 0.1615% | 0.1615% | 0.1615% | 0.1615% | 0.1615% | 0.1615% | 0.1615% | 0.1615% | 0.1615% | 0.1615% | 0.1615% | 0.1615% | 0.1615% | 0.1615% | 0.1615% | 0.1615% | 0.1615% | 0.1615% | 0.1615% | 0.1615% | 0.1615% | 0.1615% | 0.1615% | 0.1615% | 0.1615% | 0.1615% | 0.1615% | 0.1615% | 0.1615% | 0.1615% | 0.1615% | 0.1615% | 0.1615% | 0.1615% | 0.1615% | 0.1615% | 0.1615% | 0.1615% | 0.1615% | 0.1615% | 0.1615%
F4_Industrial_Miscellaneous_Natural Gas | F4 | Industrial | Industrial - Firm | Miscellaneous | Natural Gas | Peak Season | Winter/Summer | Winter | Winter | Winter | Winter | Winter | Winter | Winter | Winter | Winter | Winter | Winter | Winter | Winter | Winter | Winter | Winter | Winter | Winter | Winter | Winter | Winter | Winter | Winter | Winter | Winter | Winter | Winter | Winter | Winter | Winter | Winter | Winter | Winter | Winter | Winter | Winter | Winter | Winter | Winter | Winter | Winter | Winter | Winter | Winter | Winter | Winter | Winter | Winter | Winter | Winter | Winter | Winter | Winter | Winter | Winter | Winter | Winter | Winter | Winter | Winter | Winter | Winter | Winter | Winter | Winter
F5_Industrial_Miscellaneous_Natural Gas | F5 | Industrial | Industrial - Firm | Miscellaneous | Natural Gas | RVT Energy Price | $ per Mtherm | 1135.9831 | 1135.9831 | 1135.9831 | 1128.7096 | 1117.6323 | 1167.1408 | 1187.5951 | 1201.9692 | 1214.4964 | 1242.3819 | 1276.1479 | 1295.3917 | 1310.2883 | 1315.7173 | 1338.6901 | 1346.2651 | 1352.6962 | 1360.6202 | 1371.7024 | 1384.7799 | 1410.7649 | 1438.5186 | 1464.5955 | 1490.2445 | 1513.0401 | 1549.9575 | 1571.8544 | 1581.6282 | 1590.6607 | 1592.9842 | 1616.8249 | 1635.0654 | 1635.0654 | 1635.0654 | 1635.0654 | 1635.0654 | 1635.0654 | 1635.0654 | 1635.0654 | 1635.0654 | 1635.0654 | 1635.0654 | 1635.0654 | 1635.0654 | 1635.0654 | 1635.0654 | 1635.0654 | 1635.0654 | 1635.0654 | 1635.0654 | 1635.0654 | 1635.0654 | 1635.0654 | 1635.0654 | 1635.0654 | 1635.0654 | 1635.0654 | 1635.0654 | 1635.0654 | 1635.0654 | 1635.0654 | 1635.0654 | 1635.0654 | 1635.0654 | 1635.0654
F6_Industrial_Miscellaneous_Natural Gas | F6 | Industrial | Industrial - Firm | Miscellaneous | Natural Gas | RVT Peak Price | $ per therm | 0 | 0 | 0 | 0 | 0 | 0 | 0 | 0 | 0 | 0 | 0 | 0 | 0 | 0 | 0 | 0 | 0 | 0 | 0 | 0 | 0 | 0 | 0 | 0 | 0 | 0 | 0 | 0 | 0 | 0 | 0 | 0 | 0 | 0 | 0 | 0 | 0 | 0 | 0 | 0 | 0 | 0 | 0 | 0 | 0 | 0 | 0 | 0 | 0 | 0 | 0 | 0 | 0 | 0 | 0 | 0 | 0 | 0 | 0 | 0 | 0 | 0 | 0 | 0 | 0
F1_Industrial_Space Heating_Natural Gas | F1 | Industrial | Industrial - Int | Space Heating | Natural Gas | Avoided Energy Cost | $ per Mtherm | 858.9145 | 858.9145 | 858.9145 | 852.8533 | 843.6222 | 884.8793 | 901.9245 | 913.9029 | 924.3423 | 947.5802 | 975.7185 | 991.755 | 1004.1689 | 1008.693 | 1027.837 | 1034.1496 | 1039.5087 | 1046.1121 | 1055.3472 | 1066.2452 | 1087.8993 | 1111.0275 | 1132.7582 | 1154.1324 | 1173.1287 | 1203.8932 | 1222.1406 | 1230.2855 | 1237.8125 | 1239.7488 | 1259.616 | 1274.8165 | 1274.8165 | 1274.8165 | 1274.8165 | 1274.8165 | 1274.8165 | 1274.8165 | 1274.8165 | 1274.8165 | 1274.8165 | 1274.8165 | 1274.8165 | 1274.8165 | 1274.8165 | 1274.8165 | 1274.8165 | 1274.8165 | 1274.8165 | 1274.8165 | 1274.8165 | 1274.8165 | 1274.8165 | 1274.8165 | 1274.8165 | 1274.8165 | 1274.8165 | 1274.8165 | 1274.8165 | 1274.8165 | 1274.8165 | 1274.8165 | 1274.8165 | 1274.8165 | 1274.8165
F2_Industrial_Space Heating_Natural Gas | F2 | Industrial | Industrial - Int | Space Heating | Natural Gas | Avoided Capacity Cost | $ per therm | 0 | 0 | 0 | 0 | 0 | 0 | 0 | 0 | 0 | 0 | 0 | 0 | 0 | 0 | 0 | 0 | 0 | 0 | 0 | 0 | 0 | 0 | 0 | 0 | 0 | 0 | 0 | 0 | 0 | 0 | 0 | 0 | 0 | 0 | 0 | 0 | 0 | 0 | 0 | 0 | 0 | 0 | 0 | 0 | 0 | 0 | 0 | 0 | 0 | 0 | 0 | 0 | 0 | 0 | 0 | 0 | 0 | 0 | 0 | 0 | 0 | 0 | 0 | 0 | 0
F3_Industrial_Space Heating_Natural Gas | F3 | Industrial | Industrial - Int | Space Heating | Natural Gas | Line Loss | % T&D Loss | 0.1615% | 0.1615% | 0.1615% | 0.1615% | 0.1615% | 0.1615% | 0.1615% | 0.1615% | 0.1615% | 0.1615% | 0.1615% | 0.1615% | 0.1615% | 0.1615% | 0.1615% | 0.1615% | 0.1615% | 0.1615% | 0.1615% | 0.1615% | 0.1615% | 0.1615% | 0.1615% | 0.1615% | 0.1615% | 0.1615% | 0.1615% | 0.1615% | 0.1615% | 0.1615% | 0.1615% | 0.1615% | 0.1615% | 0.1615% | 0.1615% | 0.1615% | 0.1615% | 0.1615% | 0.1615% | 0.1615% | 0.1615% | 0.1615% | 0.1615% | 0.1615% | 0.1615% | 0.1615% | 0.1615% | 0.1615% | 0.1615% | 0.1615% | 0.1615% | 0.1615% | 0.1615% | 0.1615% | 0.1615% | 0.1615% | 0.1615% | 0.1615% | 0.1615% | 0.1615% | 0.1615% | 0.1615% | 0.1615% | 0.1615% | 0.1615%
F4_Industrial_Space Heating_Natural Gas | F4 | Industrial | Industrial - Int | Space Heating | Natural Gas | Peak Season | Winter/Summer | Winter | Winter | Winter | Winter | Winter | Winter | Winter | Winter | Winter | Winter | Winter | Winter | Winter | Winter | Winter | Winter | Winter | Winter | Winter | Winter | Winter | Winter | Winter | Winter | Winter | Winter | Winter | Winter | Winter | Winter | Winter | Winter | Winter | Winter | Winter | Winter | Winter | Winter | Winter | Winter | Winter | Winter | Winter | Winter | Winter | Winter | Winter | Winter | Winter | Winter | Winter | Winter | Winter | Winter | Winter | Winter | Winter | Winter | Winter | Winter | Winter | Winter | Winter | Winter | Winter
F5_Industrial_Space Heating_Natural Gas | F5 | Industrial | Industrial - Int | Space Heating | Natural Gas | RVT Energy Price | $ per Mtherm | 1030.6974 | 1030.6974 | 1030.6974 | 1023.4239 | 1012.3467 | 1061.8552 | 1082.3094 | 1096.6835 | 1109.2108 | 1137.0962 | 1170.8622 | 1190.106 | 1205.0027 | 1210.4316 | 1233.4044 | 1240.9795 | 1247.4105 | 1255.3345 | 1266.4167 | 1279.4942 | 1305.4792 | 1333.2329 | 1359.3098 | 1384.9588 | 1407.7544 | 1444.6718 | 1466.5687 | 1476.3426 | 1485.375 | 1487.6986 | 1511.5392 | 1529.7798 | 1529.7798 | 1529.7798 | 1529.7798 | 1529.7798 | 1529.7798 | 1529.7798 | 1529.7798 | 1529.7798 | 1529.7798 | 1529.7798 | 1529.7798 | 1529.7798 | 1529.7798 | 1529.7798 | 1529.7798 | 1529.7798 | 1529.7798 | 1529.7798 | 1529.7798 | 1529.7798 | 1529.7798 | 1529.7798 | 1529.7798 | 1529.7798 | 1529.7798 | 1529.7798 | 1529.7798 | 1529.7798 | 1529.7798 | 1529.7798 | 1529.7798 | 1529.7798 | 1529.7798
F6_Industrial_Space Heating_Natural Gas | F6 | Industrial | Industrial - Int | Space Heating | Natural Gas | RVT Peak Price | $ per therm | 0 | 0 | 0 | 0 | 0 | 0 | 0 | 0 | 0 | 0 | 0 | 0 | 0 | 0 | 0 | 0 | 0 | 0 | 0 | 0 | 0 | 0 | 0 | 0 | 0 | 0 | 0 | 0 | 0 | 0 | 0 | 0 | 0 | 0 | 0 | 0 | 0 | 0 | 0 | 0 | 0 | 0 | 0 | 0 | 0 | 0 | 0 | 0 | 0 | 0 | 0 | 0 | 0 | 0 | 0 | 0 | 0 | 0 | 0 | 0 | 0 | 0 | 0 | 0 | 0
F1_Industrial_Process_Natural Gas | F1 | Industrial | Industrial - Int | Process | Natural Gas | Avoided Energy Cost | $ per Mtherm | 858.9145 | 858.9145 | 858.9145 | 852.8533 | 843.6222 | 884.8793 | 901.9245 | 913.9029 | 924.3423 | 947.5802 | 975.7185 | 991.755 | 1004.1689 | 1008.693 | 1027.837 | 1034.1496 | 1039.5087 | 1046.1121 | 1055.3472 | 1066.2452 | 1087.8993 | 1111.0275 | 1132.7582 | 1154.1324 | 1173.1287 | 1203.8932 | 1222.1406 | 1230.2855 | 1237.8125 | 1239.7488 | 1259.616 | 1274.8165 | 1274.8165 | 1274.8165 | 1274.8165 | 1274.8165 | 1274.8165 | 1274.8165 | 1274.8165 | 1274.8165 | 1274.8165 | 1274.8165 | 1274.8165 | 1274.8165 | 1274.8165 | 1274.8165 | 1274.8165 | 1274.8165 | 1274.8165 | 1274.8165 | 1274.8165 | 1274.8165 | 1274.8165 | 1274.8165 | 1274.8165 | 1274.8165 | 1274.8165 | 1274.8165 | 1274.8165 | 1274.8165 | 1274.8165 | 1274.8165 | 1274.8165 | 1274.8165 | 1274.8165
F2_Industrial_Process_Natural Gas | F2 | Industrial | Industrial - Int | Process | Natural Gas | Avoided Capacity Cost | $ per therm | 0 | 0 | 0 | 0 | 0 | 0 | 0 | 0 | 0 | 0 | 0 | 0 | 0 | 0 | 0 | 0 | 0 | 0 | 0 | 0 | 0 | 0 | 0 | 0 | 0 | 0 | 0 | 0 | 0 | 0 | 0 | 0 | 0 | 0 | 0 | 0 | 0 | 0 | 0 | 0 | 0 | 0 | 0 | 0 | 0 | 0 | 0 | 0 | 0 | 0 | 0 | 0 | 0 | 0 | 0 | 0 | 0 | 0 | 0 | 0 | 0 | 0 | 0 | 0 | 0
F3_Industrial_Process_Natural Gas | F3 | Industrial | Industrial - Int | Process | Natural Gas | Line Loss | % T&D Loss | 0.1615% | 0.1615% | 0.1615% | 0.1615% | 0.1615% | 0.1615% | 0.1615% | 0.1615% | 0.1615% | 0.1615% | 0.1615% | 0.1615% | 0.1615% | 0.1615% | 0.1615% | 0.1615% | 0.1615% | 0.1615% | 0.1615% | 0.1615% | 0.1615% | 0.1615% | 0.1615% | 0.1615% | 0.1615% | 0.1615% | 0.1615% | 0.1615% | 0.1615% | 0.1615% | 0.1615% | 0.1615% | 0.1615% | 0.1615% | 0.1615% | 0.1615% | 0.1615% | 0.1615% | 0.1615% | 0.1615% | 0.1615% | 0.1615% | 0.1615% | 0.1615% | 0.1615% | 0.1615% | 0.1615% | 0.1615% | 0.1615% | 0.1615% | 0.1615% | 0.1615% | 0.1615% | 0.1615% | 0.1615% | 0.1615% | 0.1615% | 0.1615% | 0.1615% | 0.1615% | 0.1615% | 0.1615% | 0.1615% | 0.1615% | 0.1615%
F4_Industrial_Process_Natural Gas | F4 | Industrial | Industrial - Int | Process | Natural Gas | Peak Season | Winter/Summer | Winter | Winter | Winter | Winter | Winter | Winter | Winter | Winter | Winter | Winter | Winter | Winter | Winter | Winter | Winter | Winter | Winter | Winter | Winter | Winter | Winter | Winter | Winter | Winter | Winter | Winter | Winter | Winter | Winter | Winter | Winter | Winter | Winter | Winter | Winter | Winter | Winter | Winter | Winter | Winter | Winter | Winter | Winter | Winter | Winter | Winter | Winter | Winter | Winter | Winter | Winter | Winter | Winter | Winter | Winter | Winter | Winter | Winter | Winter | Winter | Winter | Winter | Winter | Winter | Winter
F5_Industrial_Process_Natural Gas | F5 | Industrial | Industrial - Int | Process | Natural Gas | RVT Energy Price | $ per Mtherm | 1030.6974 | 1030.6974 | 1030.6974 | 1023.4239 | 1012.3467 | 1061.8552 | 1082.3094 | 1096.6835 | 1109.2108 | 1137.0962 | 1170.8622 | 1190.106 | 1205.0027 | 1210.4316 | 1233.4044 | 1240.9795 | 1247.4105 | 1255.3345 | 1266.4167 | 1279.4942 | 1305.4792 | 1333.2329 | 1359.3098 | 1384.9588 | 1407.7544 | 1444.6718 | 1466.5687 | 1476.3426 | 1485.375 | 1487.6986 | 1511.5392 | 1529.7798 | 1529.7798 | 1529.7798 | 1529.7798 | 1529.7798 | 1529.7798 | 1529.7798 | 1529.7798 | 1529.7798 | 1529.7798 | 1529.7798 | 1529.7798 | 1529.7798 | 1529.7798 | 1529.7798 | 1529.7798 | 1529.7798 | 1529.7798 | 1529.7798 | 1529.7798 | 1529.7798 | 1529.7798 | 1529.7798 | 1529.7798 | 1529.7798 | 1529.7798 | 1529.7798 | 1529.7798 | 1529.7798 | 1529.7798 | 1529.7798 | 1529.7798 | 1529.7798 | 1529.7798
F6_Industrial_Process_Natural Gas | F6 | Industrial | Industrial - Int | Process | Natural Gas | RVT Peak Price | $ per therm | 0 | 0 | 0 | 0 | 0 | 0 | 0 | 0 | 0 | 0 | 0 | 0 | 0 | 0 | 0 | 0 | 0 | 0 | 0 | 0 | 0 | 0 | 0 | 0 | 0 | 0 | 0 | 0 | 0 | 0 | 0 | 0 | 0 | 0 | 0 | 0 | 0 | 0 | 0 | 0 | 0 | 0 | 0 | 0 | 0 | 0 | 0 | 0 | 0 | 0 | 0 | 0 | 0 | 0 | 0 | 0 | 0 | 0 | 0 | 0 | 0 | 0 | 0 | 0 | 0
F1_Industrial_Miscellaneous_Natural Gas | F1 | Industrial | Industrial - Int | Miscellaneous | Natural Gas | Avoided Energy Cost | $ per Mtherm | 858.9145 | 858.9145 | 858.9145 | 852.8533 | 843.6222 | 884.8793 | 901.9245 | 913.9029 | 924.3423 | 947.5802 | 975.7185 | 991.755 | 1004.1689 | 1008.693 | 1027.837 | 1034.1496 | 1039.5087 | 1046.1121 | 1055.3472 | 1066.2452 | 1087.8993 | 1111.0275 | 1132.7582 | 1154.1324 | 1173.1287 | 1203.8932 | 1222.1406 | 1230.2855 | 1237.8125 | 1239.7488 | 1259.616 | 1274.8165 | 1274.8165 | 1274.8165 | 1274.8165 | 1274.8165 | 1274.8165 | 1274.8165 | 1274.8165 | 1274.8165 | 1274.8165 | 1274.8165 | 1274.8165 | 1274.8165 | 1274.8165 | 1274.8165 | 1274.8165 | 1274.8165 | 1274.8165 | 1274.8165 | 1274.8165 | 1274.8165 | 1274.8165 | 1274.8165 | 1274.8165 | 1274.8165 | 1274.8165 | 1274.8165 | 1274.8165 | 1274.8165 | 1274.8165 | 1274.8165 | 1274.8165 | 1274.8165 | 1274.8165
F2_Industrial_Miscellaneous_Natural Gas | F2 | Industrial | Industrial - Int | Miscellaneous | Natural Gas | Avoided Capacity Cost | $ per therm | 0 | 0 | 0 | 0 | 0 | 0 | 0 | 0 | 0 | 0 | 0 | 0 | 0 | 0 | 0 | 0 | 0 | 0 | 0 | 0 | 0 | 0 | 0 | 0 | 0 | 0 | 0 | 0 | 0 | 0 | 0 | 0 | 0 | 0 | 0 | 0 | 0 | 0 | 0 | 0 | 0 | 0 | 0 | 0 | 0 | 0 | 0 | 0 | 0 | 0 | 0 | 0 | 0 | 0 | 0 | 0 | 0 | 0 | 0 | 0 | 0 | 0 | 0 | 0 | 0
F3_Industrial_Miscellaneous_Natural Gas | F3 | Industrial | Industrial - Int | Miscellaneous | Natural Gas | Line Loss | % T&D Loss | 0.1615% | 0.1615% | 0.1615% | 0.1615% | 0.1615% | 0.1615% | 0.1615% | 0.1615% | 0.1615% | 0.1615% | 0.1615% | 0.1615% | 0.1615% | 0.1615% | 0.1615% | 0.1615% | 0.1615% | 0.1615% | 0.1615% | 0.1615% | 0.1615% | 0.1615% | 0.1615% | 0.1615% | 0.1615% | 0.1615% | 0.1615% | 0.1615% | 0.1615% | 0.1615% | 0.1615% | 0.1615% | 0.1615% | 0.1615% | 0.1615% | 0.1615% | 0.1615% | 0.1615% | 0.1615% | 0.1615% | 0.1615% | 0.1615% | 0.1615% | 0.1615% | 0.1615% | 0.1615% | 0.1615% | 0.1615% | 0.1615% | 0.1615% | 0.1615% | 0.1615% | 0.1615% | 0.1615% | 0.1615% | 0.1615% | 0.1615% | 0.1615% | 0.1615% | 0.1615% | 0.1615% | 0.1615% | 0.1615% | 0.1615% | 0.1615%
F4_Industrial_Miscellaneous_Natural Gas | F4 | Industrial | Industrial - Int | Miscellaneous | Natural Gas | Peak Season | Winter/Summer | Winter | Winter | Winter | Winter | Winter | Winter | Winter | Winter | Winter | Winter | Winter | Winter | Winter | Winter | Winter | Winter | Winter | Winter | Winter | Winter | Winter | Winter | Winter | Winter | Winter | Winter | Winter | Winter | Winter | Winter | Winter | Winter | Winter | Winter | Winter | Winter | Winter | Winter | Winter | Winter | Winter | Winter | Winter | Winter | Winter | Winter | Winter | Winter | Winter | Winter | Winter | Winter | Winter | Winter | Winter | Winter | Winter | Winter | Winter | Winter | Winter | Winter | Winter | Winter | Winter
F5_Industrial_Miscellaneous_Natural Gas | F5 | Industrial | Industrial - Int | Miscellaneous | Natural Gas | RVT Energy Price | $ per Mtherm | 1030.6974 | 1030.6974 | 1030.6974 | 1023.4239 | 1012.3467 | 1061.8552 | 1082.3094 | 1096.6835 | 1109.2108 | 1137.0962 | 1170.8622 | 1190.106 | 1205.0027 | 1210.4316 | 1233.4044 | 1240.9795 | 1247.4105 | 1255.3345 | 1266.4167 | 1279.4942 | 1305.4792 | 1333.2329 | 1359.3098 | 1384.9588 | 1407.7544 | 1444.6718 | 1466.5687 | 1476.3426 | 1485.375 | 1487.6986 | 1511.5392 | 1529.7798 | 1529.7798 | 1529.7798 | 1529.7798 | 1529.7798 | 1529.7798 | 1529.7798 | 1529.7798 | 1529.7798 | 1529.7798 | 1529.7798 | 1529.7798 | 1529.7798 | 1529.7798 | 1529.7798 | 1529.7798 | 1529.7798 | 1529.7798 | 1529.7798 | 1529.7798 | 1529.7798 | 1529.7798 | 1529.7798 | 1529.7798 | 1529.7798 | 1529.7798 | 1529.7798 | 1529.7798 | 1529.7798 | 1529.7798 | 1529.7798 | 1529.7798 | 1529.7798 | 1529.7798
F6_Industrial_Miscellaneous_Natural Gas | F6 | Industrial | Industrial - Int | Miscellaneous | Natural Gas | RVT Peak Price | $ per therm | 0 | 0 | 0 | 0 | 0 | 0 | 0 | 0 | 0 | 0 | 0 | 0 | 0 | 0 | 0 | 0 | 0 | 0 | 0 | 0 | 0 | 0 | 0 | 0 | 0 | 0 | 0 | 0 | 0 | 0 | 0 | 0 | 0 | 0 | 0 | 0 | 0 | 0 | 0 | 0 | 0 | 0 | 0 | 0 | 0 | 0 | 0 | 0 | 0 | 0 | 0 | 0 | 0 | 0 | 0 | 0 | 0 | 0 | 0 | 0 | 0 | 0 | 0 | 0 | 0

## Utilization
|  |  |  | Exogenous Variables Affecting Energy Usage | [11 empty] | 2019 | 2020 | 2021 | 2022 | 2023 | 2024 | 2025 | 2026 | 2027 | 2028 | 2029 | 2030 | 2031 | 2032 | 2033 | 2034 | 2035 | 2036 | 2037 | 2038 | 2039 | 2040 | 2041 | 2042 | 2043 | 2044 | 2045 | 2046 | 2047 | 2048 | 2049 | 2050 | 2051 | 2052 | 2053 | 2054 | 2055 | 2056 | 2057 | 2058 | 2059 | 2060 | 2061 | 2062 | 2063 | 2064 | 2065 | 2066 | 2067 | 2068 | 2069 | 2070 | 2071 | 2072 | 2073 | 2074 | 2075 | 2076 | 2077 | 2078 | 2079 | 2080 | 2081 | 2082 | 2083 | 2084 | 2085
|  | 2019 HDDs and Normals for AEG.xlsx |  | Data Set 1 |  | HDD58 | [9 empty] | 2427.5822 | 2427.5822 | 2414.7201 | 2401.871 | 2389.0218 | 2376.1864 | 2363.3236 | 2350.4765 | 2337.6279 | 2324.791 | 2311.9306 | 2299.0818 | 2286.2358 | 2273.4003 | 2260.5405 | 2247.6961 | 2234.851 | 2222.0203 | 2209.1611 | 2196.3144 | 2183.4675 | 2170.6588 | 2157.7969 | 2144.9588 | 2132.1163 | 2119.3094 | 2106.4459 | 2093.6134 | 2080.775 | 2067.9512 | 2055.0951 | 2042.2535 | 2042.2535 | 2042.2535 | 2042.2535 | 2042.2535 | 2042.2535 | 2042.2535 | 2042.2535 | 2042.2535 | 2042.2535 | 2042.2535 | 2042.2535 | 2042.2535 | 2042.2535 | 2042.2535 | 2042.2535 | 2042.2535 | 2042.2535 | 2042.2535 | 2042.2535 | 2042.2535 | 2042.2535 | 2042.2535 | 2042.2535 | 2042.2535 | 2042.2535 | 2042.2535 | 2042.2535 | 2042.2535 | 2042.2535 | 2042.2535 | 2042.2535 | 2042.2535 | 2042.2535 | 2042.2535 | 2042.2535
|  | 2019 HDDs and Normals for AEG.xlsx |  | Data Set 2 | bar: 2019 to 2085
|  | 2019 HDDs and Normals for AEG.xlsx |  | Data Set 3 | bar: 2019 to 2085
|  |  |  | Data Set 4 |  | Retail Price of Natural Gas $/therm | bar: 2019 to 2085
|  |  |  | Data Set 5 |  | Real Household Income | bar: 2019 to 2085
|  |  |  | Data Set 6 |  | Home Size (Sq Ft) | bar: 2019 to 2085
|  |  |  | Data Set 7 |  | Persons per HH | bar: 2019 to 2085
Data Set 8 | bar: 2019 to 2085
|  | From "Forecast Summary" tab |  | Data Set 9 |  | Alignment - if needed | bar: 2019 to 2085
|  |  |  | Data Set 10 |  | Calibration factor | bar: 2019 to 2085
Elasticities for each Data Set
Key | Sector | Segment | Vintage | End Use | Fuel | 1 | 2 | 3 | 4 | 5 | 6 | 7 | 8 | 9 | 10 | 2019 | 2020 | 2021 | 2022 | 2023 | 2024 | 2025 | 2026 | 2027 | 2028 | 2029 | 2030 | 2031 | 2032 | 2033 | 2034 | 2035 | 2036 | 2037 | 2038 | 2039 | 2040 | 2041 | 2042 | 2043 | 2044 | 2045 | 2046 | 2047 | 2048 | 2049 | 2050 | 2051 | 2052 | 2053 | 2054 | 2055 | 2056 | 2057 | 2058 | 2059 | 2060 | 2061 | 2062 | 2063 | 2064 | 2065 | 2066 | 2067 | 2068 | 2069 | 2070 | 2071 | 2072 | 2073 | 2074 | 2075 | 2076 | 2077 | 2078 | 2079 | 2080 | 2081 | 2082 | 2083 | 2084 | 2085
Industrial_Industrial - Firm_Existing_Space Heating_Natural Gas | Industrial | Industrial - Firm | Existing | Space Heating | Natural Gas | 100% | 0% | 0% | -30% | 20% | 77% | 25% | 0% | 100% | 100% | 1 | 1 | 0.9947 | 0.98941 | 0.98412 | 0.97883 | 0.97353 | 0.96824 | 0.96294 | 0.95766 | 0.95236 | 0.94707 | 0.94177 | 0.93649 | 0.93119 | 0.9259 | 0.92061 | 0.91532 | 0.91003 | 0.90473 | 0.89944 | 0.89416 | 0.88887 | 0.88358 | 0.87829 | 0.87301 | 0.86771 | 0.86243 | 0.85714 | 0.85186 | 0.84656 | 0.84127 | 0.84127 | 0.84127 | 0.84127 | 0.84127 | 0.84127 | 0.84127 | 0.84127 | 0.84127 | 0.84127 | 0.84127 | 0.84127 | 0.84127 | 0.84127 | 0.84127 | 0.84127 | 0.84127 | 0.84127 | 0.84127 | 0.84127 | 0.84127 | 0.84127 | 0.84127 | 0.84127 | 0.84127 | 0.84127 | 0.84127 | 0.84127 | 0.84127 | 0.84127 | 0.84127 | 0.84127 | 0.84127 | 0.84127 | 0.84127 | 0.84127
Industrial_Industrial - Firm_Existing_Process_Natural Gas | Industrial | Industrial - Firm | Existing | Process | Natural Gas | 0% | 0% | 0% | -30% | 20% | 0% | 0% | 0% | 100% | 100% | 1 | 1 | 1 | 1 | 1 | 1 | 1 | 1 | 1 | 1 | 1 | 1 | 1 | 1 | 1 | 1 | 1 | 1 | 1 | 1 | 1 | 1 | 1 | 1 | 1 | 1 | 1 | 1 | 1 | 1 | 1 | 1 | 1 | 1 | 1 | 1 | 1 | 1 | 1 | 1 | 1 | 1 | 1 | 1 | 1 | 1 | 1 | 1 | 1 | 1 | 1 | 1 | 1 | 1 | 1 | 1 | 1 | 1 | 1 | 1 | 1 | 1 | 1 | 1 | 1 | 1 | 1
Industrial_Industrial - Firm_Existing_Miscellaneous_Natural Gas | Industrial | Industrial - Firm | Existing | Miscellaneous | Natural Gas | 0% | 0% | 0% | -10% | 20% | 0% | 0% | 0% | 100% | 100% | 1 | 1 | 1 | 1 | 1 | 1 | 1 | 1 | 1 | 1 | 1 | 1 | 1 | 1 | 1 | 1 | 1 | 1 | 1 | 1 | 1 | 1 | 1 | 1 | 1 | 1 | 1 | 1 | 1 | 1 | 1 | 1 | 1 | 1 | 1 | 1 | 1 | 1 | 1 | 1 | 1 | 1 | 1 | 1 | 1 | 1 | 1 | 1 | 1 | 1 | 1 | 1 | 1 | 1 | 1 | 1 | 1 | 1 | 1 | 1 | 1 | 1 | 1 | 1 | 1 | 1 | 1
Industrial_Industrial - Firm_New_Space Heating_Natural Gas | Industrial | Industrial - Firm | New | Space Heating | Natural Gas | 100% | 0% | 0% | -30% | 20% | 77% | 25% | 0% | 100% | 100% | 1 | 1 | 0.9947 | 0.98941 | 0.98412 | 0.97883 | 0.97353 | 0.96824 | 0.96294 | 0.95766 | 0.95236 | 0.94707 | 0.94177 | 0.93649 | 0.93119 | 0.9259 | 0.92061 | 0.91532 | 0.91003 | 0.90473 | 0.89944 | 0.89416 | 0.88887 | 0.88358 | 0.87829 | 0.87301 | 0.86771 | 0.86243 | 0.85714 | 0.85186 | 0.84656 | 0.84127 | 0.84127 | 0.84127 | 0.84127 | 0.84127 | 0.84127 | 0.84127 | 0.84127 | 0.84127 | 0.84127 | 0.84127 | 0.84127 | 0.84127 | 0.84127 | 0.84127 | 0.84127 | 0.84127 | 0.84127 | 0.84127 | 0.84127 | 0.84127 | 0.84127 | 0.84127 | 0.84127 | 0.84127 | 0.84127 | 0.84127 | 0.84127 | 0.84127 | 0.84127 | 0.84127 | 0.84127 | 0.84127 | 0.84127 | 0.84127 | 0.84127
Industrial_Industrial - Firm_New_Process_Natural Gas | Industrial | Industrial - Firm | New | Process | Natural Gas | 0% | 0% | 0% | -30% | 20% | 0% | 0% | 0% | 100% | 100% | 1 | 1 | 1 | 1 | 1 | 1 | 1 | 1 | 1 | 1 | 1 | 1 | 1 | 1 | 1 | 1 | 1 | 1 | 1 | 1 | 1 | 1 | 1 | 1 | 1 | 1 | 1 | 1 | 1 | 1 | 1 | 1 | 1 | 1 | 1 | 1 | 1 | 1 | 1 | 1 | 1 | 1 | 1 | 1 | 1 | 1 | 1 | 1 | 1 | 1 | 1 | 1 | 1 | 1 | 1 | 1 | 1 | 1 | 1 | 1 | 1 | 1 | 1 | 1 | 1 | 1 | 1
Industrial_Industrial - Firm_New_Miscellaneous_Natural Gas | Industrial | Industrial - Firm | New | Miscellaneous | Natural Gas | 0% | 0% | 0% | -10% | 20% | 0% | 0% | 0% | 100% | 100% | 1 | 1 | 1 | 1 | 1 | 1 | 1 | 1 | 1 | 1 | 1 | 1 | 1 | 1 | 1 | 1 | 1 | 1 | 1 | 1 | 1 | 1 | 1 | 1 | 1 | 1 | 1 | 1 | 1 | 1 | 1 | 1 | 1 | 1 | 1 | 1 | 1 | 1 | 1 | 1 | 1 | 1 | 1 | 1 | 1 | 1 | 1 | 1 | 1 | 1 | 1 | 1 | 1 | 1 | 1 | 1 | 1 | 1 | 1 | 1 | 1 | 1 | 1 | 1 | 1 | 1 | 1
Industrial_Industrial - Int_Existing_Space Heating_Natural Gas | Industrial | Industrial - Int | Existing | Space Heating | Natural Gas | 100% | 0% | 0% | -30% | 20% | 77% | 25% | 0% | 100% | 100% | 1 | 1 | 0.9947 | 0.98941 | 0.98412 | 0.97883 | 0.97353 | 0.96824 | 0.96294 | 0.95766 | 0.95236 | 0.94707 | 0.94177 | 0.93649 | 0.93119 | 0.9259 | 0.92061 | 0.91532 | 0.91003 | 0.90473 | 0.89944 | 0.89416 | 0.88887 | 0.88358 | 0.87829 | 0.87301 | 0.86771 | 0.86243 | 0.85714 | 0.85186 | 0.84656 | 0.84127 | 0.84127 | 0.84127 | 0.84127 | 0.84127 | 0.84127 | 0.84127 | 0.84127 | 0.84127 | 0.84127 | 0.84127 | 0.84127 | 0.84127 | 0.84127 | 0.84127 | 0.84127 | 0.84127 | 0.84127 | 0.84127 | 0.84127 | 0.84127 | 0.84127 | 0.84127 | 0.84127 | 0.84127 | 0.84127 | 0.84127 | 0.84127 | 0.84127 | 0.84127 | 0.84127 | 0.84127 | 0.84127 | 0.84127 | 0.84127 | 0.84127
Industrial_Industrial - Int_Existing_Process_Natural Gas | Industrial | Industrial - Int | Existing | Process | Natural Gas | 0% | 0% | 0% | -30% | 20% | 0% | 0% | 0% | 100% | 100% | 1 | 1 | 1 | 1 | 1 | 1 | 1 | 1 | 1 | 1 | 1 | 1 | 1 | 1 | 1 | 1 | 1 | 1 | 1 | 1 | 1 | 1 | 1 | 1 | 1 | 1 | 1 | 1 | 1 | 1 | 1 | 1 | 1 | 1 | 1 | 1 | 1 | 1 | 1 | 1 | 1 | 1 | 1 | 1 | 1 | 1 | 1 | 1 | 1 | 1 | 1 | 1 | 1 | 1 | 1 | 1 | 1 | 1 | 1 | 1 | 1 | 1 | 1 | 1 | 1 | 1 | 1
Industrial_Industrial - Int_Existing_Miscellaneous_Natural Gas | Industrial | Industrial - Int | Existing | Miscellaneous | Natural Gas | 0% | 0% | 0% | -10% | 20% | 0% | 0% | 0% | 100% | 100% | 1 | 1 | 1 | 1 | 1 | 1 | 1 | 1 | 1 | 1 | 1 | 1 | 1 | 1 | 1 | 1 | 1 | 1 | 1 | 1 | 1 | 1 | 1 | 1 | 1 | 1 | 1 | 1 | 1 | 1 | 1 | 1 | 1 | 1 | 1 | 1 | 1 | 1 | 1 | 1 | 1 | 1 | 1 | 1 | 1 | 1 | 1 | 1 | 1 | 1 | 1 | 1 | 1 | 1 | 1 | 1 | 1 | 1 | 1 | 1 | 1 | 1 | 1 | 1 | 1 | 1 | 1
Industrial_Industrial - Int_New_Space Heating_Natural Gas | Industrial | Industrial - Int | New | Space Heating | Natural Gas | 100% | 0% | 0% | -30% | 20% | 77% | 25% | 0% | 100% | 100% | 1 | 1 | 0.9947 | 0.98941 | 0.98412 | 0.97883 | 0.97353 | 0.96824 | 0.96294 | 0.95766 | 0.95236 | 0.94707 | 0.94177 | 0.93649 | 0.93119 | 0.9259 | 0.92061 | 0.91532 | 0.91003 | 0.90473 | 0.89944 | 0.89416 | 0.88887 | 0.88358 | 0.87829 | 0.87301 | 0.86771 | 0.86243 | 0.85714 | 0.85186 | 0.84656 | 0.84127 | 0.84127 | 0.84127 | 0.84127 | 0.84127 | 0.84127 | 0.84127 | 0.84127 | 0.84127 | 0.84127 | 0.84127 | 0.84127 | 0.84127 | 0.84127 | 0.84127 | 0.84127 | 0.84127 | 0.84127 | 0.84127 | 0.84127 | 0.84127 | 0.84127 | 0.84127 | 0.84127 | 0.84127 | 0.84127 | 0.84127 | 0.84127 | 0.84127 | 0.84127 | 0.84127 | 0.84127 | 0.84127 | 0.84127 | 0.84127 | 0.84127
Industrial_Industrial - Int_New_Process_Natural Gas | Industrial | Industrial - Int | New | Process | Natural Gas | 0% | 0% | 0% | -30% | 20% | 0% | 0% | 0% | 100% | 100% | 1 | 1 | 1 | 1 | 1 | 1 | 1 | 1 | 1 | 1 | 1 | 1 | 1 | 1 | 1 | 1 | 1 | 1 | 1 | 1 | 1 | 1 | 1 | 1 | 1 | 1 | 1 | 1 | 1 | 1 | 1 | 1 | 1 | 1 | 1 | 1 | 1 | 1 | 1 | 1 | 1 | 1 | 1 | 1 | 1 | 1 | 1 | 1 | 1 | 1 | 1 | 1 | 1 | 1 | 1 | 1 | 1 | 1 | 1 | 1 | 1 | 1 | 1 | 1 | 1 | 1 | 1
Industrial_Industrial - Int_New_Miscellaneous_Natural Gas | Industrial | Industrial - Int | New | Miscellaneous | Natural Gas | 0% | 0% | 0% | -10% | 20% | 0% | 0% | 0% | 100% | 100% | 1 | 1 | 1 | 1 | 1 | 1 | 1 | 1 | 1 | 1 | 1 | 1 | 1 | 1 | 1 | 1 | 1 | 1 | 1 | 1 | 1 | 1 | 1 | 1 | 1 | 1 | 1 | 1 | 1 | 1 | 1 | 1 | 1 | 1 | 1 | 1 | 1 | 1 | 1 | 1 | 1 | 1 | 1 | 1 | 1 | 1 | 1 | 1 | 1 | 1 | 1 | 1 | 1 | 1 | 1 | 1 | 1 | 1 | 1 | 1 | 1 | 1 | 1 | 1 | 1 | 1 | 1
Note on Q2: Walter, Ken: Normals, control totals weather normalized

## Program Costs
Key | Sector | Segment | Vintage | End Use | Fuel | Technology | Incentive Rate | Administrative Adder
Industrial_Industrial - Firm_Existing_Space Heating_Natural Gas_Furnace | Industrial | Industrial - Firm | Existing | Space Heating | Natural Gas | Furnace | 20.16% | 22.18%
Industrial_Industrial - Firm_Existing_Space Heating_Natural Gas_Boiler | Industrial | Industrial - Firm | Existing | Space Heating | Natural Gas | Boiler | 94.12% | 103.5%
Industrial_Industrial - Firm_Existing_Space Heating_Natural Gas_Unit Heater | Industrial | Industrial - Firm | Existing | Space Heating | Natural Gas | Unit Heater | 29.87% | 32.86%
Industrial_Industrial - Firm_Existing_Process_Natural Gas_Process Heating | Industrial | Industrial - Firm | Existing | Process | Natural Gas | Process Heating | 0% | 0%
Industrial_Industrial - Firm_Existing_Process_Natural Gas_Process Boiler | Industrial | Industrial - Firm | Existing | Process | Natural Gas | Process Boiler | 0% | 0%
Industrial_Industrial - Firm_Existing_Process_Natural Gas_Process Cooling | Industrial | Industrial - Firm | Existing | Process | Natural Gas | Process Cooling | 0% | 0%
Industrial_Industrial - Firm_Existing_Process_Natural Gas_Other Process | Industrial | Industrial - Firm | Existing | Process | Natural Gas | Other Process | 0% | 0%
Industrial_Industrial - Firm_Existing_Miscellaneous_Natural Gas_Miscellaneous | Industrial | Industrial - Firm | Existing | Miscellaneous | Natural Gas | Miscellaneous | 0% | 0%
Industrial_Industrial - Firm_New_Space Heating_Natural Gas_Furnace | Industrial | Industrial - Firm | New | Space Heating | Natural Gas | Furnace | 20.16% | 22.18%
Industrial_Industrial - Firm_New_Space Heating_Natural Gas_Boiler | Industrial | Industrial - Firm | New | Space Heating | Natural Gas | Boiler | 94.12% | 103.5%
Industrial_Industrial - Firm_New_Space Heating_Natural Gas_Unit Heater | Industrial | Industrial - Firm | New | Space Heating | Natural Gas | Unit Heater | 29.87% | 32.86%
Industrial_Industrial - Firm_New_Process_Natural Gas_Process Heating | Industrial | Industrial - Firm | New | Process | Natural Gas | Process Heating | 0% | 0%
Industrial_Industrial - Firm_New_Process_Natural Gas_Process Boiler | Industrial | Industrial - Firm | New | Process | Natural Gas | Process Boiler | 0% | 0%
Industrial_Industrial - Firm_New_Process_Natural Gas_Process Cooling | Industrial | Industrial - Firm | New | Process | Natural Gas | Process Cooling | 0% | 0%
Industrial_Industrial - Firm_New_Process_Natural Gas_Other Process | Industrial | Industrial - Firm | New | Process | Natural Gas | Other Process | 0% | 0%
Industrial_Industrial - Firm_New_Miscellaneous_Natural Gas_Miscellaneous | Industrial | Industrial - Firm | New | Miscellaneous | Natural Gas | Miscellaneous | 0% | 0%
Industrial_Industrial - Int_Existing_Space Heating_Natural Gas_Furnace | Industrial | Industrial - Int | Existing | Space Heating | Natural Gas | Furnace | 20.16% | 22.18%
Industrial_Industrial - Int_Existing_Space Heating_Natural Gas_Boiler | Industrial | Industrial - Int | Existing | Space Heating | Natural Gas | Boiler | 94.12% | 103.5%
Industrial_Industrial - Int_Existing_Space Heating_Natural Gas_Unit Heater | Industrial | Industrial - Int | Existing | Space Heating | Natural Gas | Unit Heater | 29.87% | 32.86%
Industrial_Industrial - Int_Existing_Process_Natural Gas_Process Heating | Industrial | Industrial - Int | Existing | Process | Natural Gas | Process Heating | 0% | 0%
Industrial_Industrial - Int_Existing_Process_Natural Gas_Process Boiler | Industrial | Industrial - Int | Existing | Process | Natural Gas | Process Boiler | 0% | 0%
Industrial_Industrial - Int_Existing_Process_Natural Gas_Process Cooling | Industrial | Industrial - Int | Existing | Process | Natural Gas | Process Cooling | 0% | 0%
Industrial_Industrial - Int_Existing_Process_Natural Gas_Other Process | Industrial | Industrial - Int | Existing | Process | Natural Gas | Other Process | 0% | 0%
Industrial_Industrial - Int_Existing_Miscellaneous_Natural Gas_Miscellaneous | Industrial | Industrial - Int | Existing | Miscellaneous | Natural Gas | Miscellaneous | 0% | 0%
Industrial_Industrial - Int_New_Space Heating_Natural Gas_Furnace | Industrial | Industrial - Int | New | Space Heating | Natural Gas | Furnace | 20.16% | 22.18%
Industrial_Industrial - Int_New_Space Heating_Natural Gas_Boiler | Industrial | Industrial - Int | New | Space Heating | Natural Gas | Boiler | 94.12% | 103.5%
Industrial_Industrial - Int_New_Space Heating_Natural Gas_Unit Heater | Industrial | Industrial - Int | New | Space Heating | Natural Gas | Unit Heater | 29.87% | 32.86%
Industrial_Industrial - Int_New_Process_Natural Gas_Process Heating | Industrial | Industrial - Int | New | Process | Natural Gas | Process Heating | 0% | 0%
Industrial_Industrial - Int_New_Process_Natural Gas_Process Boiler | Industrial | Industrial - Int | New | Process | Natural Gas | Process Boiler | 0% | 0%
Industrial_Industrial - Int_New_Process_Natural Gas_Process Cooling | Industrial | Industrial - Int | New | Process | Natural Gas | Process Cooling | 0% | 0%
Industrial_Industrial - Int_New_Process_Natural Gas_Other Process | Industrial | Industrial - Int | New | Process | Natural Gas | Other Process | 0% | 0%
Industrial_Industrial - Int_New_Miscellaneous_Natural Gas_Miscellaneous | Industrial | Industrial - Int | New | Miscellaneous | Natural Gas | Miscellaneous | 0% | 0%

## Building Systems (hidden)
Key | Sector | Segment | Vintage | System | Label | Conversion Cost | Applicability | Base Year Saturation | Growth Rate | First Year On Market | Last Year On Market | Use Logit Model | Allow Purchase Share Growth | Allow Purchase Share Decline
___
Note on H1: Walter, Kenneth: From RASS survey - is gas available to your home (Q A6)

## System Data (hidden)
Key | Sector | Segment | Vintage | System | Label | Component | System Enduse | System Fuel | System Technology | Enduse Required
____

## Sys Program Costs (hidden)
Key | Sector | Segment | Vintage | System | Label | Incentive Rate | Administrative Adder
___

## System Potential Factors (hidden)
Key | Sector | Segment | System | Label | Type | 2016 | 2017 | 2018 | 2019 | 2020 | 2021 | 2022 | 2023 | 2024 | 2025 | 2026 | 2027 | 2028 | 2029 | 2030 | 2031 | 2032 | 2033 | 2034 | 2035 | 2036 | 2037 | 2038 | 2039 | 2040 | 2041 | 2042 | 2043 | 2044 | 2045 | 2046 | 2047 | 2048 | 2049 | 2050
___

## System Purchase Shares (hidden)
Key | Sector | Segment | Vintage | System | Label | Potential | 2016 | 2017 | 2018 | 2019 | 2020 | 2021 | 2022 | 2023 | 2024 | 2025 | 2026 | 2027 | 2028 | 2029 | 2030 | 2031 | 2032 | 2033 | 2034 | 2035 | 2036 | 2037 | 2038 | 2039 | 2040 | 2041 | 2042 | 2043 | 2044 | 2045 | 2046 | 2047 | 2048 | 2049 | 2050 | 2051 | 2052 | 2053 | 2054 | 2055 | 2056 | 2057 | 2058 | 2059 | 2060 | 2061 | 2062 | 2063 | 2064 | 2065 | 2066
____
Note on H1: kwalter: Must input base year shares

## Special Market Def
Market | End Use | Fuel | Technology
All | Space Heating | Natural Gas | *
All | Process | Natural Gas | *
All | Miscellaneous | Natural Gas | *
Market | Space Heating | Natural Gas | *
Market | Process | Natural Gas | *
Market | Miscellaneous | Natural Gas | *
Method
1. Define special markets on this tab. Listing individual technologies is only necessary when not all are included
2. For each sector/segment/vintage:
2a. VBA parses each Special market line and builds an array of references to the baseline technologies that are appropriate
2b. VBA steps through the defined array and adds together all technologies in the list using the Engine tab as a worksheet tracking the running total.
3. VBA checks to see if this is a "Market" special market and overrides the Units with the market size if needed
4. Output to special markets tab

## Sys Costs (hidden)
Forecast
Base Year | 2019
Forecast End | 2040
Utility Economics
Utility Discount Rate | 3.4%
Participant Discount Rate | 8%
System Cost |  |  | System Vintage
Cost | 0 |  | Existing
Year
Year | 2019 | 2020 | 2021 | 2022 | 2023 | 2024 | 2025 | 2026 | 2027 | 2028 | 2029 | 2030 | 2031 | 2032 | 2033 | 2034 | 2035 | 2036 | 2037 | 2038 | 2039 | 2040 | 2041 | 2042 | 2043 | 2044 | 2045 | 2046 | 2047 | 2048 | 2049 | 2050 | 2051 | 2052 | 2053 | 2054 | 2055 | 2056 | 2057 | 2058 | 2059 | 2060 | 2061 | 2062 | 2063 | 2064 | 2065 | 2066 | 2067 | 2068 | 2069
Equipment Options - Component 1
Equipment | Label | Min. Lifetime | Max. Lifetime | On Market | Off Market | Available | On Date | Off Date
1 | [5 empty] | 0:00 | 0 | 0
2 | [5 empty] | 0:00 | 0 | 0
3 | [5 empty] | 0:00 | 0 | 0
4 | [5 empty] | 0:00 | 0 | 0
5 | [5 empty] | 0:00 | 0 | 0
6 | [5 empty] | 0:00 | 0 | 0
7 | [5 empty] | 0:00 | 0 | 0
8 | [5 empty] | 0:00 | 0 | 0
9 | [5 empty] | 0:00 | 0 | 0
10 | [5 empty] | 0:00 | 0 | 0
Purchase Shares - Component 1
Equipment | Year 0 | Year 1 | Year 2 | Year 3 | Year 4 | Year 5 | Year 6 | Year 7 | Year 8 | Year 9 | Year 10 | Year 11 | Year 12 | Year 13 | Year 14 | Year 15 | Year 16 | Year 17 | Year 18 | Year 19 | Year 20 | Year 21 | Year 22 | Year 23 | Year 24 | Year 25 | Year 26 | Year 27 | Year 28 | Year 29 | Year 30 | Year 31 | Year 32 | Year 33 | Year 34 | Year 35 | Year 36 | Year 37 | Year 38 | Year 39 | Year 40 | Year 41 | Year 42 | Year 43 | Year 44 | Year 45 | Year 46 | Year 47 | Year 48 | Year 49 | Year 50
1 | bar: Year 0 to Year 50
2 | bar: Year 0 to Year 50
3 | bar: Year 0 to Year 50
4 | bar: Year 0 to Year 50
5 | bar: Year 0 to Year 50
6 | bar: Year 0 to Year 50
7 | bar: Year 0 to Year 50
8 | bar: Year 0 to Year 50
9 | bar: Year 0 to Year 50
10 | bar: Year 0 to Year 50
Annualized Cost of Operation - Utility - Component 1
Equipment | Year 0 | Year 1 | Year 2 | Year 3 | Year 4 | Year 5 | Year 6 | Year 7 | Year 8 | Year 9 | Year 10 | Year 11 | Year 12 | Year 13 | Year 14 | Year 15 | Year 16 | Year 17 | Year 18 | Year 19 | Year 20 | Year 21 | Year 22 | Year 23 | Year 24 | Year 25 | Year 26 | Year 27 | Year 28 | Year 29 | Year 30 | Year 31 | Year 32 | Year 33 | Year 34 | Year 35 | Year 36 | Year 37 | Year 38 | Year 39 | Year 40 | Year 41 | Year 42 | Year 43 | Year 44 | Year 45 | Year 46 | Year 47 | Year 48 | Year 49 | Year 50
1 | 0 | 0 | 0 | 0 | 0 | 0 | 0 | 0 | 0 | 0 | 0 | 0 | 0 | 0 | 0 | 0 | 0 | 0 | 0 | 0 | 0 | 0 | 0 | 0 | 0 | 0 | 0 | 0 | 0 | 0 | 0 | 0 | 0 | 0 | 0 | 0 | 0 | 0 | 0 | 0 | 0 | 0 | 0 | 0 | 0 | 0 | 0 | 0 | 0 | 0 | 0
2 | 0 | 0 | 0 | 0 | 0 | 0 | 0 | 0 | 0 | 0 | 0 | 0 | 0 | 0 | 0 | 0 | 0 | 0 | 0 | 0 | 0 | 0 | 0 | 0 | 0 | 0 | 0 | 0 | 0 | 0 | 0 | 0 | 0 | 0 | 0 | 0 | 0 | 0 | 0 | 0 | 0 | 0 | 0 | 0 | 0 | 0 | 0 | 0 | 0 | 0 | 0
3 | 0 | 0 | 0 | 0 | 0 | 0 | 0 | 0 | 0 | 0 | 0 | 0 | 0 | 0 | 0 | 0 | 0 | 0 | 0 | 0 | 0 | 0 | 0 | 0 | 0 | 0 | 0 | 0 | 0 | 0 | 0 | 0 | 0 | 0 | 0 | 0 | 0 | 0 | 0 | 0 | 0 | 0 | 0 | 0 | 0 | 0 | 0 | 0 | 0 | 0 | 0
4 | 0 | 0 | 0 | 0 | 0 | 0 | 0 | 0 | 0 | 0 | 0 | 0 | 0 | 0 | 0 | 0 | 0 | 0 | 0 | 0 | 0 | 0 | 0 | 0 | 0 | 0 | 0 | 0 | 0 | 0 | 0 | 0 | 0 | 0 | 0 | 0 | 0 | 0 | 0 | 0 | 0 | 0 | 0 | 0 | 0 | 0 | 0 | 0 | 0 | 0 | 0
5 | 0 | 0 | 0 | 0 | 0 | 0 | 0 | 0 | 0 | 0 | 0 | 0 | 0 | 0 | 0 | 0 | 0 | 0 | 0 | 0 | 0 | 0 | 0 | 0 | 0 | 0 | 0 | 0 | 0 | 0 | 0 | 0 | 0 | 0 | 0 | 0 | 0 | 0 | 0 | 0 | 0 | 0 | 0 | 0 | 0 | 0 | 0 | 0 | 0 | 0 | 0
6 | 0 | 0 | 0 | 0 | 0 | 0 | 0 | 0 | 0 | 0 | 0 | 0 | 0 | 0 | 0 | 0 | 0 | 0 | 0 | 0 | 0 | 0 | 0 | 0 | 0 | 0 | 0 | 0 | 0 | 0 | 0 | 0 | 0 | 0 | 0 | 0 | 0 | 0 | 0 | 0 | 0 | 0 | 0 | 0 | 0 | 0 | 0 | 0 | 0 | 0 | 0
7 | 0 | 0 | 0 | 0 | 0 | 0 | 0 | 0 | 0 | 0 | 0 | 0 | 0 | 0 | 0 | 0 | 0 | 0 | 0 | 0 | 0 | 0 | 0 | 0 | 0 | 0 | 0 | 0 | 0 | 0 | 0 | 0 | 0 | 0 | 0 | 0 | 0 | 0 | 0 | 0 | 0 | 0 | 0 | 0 | 0 | 0 | 0 | 0 | 0 | 0 | 0
8 | 0 | 0 | 0 | 0 | 0 | 0 | 0 | 0 | 0 | 0 | 0 | 0 | 0 | 0 | 0 | 0 | 0 | 0 | 0 | 0 | 0 | 0 | 0 | 0 | 0 | 0 | 0 | 0 | 0 | 0 | 0 | 0 | 0 | 0 | 0 | 0 | 0 | 0 | 0 | 0 | 0 | 0 | 0 | 0 | 0 | 0 | 0 | 0 | 0 | 0 | 0
9 | 0 | 0 | 0 | 0 | 0 | 0 | 0 | 0 | 0 | 0 | 0 | 0 | 0 | 0 | 0 | 0 | 0 | 0 | 0 | 0 | 0 | 0 | 0 | 0 | 0 | 0 | 0 | 0 | 0 | 0 | 0 | 0 | 0 | 0 | 0 | 0 | 0 | 0 | 0 | 0 | 0 | 0 | 0 | 0 | 0 | 0 | 0 | 0 | 0 | 0 | 0
10 | 0 | 0 | 0 | 0 | 0 | 0 | 0 | 0 | 0 | 0 | 0 | 0 | 0 | 0 | 0 | 0 | 0 | 0 | 0 | 0 | 0 | 0 | 0 | 0 | 0 | 0 | 0 | 0 | 0 | 0 | 0 | 0 | 0 | 0 | 0 | 0 | 0 | 0 | 0 | 0 | 0 | 0 | 0 | 0 | 0 | 0 | 0 | 0 | 0 | 0 | 0
Annualized Sales from Operation - Utility - Component 1
Equipment | Year 0 | Year 1 | Year 2 | Year 3 | Year 4 | Year 5 | Year 6 | Year 7 | Year 8 | Year 9 | Year 10 | Year 11 | Year 12 | Year 13 | Year 14 | Year 15 | Year 16 | Year 17 | Year 18 | Year 19 | Year 20 | Year 21 | Year 22 | Year 23 | Year 24 | Year 25 | Year 26 | Year 27 | Year 28 | Year 29 | Year 30 | Year 31 | Year 32 | Year 33 | Year 34 | Year 35 | Year 36 | Year 37 | Year 38 | Year 39 | Year 40 | Year 41 | Year 42 | Year 43 | Year 44 | Year 45 | Year 46 | Year 47 | Year 48 | Year 49 | Year 50
1 | 0 | 0 | 0 | 0 | 0 | 0 | 0 | 0 | 0 | 0 | 0 | 0 | 0 | 0 | 0 | 0 | 0 | 0 | 0 | 0 | 0 | 0 | 0 | 0 | 0 | 0 | 0 | 0 | 0 | 0 | 0 | 0 | 0 | 0 | 0 | 0 | 0 | 0 | 0 | 0 | 0 | 0 | 0 | 0 | 0 | 0 | 0 | 0 | 0 | 0 | 0
2 | 0 | 0 | 0 | 0 | 0 | 0 | 0 | 0 | 0 | 0 | 0 | 0 | 0 | 0 | 0 | 0 | 0 | 0 | 0 | 0 | 0 | 0 | 0 | 0 | 0 | 0 | 0 | 0 | 0 | 0 | 0 | 0 | 0 | 0 | 0 | 0 | 0 | 0 | 0 | 0 | 0 | 0 | 0 | 0 | 0 | 0 | 0 | 0 | 0 | 0 | 0
3 | 0 | 0 | 0 | 0 | 0 | 0 | 0 | 0 | 0 | 0 | 0 | 0 | 0 | 0 | 0 | 0 | 0 | 0 | 0 | 0 | 0 | 0 | 0 | 0 | 0 | 0 | 0 | 0 | 0 | 0 | 0 | 0 | 0 | 0 | 0 | 0 | 0 | 0 | 0 | 0 | 0 | 0 | 0 | 0 | 0 | 0 | 0 | 0 | 0 | 0 | 0
4 | 0 | 0 | 0 | 0 | 0 | 0 | 0 | 0 | 0 | 0 | 0 | 0 | 0 | 0 | 0 | 0 | 0 | 0 | 0 | 0 | 0 | 0 | 0 | 0 | 0 | 0 | 0 | 0 | 0 | 0 | 0 | 0 | 0 | 0 | 0 | 0 | 0 | 0 | 0 | 0 | 0 | 0 | 0 | 0 | 0 | 0 | 0 | 0 | 0 | 0 | 0
5 | 0 | 0 | 0 | 0 | 0 | 0 | 0 | 0 | 0 | 0 | 0 | 0 | 0 | 0 | 0 | 0 | 0 | 0 | 0 | 0 | 0 | 0 | 0 | 0 | 0 | 0 | 0 | 0 | 0 | 0 | 0 | 0 | 0 | 0 | 0 | 0 | 0 | 0 | 0 | 0 | 0 | 0 | 0 | 0 | 0 | 0 | 0 | 0 | 0 | 0 | 0
6 | 0 | 0 | 0 | 0 | 0 | 0 | 0 | 0 | 0 | 0 | 0 | 0 | 0 | 0 | 0 | 0 | 0 | 0 | 0 | 0 | 0 | 0 | 0 | 0 | 0 | 0 | 0 | 0 | 0 | 0 | 0 | 0 | 0 | 0 | 0 | 0 | 0 | 0 | 0 | 0 | 0 | 0 | 0 | 0 | 0 | 0 | 0 | 0 | 0 | 0 | 0
7 | 0 | 0 | 0 | 0 | 0 | 0 | 0 | 0 | 0 | 0 | 0 | 0 | 0 | 0 | 0 | 0 | 0 | 0 | 0 | 0 | 0 | 0 | 0 | 0 | 0 | 0 | 0 | 0 | 0 | 0 | 0 | 0 | 0 | 0 | 0 | 0 | 0 | 0 | 0 | 0 | 0 | 0 | 0 | 0 | 0 | 0 | 0 | 0 | 0 | 0 | 0
8 | 0 | 0 | 0 | 0 | 0 | 0 | 0 | 0 | 0 | 0 | 0 | 0 | 0 | 0 | 0 | 0 | 0 | 0 | 0 | 0 | 0 | 0 | 0 | 0 | 0 | 0 | 0 | 0 | 0 | 0 | 0 | 0 | 0 | 0 | 0 | 0 | 0 | 0 | 0 | 0 | 0 | 0 | 0 | 0 | 0 | 0 | 0 | 0 | 0 | 0 | 0
9 | 0 | 0 | 0 | 0 | 0 | 0 | 0 | 0 | 0 | 0 | 0 | 0 | 0 | 0 | 0 | 0 | 0 | 0 | 0 | 0 | 0 | 0 | 0 | 0 | 0 | 0 | 0 | 0 | 0 | 0 | 0 | 0 | 0 | 0 | 0 | 0 | 0 | 0 | 0 | 0 | 0 | 0 | 0 | 0 | 0 | 0 | 0 | 0 | 0 | 0 | 0
10 | 0 | 0 | 0 | 0 | 0 | 0 | 0 | 0 | 0 | 0 | 0 | 0 | 0 | 0 | 0 | 0 | 0 | 0 | 0 | 0 | 0 | 0 | 0 | 0 | 0 | 0 | 0 | 0 | 0 | 0 | 0 | 0 | 0 | 0 | 0 | 0 | 0 | 0 | 0 | 0 | 0 | 0 | 0 | 0 | 0 | 0 | 0 | 0 | 0 | 0 | 0
Annualized Cost of Equipment - Utility - Component 1
Equipment | Year 0 | Year 1 | Year 2 | Year 3 | Year 4 | Year 5 | Year 6 | Year 7 | Year 8 | Year 9 | Year 10 | Year 11 | Year 12 | Year 13 | Year 14 | Year 15 | Year 16 | Year 17 | Year 18 | Year 19 | Year 20 | Year 21 | Year 22 | Year 23 | Year 24 | Year 25 | Year 26 | Year 27 | Year 28 | Year 29 | Year 30 | Year 31 | Year 32 | Year 33 | Year 34 | Year 35 | Year 36 | Year 37 | Year 38 | Year 39 | Year 40 | Year 41 | Year 42 | Year 43 | Year 44 | Year 45 | Year 46 | Year 47 | Year 48 | Year 49 | Year 50
1 | 0 | 0 | 0 | 0 | 0 | 0 | 0 | 0 | 0 | 0 | 0 | 0 | 0 | 0 | 0 | 0 | 0 | 0 | 0 | 0 | 0 | 0 | 0 | 0 | 0 | 0 | 0 | 0 | 0 | 0 | 0 | 0 | 0 | 0 | 0 | 0 | 0 | 0 | 0 | 0 | 0 | 0 | 0 | 0 | 0 | 0 | 0 | 0 | 0 | 0 | 0
2 | 0 | 0 | 0 | 0 | 0 | 0 | 0 | 0 | 0 | 0 | 0 | 0 | 0 | 0 | 0 | 0 | 0 | 0 | 0 | 0 | 0 | 0 | 0 | 0 | 0 | 0 | 0 | 0 | 0 | 0 | 0 | 0 | 0 | 0 | 0 | 0 | 0 | 0 | 0 | 0 | 0 | 0 | 0 | 0 | 0 | 0 | 0 | 0 | 0 | 0 | 0
3 | 0 | 0 | 0 | 0 | 0 | 0 | 0 | 0 | 0 | 0 | 0 | 0 | 0 | 0 | 0 | 0 | 0 | 0 | 0 | 0 | 0 | 0 | 0 | 0 | 0 | 0 | 0 | 0 | 0 | 0 | 0 | 0 | 0 | 0 | 0 | 0 | 0 | 0 | 0 | 0 | 0 | 0 | 0 | 0 | 0 | 0 | 0 | 0 | 0 | 0 | 0
4 | 0 | 0 | 0 | 0 | 0 | 0 | 0 | 0 | 0 | 0 | 0 | 0 | 0 | 0 | 0 | 0 | 0 | 0 | 0 | 0 | 0 | 0 | 0 | 0 | 0 | 0 | 0 | 0 | 0 | 0 | 0 | 0 | 0 | 0 | 0 | 0 | 0 | 0 | 0 | 0 | 0 | 0 | 0 | 0 | 0 | 0 | 0 | 0 | 0 | 0 | 0
5 | 0 | 0 | 0 | 0 | 0 | 0 | 0 | 0 | 0 | 0 | 0 | 0 | 0 | 0 | 0 | 0 | 0 | 0 | 0 | 0 | 0 | 0 | 0 | 0 | 0 | 0 | 0 | 0 | 0 | 0 | 0 | 0 | 0 | 0 | 0 | 0 | 0 | 0 | 0 | 0 | 0 | 0 | 0 | 0 | 0 | 0 | 0 | 0 | 0 | 0 | 0
6 | 0 | 0 | 0 | 0 | 0 | 0 | 0 | 0 | 0 | 0 | 0 | 0 | 0 | 0 | 0 | 0 | 0 | 0 | 0 | 0 | 0 | 0 | 0 | 0 | 0 | 0 | 0 | 0 | 0 | 0 | 0 | 0 | 0 | 0 | 0 | 0 | 0 | 0 | 0 | 0 | 0 | 0 | 0 | 0 | 0 | 0 | 0 | 0 | 0 | 0 | 0
7 | 0 | 0 | 0 | 0 | 0 | 0 | 0 | 0 | 0 | 0 | 0 | 0 | 0 | 0 | 0 | 0 | 0 | 0 | 0 | 0 | 0 | 0 | 0 | 0 | 0 | 0 | 0 | 0 | 0 | 0 | 0 | 0 | 0 | 0 | 0 | 0 | 0 | 0 | 0 | 0 | 0 | 0 | 0 | 0 | 0 | 0 | 0 | 0 | 0 | 0 | 0
8 | 0 | 0 | 0 | 0 | 0 | 0 | 0 | 0 | 0 | 0 | 0 | 0 | 0 | 0 | 0 | 0 | 0 | 0 | 0 | 0 | 0 | 0 | 0 | 0 | 0 | 0 | 0 | 0 | 0 | 0 | 0 | 0 | 0 | 0 | 0 | 0 | 0 | 0 | 0 | 0 | 0 | 0 | 0 | 0 | 0 | 0 | 0 | 0 | 0 | 0 | 0
9 | 0 | 0 | 0 | 0 | 0 | 0 | 0 | 0 | 0 | 0 | 0 | 0 | 0 | 0 | 0 | 0 | 0 | 0 | 0 | 0 | 0 | 0 | 0 | 0 | 0 | 0 | 0 | 0 | 0 | 0 | 0 | 0 | 0 | 0 | 0 | 0 | 0 | 0 | 0 | 0 | 0 | 0 | 0 | 0 | 0 | 0 | 0 | 0 | 0 | 0 | 0
10 | 0 | 0 | 0 | 0 | 0 | 0 | 0 | 0 | 0 | 0 | 0 | 0 | 0 | 0 | 0 | 0 | 0 | 0 | 0 | 0 | 0 | 0 | 0 | 0 | 0 | 0 | 0 | 0 | 0 | 0 | 0 | 0 | 0 | 0 | 0 | 0 | 0 | 0 | 0 | 0 | 0 | 0 | 0 | 0 | 0 | 0 | 0 | 0 | 0 | 0 | 0
Annualized Cost of Operation - Participant - Component 1
Equipment | Year 0 | Year 1 | Year 2 | Year 3 | Year 4 | Year 5 | Year 6 | Year 7 | Year 8 | Year 9 | Year 10 | Year 11 | Year 12 | Year 13 | Year 14 | Year 15 | Year 16 | Year 17 | Year 18 | Year 19 | Year 20 | Year 21 | Year 22 | Year 23 | Year 24 | Year 25 | Year 26 | Year 27 | Year 28 | Year 29 | Year 30 | Year 31 | Year 32 | Year 33 | Year 34 | Year 35 | Year 36 | Year 37 | Year 38 | Year 39 | Year 40 | Year 41 | Year 42 | Year 43 | Year 44 | Year 45 | Year 46 | Year 47 | Year 48 | Year 49 | Year 50
1 | 0 | 0 | 0 | 0 | 0 | 0 | 0 | 0 | 0 | 0 | 0 | 0 | 0 | 0 | 0 | 0 | 0 | 0 | 0 | 0 | 0 | 0 | 0 | 0 | 0 | 0 | 0 | 0 | 0 | 0 | 0 | 0 | 0 | 0 | 0 | 0 | 0 | 0 | 0 | 0 | 0 | 0 | 0 | 0 | 0 | 0 | 0 | 0 | 0 | 0 | 0
2 | 0 | 0 | 0 | 0 | 0 | 0 | 0 | 0 | 0 | 0 | 0 | 0 | 0 | 0 | 0 | 0 | 0 | 0 | 0 | 0 | 0 | 0 | 0 | 0 | 0 | 0 | 0 | 0 | 0 | 0 | 0 | 0 | 0 | 0 | 0 | 0 | 0 | 0 | 0 | 0 | 0 | 0 | 0 | 0 | 0 | 0 | 0 | 0 | 0 | 0 | 0
3 | 0 | 0 | 0 | 0 | 0 | 0 | 0 | 0 | 0 | 0 | 0 | 0 | 0 | 0 | 0 | 0 | 0 | 0 | 0 | 0 | 0 | 0 | 0 | 0 | 0 | 0 | 0 | 0 | 0 | 0 | 0 | 0 | 0 | 0 | 0 | 0 | 0 | 0 | 0 | 0 | 0 | 0 | 0 | 0 | 0 | 0 | 0 | 0 | 0 | 0 | 0
4 | 0 | 0 | 0 | 0 | 0 | 0 | 0 | 0 | 0 | 0 | 0 | 0 | 0 | 0 | 0 | 0 | 0 | 0 | 0 | 0 | 0 | 0 | 0 | 0 | 0 | 0 | 0 | 0 | 0 | 0 | 0 | 0 | 0 | 0 | 0 | 0 | 0 | 0 | 0 | 0 | 0 | 0 | 0 | 0 | 0 | 0 | 0 | 0 | 0 | 0 | 0
5 | 0 | 0 | 0 | 0 | 0 | 0 | 0 | 0 | 0 | 0 | 0 | 0 | 0 | 0 | 0 | 0 | 0 | 0 | 0 | 0 | 0 | 0 | 0 | 0 | 0 | 0 | 0 | 0 | 0 | 0 | 0 | 0 | 0 | 0 | 0 | 0 | 0 | 0 | 0 | 0 | 0 | 0 | 0 | 0 | 0 | 0 | 0 | 0 | 0 | 0 | 0
6 | 0 | 0 | 0 | 0 | 0 | 0 | 0 | 0 | 0 | 0 | 0 | 0 | 0 | 0 | 0 | 0 | 0 | 0 | 0 | 0 | 0 | 0 | 0 | 0 | 0 | 0 | 0 | 0 | 0 | 0 | 0 | 0 | 0 | 0 | 0 | 0 | 0 | 0 | 0 | 0 | 0 | 0 | 0 | 0 | 0 | 0 | 0 | 0 | 0 | 0 | 0
7 | 0 | 0 | 0 | 0 | 0 | 0 | 0 | 0 | 0 | 0 | 0 | 0 | 0 | 0 | 0 | 0 | 0 | 0 | 0 | 0 | 0 | 0 | 0 | 0 | 0 | 0 | 0 | 0 | 0 | 0 | 0 | 0 | 0 | 0 | 0 | 0 | 0 | 0 | 0 | 0 | 0 | 0 | 0 | 0 | 0 | 0 | 0 | 0 | 0 | 0 | 0
8 | 0 | 0 | 0 | 0 | 0 | 0 | 0 | 0 | 0 | 0 | 0 | 0 | 0 | 0 | 0 | 0 | 0 | 0 | 0 | 0 | 0 | 0 | 0 | 0 | 0 | 0 | 0 | 0 | 0 | 0 | 0 | 0 | 0 | 0 | 0 | 0 | 0 | 0 | 0 | 0 | 0 | 0 | 0 | 0 | 0 | 0 | 0 | 0 | 0 | 0 | 0
9 | 0 | 0 | 0 | 0 | 0 | 0 | 0 | 0 | 0 | 0 | 0 | 0 | 0 | 0 | 0 | 0 | 0 | 0 | 0 | 0 | 0 | 0 | 0 | 0 | 0 | 0 | 0 | 0 | 0 | 0 | 0 | 0 | 0 | 0 | 0 | 0 | 0 | 0 | 0 | 0 | 0 | 0 | 0 | 0 | 0 | 0 | 0 | 0 | 0 | 0 | 0
10 | 0 | 0 | 0 | 0 | 0 | 0 | 0 | 0 | 0 | 0 | 0 | 0 | 0 | 0 | 0 | 0 | 0 | 0 | 0 | 0 | 0 | 0 | 0 | 0 | 0 | 0 | 0 | 0 | 0 | 0 | 0 | 0 | 0 | 0 | 0 | 0 | 0 | 0 | 0 | 0 | 0 | 0 | 0 | 0 | 0 | 0 | 0 | 0 | 0 | 0 | 0
Annualized Cost of Equipment - Participant - Component 1
Equipment | Year 0 | Year 1 | Year 2 | Year 3 | Year 4 | Year 5 | Year 6 | Year 7 | Year 8 | Year 9 | Year 10 | Year 11 | Year 12 | Year 13 | Year 14 | Year 15 | Year 16 | Year 17 | Year 18 | Year 19 | Year 20 | Year 21 | Year 22 | Year 23 | Year 24 | Year 25 | Year 26 | Year 27 | Year 28 | Year 29 | Year 30 | Year 31 | Year 32 | Year 33 | Year 34 | Year 35 | Year 36 | Year 37 | Year 38 | Year 39 | Year 40 | Year 41 | Year 42 | Year 43 | Year 44 | Year 45 | Year 46 | Year 47 | Year 48 | Year 49 | Year 50
1 | 0 | 0 | 0 | 0 | 0 | 0 | 0 | 0 | 0 | 0 | 0 | 0 | 0 | 0 | 0 | 0 | 0 | 0 | 0 | 0 | 0 | 0 | 0 | 0 | 0 | 0 | 0 | 0 | 0 | 0 | 0 | 0 | 0 | 0 | 0 | 0 | 0 | 0 | 0 | 0 | 0 | 0 | 0 | 0 | 0 | 0 | 0 | 0 | 0 | 0 | 0
2 | 0 | 0 | 0 | 0 | 0 | 0 | 0 | 0 | 0 | 0 | 0 | 0 | 0 | 0 | 0 | 0 | 0 | 0 | 0 | 0 | 0 | 0 | 0 | 0 | 0 | 0 | 0 | 0 | 0 | 0 | 0 | 0 | 0 | 0 | 0 | 0 | 0 | 0 | 0 | 0 | 0 | 0 | 0 | 0 | 0 | 0 | 0 | 0 | 0 | 0 | 0
3 | 0 | 0 | 0 | 0 | 0 | 0 | 0 | 0 | 0 | 0 | 0 | 0 | 0 | 0 | 0 | 0 | 0 | 0 | 0 | 0 | 0 | 0 | 0 | 0 | 0 | 0 | 0 | 0 | 0 | 0 | 0 | 0 | 0 | 0 | 0 | 0 | 0 | 0 | 0 | 0 | 0 | 0 | 0 | 0 | 0 | 0 | 0 | 0 | 0 | 0 | 0
4 | 0 | 0 | 0 | 0 | 0 | 0 | 0 | 0 | 0 | 0 | 0 | 0 | 0 | 0 | 0 | 0 | 0 | 0 | 0 | 0 | 0 | 0 | 0 | 0 | 0 | 0 | 0 | 0 | 0 | 0 | 0 | 0 | 0 | 0 | 0 | 0 | 0 | 0 | 0 | 0 | 0 | 0 | 0 | 0 | 0 | 0 | 0 | 0 | 0 | 0 | 0
5 | 0 | 0 | 0 | 0 | 0 | 0 | 0 | 0 | 0 | 0 | 0 | 0 | 0 | 0 | 0 | 0 | 0 | 0 | 0 | 0 | 0 | 0 | 0 | 0 | 0 | 0 | 0 | 0 | 0 | 0 | 0 | 0 | 0 | 0 | 0 | 0 | 0 | 0 | 0 | 0 | 0 | 0 | 0 | 0 | 0 | 0 | 0 | 0 | 0 | 0 | 0
6 | 0 | 0 | 0 | 0 | 0 | 0 | 0 | 0 | 0 | 0 | 0 | 0 | 0 | 0 | 0 | 0 | 0 | 0 | 0 | 0 | 0 | 0 | 0 | 0 | 0 | 0 | 0 | 0 | 0 | 0 | 0 | 0 | 0 | 0 | 0 | 0 | 0 | 0 | 0 | 0 | 0 | 0 | 0 | 0 | 0 | 0 | 0 | 0 | 0 | 0 | 0
7 | 0 | 0 | 0 | 0 | 0 | 0 | 0 | 0 | 0 | 0 | 0 | 0 | 0 | 0 | 0 | 0 | 0 | 0 | 0 | 0 | 0 | 0 | 0 | 0 | 0 | 0 | 0 | 0 | 0 | 0 | 0 | 0 | 0 | 0 | 0 | 0 | 0 | 0 | 0 | 0 | 0 | 0 | 0 | 0 | 0 | 0 | 0 | 0 | 0 | 0 | 0
8 | 0 | 0 | 0 | 0 | 0 | 0 | 0 | 0 | 0 | 0 | 0 | 0 | 0 | 0 | 0 | 0 | 0 | 0 | 0 | 0 | 0 | 0 | 0 | 0 | 0 | 0 | 0 | 0 | 0 | 0 | 0 | 0 | 0 | 0 | 0 | 0 | 0 | 0 | 0 | 0 | 0 | 0 | 0 | 0 | 0 | 0 | 0 | 0 | 0 | 0 | 0
9 | 0 | 0 | 0 | 0 | 0 | 0 | 0 | 0 | 0 | 0 | 0 | 0 | 0 | 0 | 0 | 0 | 0 | 0 | 0 | 0 | 0 | 0 | 0 | 0 | 0 | 0 | 0 | 0 | 0 | 0 | 0 | 0 | 0 | 0 | 0 | 0 | 0 | 0 | 0 | 0 | 0 | 0 | 0 | 0 | 0 | 0 | 0 | 0 | 0 | 0 | 0
10 | 0 | 0 | 0 | 0 | 0 | 0 | 0 | 0 | 0 | 0 | 0 | 0 | 0 | 0 | 0 | 0 | 0 | 0 | 0 | 0 | 0 | 0 | 0 | 0 | 0 | 0 | 0 | 0 | 0 | 0 | 0 | 0 | 0 | 0 | 0 | 0 | 0 | 0 | 0 | 0 | 0 | 0 | 0 | 0 | 0 | 0 | 0 | 0 | 0 | 0 | 0
Annualized kBTUs - Component 1
Equipment | Year 0 | Year 1 | Year 2 | Year 3 | Year 4 | Year 5 | Year 6 | Year 7 | Year 8 | Year 9 | Year 10 | Year 11 | Year 12 | Year 13 | Year 14 | Year 15 | Year 16 | Year 17 | Year 18 | Year 19 | Year 20 | Year 21 | Year 22 | Year 23 | Year 24 | Year 25 | Year 26 | Year 27 | Year 28 | Year 29 | Year 30 | Year 31 | Year 32 | Year 33 | Year 34 | Year 35 | Year 36 | Year 37 | Year 38 | Year 39 | Year 40 | Year 41 | Year 42 | Year 43 | Year 44 | Year 45 | Year 46 | Year 47 | Year 48 | Year 49 | Year 50
1 | 0 | 0 | 0 | 0 | 0 | 0 | 0 | 0 | 0 | 0 | 0 | 0 | 0 | 0 | 0 | 0 | 0 | 0 | 0 | 0 | 0 | 0 | 0 | 0 | 0 | 0 | 0 | 0 | 0 | 0 | 0 | 0 | 0 | 0 | 0 | 0 | 0 | 0 | 0 | 0 | 0 | 0 | 0 | 0 | 0 | 0 | 0 | 0 | 0 | 0 | 0
2 | 0 | 0 | 0 | 0 | 0 | 0 | 0 | 0 | 0 | 0 | 0 | 0 | 0 | 0 | 0 | 0 | 0 | 0 | 0 | 0 | 0 | 0 | 0 | 0 | 0 | 0 | 0 | 0 | 0 | 0 | 0 | 0 | 0 | 0 | 0 | 0 | 0 | 0 | 0 | 0 | 0 | 0 | 0 | 0 | 0 | 0 | 0 | 0 | 0 | 0 | 0
3 | 0 | 0 | 0 | 0 | 0 | 0 | 0 | 0 | 0 | 0 | 0 | 0 | 0 | 0 | 0 | 0 | 0 | 0 | 0 | 0 | 0 | 0 | 0 | 0 | 0 | 0 | 0 | 0 | 0 | 0 | 0 | 0 | 0 | 0 | 0 | 0 | 0 | 0 | 0 | 0 | 0 | 0 | 0 | 0 | 0 | 0 | 0 | 0 | 0 | 0 | 0
4 | 0 | 0 | 0 | 0 | 0 | 0 | 0 | 0 | 0 | 0 | 0 | 0 | 0 | 0 | 0 | 0 | 0 | 0 | 0 | 0 | 0 | 0 | 0 | 0 | 0 | 0 | 0 | 0 | 0 | 0 | 0 | 0 | 0 | 0 | 0 | 0 | 0 | 0 | 0 | 0 | 0 | 0 | 0 | 0 | 0 | 0 | 0 | 0 | 0 | 0 | 0
5 | 0 | 0 | 0 | 0 | 0 | 0 | 0 | 0 | 0 | 0 | 0 | 0 | 0 | 0 | 0 | 0 | 0 | 0 | 0 | 0 | 0 | 0 | 0 | 0 | 0 | 0 | 0 | 0 | 0 | 0 | 0 | 0 | 0 | 0 | 0 | 0 | 0 | 0 | 0 | 0 | 0 | 0 | 0 | 0 | 0 | 0 | 0 | 0 | 0 | 0 | 0
6 | 0 | 0 | 0 | 0 | 0 | 0 | 0 | 0 | 0 | 0 | 0 | 0 | 0 | 0 | 0 | 0 | 0 | 0 | 0 | 0 | 0 | 0 | 0 | 0 | 0 | 0 | 0 | 0 | 0 | 0 | 0 | 0 | 0 | 0 | 0 | 0 | 0 | 0 | 0 | 0 | 0 | 0 | 0 | 0 | 0 | 0 | 0 | 0 | 0 | 0 | 0
7 | 0 | 0 | 0 | 0 | 0 | 0 | 0 | 0 | 0 | 0 | 0 | 0 | 0 | 0 | 0 | 0 | 0 | 0 | 0 | 0 | 0 | 0 | 0 | 0 | 0 | 0 | 0 | 0 | 0 | 0 | 0 | 0 | 0 | 0 | 0 | 0 | 0 | 0 | 0 | 0 | 0 | 0 | 0 | 0 | 0 | 0 | 0 | 0 | 0 | 0 | 0
8 | 0 | 0 | 0 | 0 | 0 | 0 | 0 | 0 | 0 | 0 | 0 | 0 | 0 | 0 | 0 | 0 | 0 | 0 | 0 | 0 | 0 | 0 | 0 | 0 | 0 | 0 | 0 | 0 | 0 | 0 | 0 | 0 | 0 | 0 | 0 | 0 | 0 | 0 | 0 | 0 | 0 | 0 | 0 | 0 | 0 | 0 | 0 | 0 | 0 | 0 | 0
9 | 0 | 0 | 0 | 0 | 0 | 0 | 0 | 0 | 0 | 0 | 0 | 0 | 0 | 0 | 0 | 0 | 0 | 0 | 0 | 0 | 0 | 0 | 0 | 0 | 0 | 0 | 0 | 0 | 0 | 0 | 0 | 0 | 0 | 0 | 0 | 0 | 0 | 0 | 0 | 0 | 0 | 0 | 0 | 0 | 0 | 0 | 0 | 0 | 0 | 0 | 0
10 | 0 | 0 | 0 | 0 | 0 | 0 | 0 | 0 | 0 | 0 | 0 | 0 | 0 | 0 | 0 | 0 | 0 | 0 | 0 | 0 | 0 | 0 | 0 | 0 | 0 | 0 | 0 | 0 | 0 | 0 | 0 | 0 | 0 | 0 | 0 | 0 | 0 | 0 | 0 | 0 | 0 | 0 | 0 | 0 | 0 | 0 | 0 | 0 | 0 | 0 | 0
On Market - Component 1
Equipment | Year 0 | Year 1 | Year 2 | Year 3 | Year 4 | Year 5 | Year 6 | Year 7 | Year 8 | Year 9 | Year 10 | Year 11 | Year 12 | Year 13 | Year 14 | Year 15 | Year 16 | Year 17 | Year 18 | Year 19 | Year 20 | Year 21 | Year 22 | Year 23 | Year 24 | Year 25 | Year 26 | Year 27 | Year 28 | Year 29 | Year 30 | Year 31 | Year 32 | Year 33 | Year 34 | Year 35 | Year 36 | Year 37 | Year 38 | Year 39 | Year 40 | Year 41 | Year 42 | Year 43 | Year 44 | Year 45 | Year 46 | Year 47 | Year 48 | Year 49 | Year 50
1 | 0 | 0 | 0 | 0 | 0 | 0 | 0 | 0 | 0 | 0 | 0 | 0 | 0 | 0 | 0 | 0 | 0 | 0 | 0 | 0 | 0 | 0 | 0 | 0 | 0 | 0 | 0 | 0 | 0 | 0 | 0 | 0 | 0 | 0 | 0 | 0 | 0 | 0 | 0 | 0 | 0 | 0 | 0 | 0 | 0 | 0 | 0 | 0 | 0 | 0 | 0
2 | 0 | 0 | 0 | 0 | 0 | 0 | 0 | 0 | 0 | 0 | 0 | 0 | 0 | 0 | 0 | 0 | 0 | 0 | 0 | 0 | 0 | 0 | 0 | 0 | 0 | 0 | 0 | 0 | 0 | 0 | 0 | 0 | 0 | 0 | 0 | 0 | 0 | 0 | 0 | 0 | 0 | 0 | 0 | 0 | 0 | 0 | 0 | 0 | 0 | 0 | 0
3 | 0 | 0 | 0 | 0 | 0 | 0 | 0 | 0 | 0 | 0 | 0 | 0 | 0 | 0 | 0 | 0 | 0 | 0 | 0 | 0 | 0 | 0 | 0 | 0 | 0 | 0 | 0 | 0 | 0 | 0 | 0 | 0 | 0 | 0 | 0 | 0 | 0 | 0 | 0 | 0 | 0 | 0 | 0 | 0 | 0 | 0 | 0 | 0 | 0 | 0 | 0
4 | 0 | 0 | 0 | 0 | 0 | 0 | 0 | 0 | 0 | 0 | 0 | 0 | 0 | 0 | 0 | 0 | 0 | 0 | 0 | 0 | 0 | 0 | 0 | 0 | 0 | 0 | 0 | 0 | 0 | 0 | 0 | 0 | 0 | 0 | 0 | 0 | 0 | 0 | 0 | 0 | 0 | 0 | 0 | 0 | 0 | 0 | 0 | 0 | 0 | 0 | 0
5 | 0 | 0 | 0 | 0 | 0 | 0 | 0 | 0 | 0 | 0 | 0 | 0 | 0 | 0 | 0 | 0 | 0 | 0 | 0 | 0 | 0 | 0 | 0 | 0 | 0 | 0 | 0 | 0 | 0 | 0 | 0 | 0 | 0 | 0 | 0 | 0 | 0 | 0 | 0 | 0 | 0 | 0 | 0 | 0 | 0 | 0 | 0 | 0 | 0 | 0 | 0
6 | 0 | 0 | 0 | 0 | 0 | 0 | 0 | 0 | 0 | 0 | 0 | 0 | 0 | 0 | 0 | 0 | 0 | 0 | 0 | 0 | 0 | 0 | 0 | 0 | 0 | 0 | 0 | 0 | 0 | 0 | 0 | 0 | 0 | 0 | 0 | 0 | 0 | 0 | 0 | 0 | 0 | 0 | 0 | 0 | 0 | 0 | 0 | 0 | 0 | 0 | 0
7 | 0 | 0 | 0 | 0 | 0 | 0 | 0 | 0 | 0 | 0 | 0 | 0 | 0 | 0 | 0 | 0 | 0 | 0 | 0 | 0 | 0 | 0 | 0 | 0 | 0 | 0 | 0 | 0 | 0 | 0 | 0 | 0 | 0 | 0 | 0 | 0 | 0 | 0 | 0 | 0 | 0 | 0 | 0 | 0 | 0 | 0 | 0 | 0 | 0 | 0 | 0
8 | 0 | 0 | 0 | 0 | 0 | 0 | 0 | 0 | 0 | 0 | 0 | 0 | 0 | 0 | 0 | 0 | 0 | 0 | 0 | 0 | 0 | 0 | 0 | 0 | 0 | 0 | 0 | 0 | 0 | 0 | 0 | 0 | 0 | 0 | 0 | 0 | 0 | 0 | 0 | 0 | 0 | 0 | 0 | 0 | 0 | 0 | 0 | 0 | 0 | 0 | 0
9 | 0 | 0 | 0 | 0 | 0 | 0 | 0 | 0 | 0 | 0 | 0 | 0 | 0 | 0 | 0 | 0 | 0 | 0 | 0 | 0 | 0 | 0 | 0 | 0 | 0 | 0 | 0 | 0 | 0 | 0 | 0 | 0 | 0 | 0 | 0 | 0 | 0 | 0 | 0 | 0 | 0 | 0 | 0 | 0 | 0 | 0 | 0 | 0 | 0 | 0 | 0
10 | 0 | 0 | 0 | 0 | 0 | 0 | 0 | 0 | 0 | 0 | 0 | 0 | 0 | 0 | 0 | 0 | 0 | 0 | 0 | 0 | 0 | 0 | 0 | 0 | 0 | 0 | 0 | 0 | 0 | 0 | 0 | 0 | 0 | 0 | 0 | 0 | 0 | 0 | 0 | 0 | 0 | 0 | 0 | 0 | 0 | 0 | 0 | 0 | 0 | 0 | 0
Technical kBTUs - Component 1
Value | Year 0 | Year 1 | Year 2 | Year 3 | Year 4 | Year 5 | Year 6 | Year 7 | Year 8 | Year 9 | Year 10 | Year 11 | Year 12 | Year 13 | Year 14 | Year 15 | Year 16 | Year 17 | Year 18 | Year 19 | Year 20 | Year 21 | Year 22 | Year 23 | Year 24 | Year 25 | Year 26 | Year 27 | Year 28 | Year 29 | Year 30 | Year 31 | Year 32 | Year 33 | Year 34 | Year 35 | Year 36 | Year 37 | Year 38 | Year 39 | Year 40 | Year 41 | Year 42 | Year 43 | Year 44 | Year 45 | Year 46 | Year 47 | Year 48 | Year 49 | Year 50
Annualized kBTUs | 0 | 0 | 0 | 0 | 0 | 0 | 0 | 0 | 0 | 0 | 0 | 0 | 0 | 0 | 0 | 0 | 0 | 0 | 0 | 0 | 0 | 0 | 0 | 0 | 0 | 0 | 0 | 0 | 0 | 0 | 0 | 0 | 0 | 0 | 0 | 0 | 0 | 0 | 0 | 0 | 0 | 0 | 0 | 0 | 0 | 0 | 0 | 0 | 0 | 0 | 0
Lifetimes - Component 1
Scenario | Year 0 | Year 1 | Year 2 | Year 3 | Year 4 | Year 5 | Year 6 | Year 7 | Year 8 | Year 9 | Year 10 | Year 11 | Year 12 | Year 13 | Year 14 | Year 15 | Year 16 | Year 17 | Year 18 | Year 19 | Year 20 | Year 21 | Year 22 | Year 23 | Year 24 | Year 25 | Year 26 | Year 27 | Year 28 | Year 29 | Year 30 | Year 31 | Year 32 | Year 33 | Year 34 | Year 35 | Year 36 | Year 37 | Year 38 | Year 39 | Year 40 | Year 41 | Year 42 | Year 43 | Year 44 | Year 45 | Year 46 | Year 47 | Year 48 | Year 49 | Year 50
NC - Min. Lifetime | 0 | 0 | 0 | 0 | 0 | 0 | 0 | 0 | 0 | 0 | 0 | 0 | 0 | 0 | 0 | 0 | 0 | 0 | 0 | 0 | 0 | 0 | 0 | 0 | 0 | 0 | 0 | 0 | 0 | 0 | 0 | 0 | 0 | 0 | 0 | 0 | 0 | 0 | 0 | 0 | 0 | 0 | 0 | 0 | 0 | 0 | 0 | 0 | 0 | 0 | 0
NC - Max. Lifetime | 0 | 0 | 0 | 0 | 0 | 0 | 0 | 0 | 0 | 0 | 0 | 0 | 0 | 0 | 0 | 0 | 0 | 0 | 0 | 0 | 0 | 0 | 0 | 0 | 0 | 0 | 0 | 0 | 0 | 0 | 0 | 0 | 0 | 0 | 0 | 0 | 0 | 0 | 0 | 0 | 0 | 0 | 0 | 0 | 0 | 0 | 0 | 0 | 0 | 0 | 0
Equipment Options - Component 2
Equipment | Year 0: Label; Year 1: Min. Lifetime; Year 2: Max. Lifetime; Year 3: On Market; Year 4: Off Market; Year 5: Available; Year 6: On Date; Year 7: Off Date
1 | Year 5: 0:00; Year 6: 0; Year 7: 0
2 | Year 5: 0:00; Year 6: 0; Year 7: 0
3 | Year 5: 0:00; Year 6: 0; Year 7: 0
4 | Year 5: 0:00; Year 6: 0; Year 7: 0
5 | Year 5: 0:00; Year 6: 0; Year 7: 0
6 | Year 5: 0:00; Year 6: 0; Year 7: 0
7 | Year 5: 0:00; Year 6: 0; Year 7: 0
8 | Year 5: 0:00; Year 6: 0; Year 7: 0
9 | Year 5: 0:00; Year 6: 0; Year 7: 0
10 | Year 5: 0:00; Year 6: 0; Year 7: 0
Purchase Shares - Component 2
Equipment | Year 0 | Year 1 | Year 2 | Year 3 | Year 4 | Year 5 | Year 6 | Year 7 | Year 8 | Year 9 | Year 10 | Year 11 | Year 12 | Year 13 | Year 14 | Year 15 | Year 16 | Year 17 | Year 18 | Year 19 | Year 20 | Year 21 | Year 22 | Year 23 | Year 24 | Year 25 | Year 26 | Year 27 | Year 28 | Year 29 | Year 30 | Year 31 | Year 32 | Year 33 | Year 34 | Year 35 | Year 36 | Year 37 | Year 38 | Year 39 | Year 40 | Year 41 | Year 42 | Year 43 | Year 44 | Year 45 | Year 46 | Year 47 | Year 48 | Year 49 | Year 50
1 | bar: Year 0 to Year 50
2 | bar: Year 0 to Year 50
3 | bar: Year 0 to Year 50
4 | bar: Year 0 to Year 50
5 | bar: Year 0 to Year 50
6 | bar: Year 0 to Year 50
7 | bar: Year 0 to Year 50
8 | bar: Year 0 to Year 50
9 | bar: Year 0 to Year 50
10 | bar: Year 0 to Year 50
Annualized Cost of Operation - Utility - Component 2
Equipment | Year 0 | Year 1 | Year 2 | Year 3 | Year 4 | Year 5 | Year 6 | Year 7 | Year 8 | Year 9 | Year 10 | Year 11 | Year 12 | Year 13 | Year 14 | Year 15 | Year 16 | Year 17 | Year 18 | Year 19 | Year 20 | Year 21 | Year 22 | Year 23 | Year 24 | Year 25 | Year 26 | Year 27 | Year 28 | Year 29 | Year 30 | Year 31 | Year 32 | Year 33 | Year 34 | Year 35 | Year 36 | Year 37 | Year 38 | Year 39 | Year 40 | Year 41 | Year 42 | Year 43 | Year 44 | Year 45 | Year 46 | Year 47 | Year 48 | Year 49 | Year 50
1 | 0 | 0 | 0 | 0 | 0 | 0 | 0 | 0 | 0 | 0 | 0 | 0 | 0 | 0 | 0 | 0 | 0 | 0 | 0 | 0 | 0 | 0 | 0 | 0 | 0 | 0 | 0 | 0 | 0 | 0 | 0 | 0 | 0 | 0 | 0 | 0 | 0 | 0 | 0 | 0 | 0 | 0 | 0 | 0 | 0 | 0 | 0 | 0 | 0 | 0 | 0
2 | 0 | 0 | 0 | 0 | 0 | 0 | 0 | 0 | 0 | 0 | 0 | 0 | 0 | 0 | 0 | 0 | 0 | 0 | 0 | 0 | 0 | 0 | 0 | 0 | 0 | 0 | 0 | 0 | 0 | 0 | 0 | 0 | 0 | 0 | 0 | 0 | 0 | 0 | 0 | 0 | 0 | 0 | 0 | 0 | 0 | 0 | 0 | 0 | 0 | 0 | 0
3 | 0 | 0 | 0 | 0 | 0 | 0 | 0 | 0 | 0 | 0 | 0 | 0 | 0 | 0 | 0 | 0 | 0 | 0 | 0 | 0 | 0 | 0 | 0 | 0 | 0 | 0 | 0 | 0 | 0 | 0 | 0 | 0 | 0 | 0 | 0 | 0 | 0 | 0 | 0 | 0 | 0 | 0 | 0 | 0 | 0 | 0 | 0 | 0 | 0 | 0 | 0
4 | 0 | 0 | 0 | 0 | 0 | 0 | 0 | 0 | 0 | 0 | 0 | 0 | 0 | 0 | 0 | 0 | 0 | 0 | 0 | 0 | 0 | 0 | 0 | 0 | 0 | 0 | 0 | 0 | 0 | 0 | 0 | 0 | 0 | 0 | 0 | 0 | 0 | 0 | 0 | 0 | 0 | 0 | 0 | 0 | 0 | 0 | 0 | 0 | 0 | 0 | 0
5 | 0 | 0 | 0 | 0 | 0 | 0 | 0 | 0 | 0 | 0 | 0 | 0 | 0 | 0 | 0 | 0 | 0 | 0 | 0 | 0 | 0 | 0 | 0 | 0 | 0 | 0 | 0 | 0 | 0 | 0 | 0 | 0 | 0 | 0 | 0 | 0 | 0 | 0 | 0 | 0 | 0 | 0 | 0 | 0 | 0 | 0 | 0 | 0 | 0 | 0 | 0
6 | 0 | 0 | 0 | 0 | 0 | 0 | 0 | 0 | 0 | 0 | 0 | 0 | 0 | 0 | 0 | 0 | 0 | 0 | 0 | 0 | 0 | 0 | 0 | 0 | 0 | 0 | 0 | 0 | 0 | 0 | 0 | 0 | 0 | 0 | 0 | 0 | 0 | 0 | 0 | 0 | 0 | 0 | 0 | 0 | 0 | 0 | 0 | 0 | 0 | 0 | 0
7 | 0 | 0 | 0 | 0 | 0 | 0 | 0 | 0 | 0 | 0 | 0 | 0 | 0 | 0 | 0 | 0 | 0 | 0 | 0 | 0 | 0 | 0 | 0 | 0 | 0 | 0 | 0 | 0 | 0 | 0 | 0 | 0 | 0 | 0 | 0 | 0 | 0 | 0 | 0 | 0 | 0 | 0 | 0 | 0 | 0 | 0 | 0 | 0 | 0 | 0 | 0
8 | 0 | 0 | 0 | 0 | 0 | 0 | 0 | 0 | 0 | 0 | 0 | 0 | 0 | 0 | 0 | 0 | 0 | 0 | 0 | 0 | 0 | 0 | 0 | 0 | 0 | 0 | 0 | 0 | 0 | 0 | 0 | 0 | 0 | 0 | 0 | 0 | 0 | 0 | 0 | 0 | 0 | 0 | 0 | 0 | 0 | 0 | 0 | 0 | 0 | 0 | 0
9 | 0 | 0 | 0 | 0 | 0 | 0 | 0 | 0 | 0 | 0 | 0 | 0 | 0 | 0 | 0 | 0 | 0 | 0 | 0 | 0 | 0 | 0 | 0 | 0 | 0 | 0 | 0 | 0 | 0 | 0 | 0 | 0 | 0 | 0 | 0 | 0 | 0 | 0 | 0 | 0 | 0 | 0 | 0 | 0 | 0 | 0 | 0 | 0 | 0 | 0 | 0
10 | 0 | 0 | 0 | 0 | 0 | 0 | 0 | 0 | 0 | 0 | 0 | 0 | 0 | 0 | 0 | 0 | 0 | 0 | 0 | 0 | 0 | 0 | 0 | 0 | 0 | 0 | 0 | 0 | 0 | 0 | 0 | 0 | 0 | 0 | 0 | 0 | 0 | 0 | 0 | 0 | 0 | 0 | 0 | 0 | 0 | 0 | 0 | 0 | 0 | 0 | 0
Annualized Sales from Operation - Utility - Component 2
Equipment | Year 0 | Year 1 | Year 2 | Year 3 | Year 4 | Year 5 | Year 6 | Year 7 | Year 8 | Year 9 | Year 10 | Year 11 | Year 12 | Year 13 | Year 14 | Year 15 | Year 16 | Year 17 | Year 18 | Year 19 | Year 20 | Year 21 | Year 22 | Year 23 | Year 24 | Year 25 | Year 26 | Year 27 | Year 28 | Year 29 | Year 30 | Year 31 | Year 32 | Year 33 | Year 34 | Year 35 | Year 36 | Year 37 | Year 38 | Year 39 | Year 40 | Year 41 | Year 42 | Year 43 | Year 44 | Year 45 | Year 46 | Year 47 | Year 48 | Year 49 | Year 50
1 | 0 | 0 | 0 | 0 | 0 | 0 | 0 | 0 | 0 | 0 | 0 | 0 | 0 | 0 | 0 | 0 | 0 | 0 | 0 | 0 | 0 | 0 | 0 | 0 | 0 | 0 | 0 | 0 | 0 | 0 | 0 | 0 | 0 | 0 | 0 | 0 | 0 | 0 | 0 | 0 | 0 | 0 | 0 | 0 | 0 | 0 | 0 | 0 | 0 | 0 | 0
2 | 0 | 0 | 0 | 0 | 0 | 0 | 0 | 0 | 0 | 0 | 0 | 0 | 0 | 0 | 0 | 0 | 0 | 0 | 0 | 0 | 0 | 0 | 0 | 0 | 0 | 0 | 0 | 0 | 0 | 0 | 0 | 0 | 0 | 0 | 0 | 0 | 0 | 0 | 0 | 0 | 0 | 0 | 0 | 0 | 0 | 0 | 0 | 0 | 0 | 0 | 0
3 | 0 | 0 | 0 | 0 | 0 | 0 | 0 | 0 | 0 | 0 | 0 | 0 | 0 | 0 | 0 | 0 | 0 | 0 | 0 | 0 | 0 | 0 | 0 | 0 | 0 | 0 | 0 | 0 | 0 | 0 | 0 | 0 | 0 | 0 | 0 | 0 | 0 | 0 | 0 | 0 | 0 | 0 | 0 | 0 | 0 | 0 | 0 | 0 | 0 | 0 | 0
4 | 0 | 0 | 0 | 0 | 0 | 0 | 0 | 0 | 0 | 0 | 0 | 0 | 0 | 0 | 0 | 0 | 0 | 0 | 0 | 0 | 0 | 0 | 0 | 0 | 0 | 0 | 0 | 0 | 0 | 0 | 0 | 0 | 0 | 0 | 0 | 0 | 0 | 0 | 0 | 0 | 0 | 0 | 0 | 0 | 0 | 0 | 0 | 0 | 0 | 0 | 0
5 | 0 | 0 | 0 | 0 | 0 | 0 | 0 | 0 | 0 | 0 | 0 | 0 | 0 | 0 | 0 | 0 | 0 | 0 | 0 | 0 | 0 | 0 | 0 | 0 | 0 | 0 | 0 | 0 | 0 | 0 | 0 | 0 | 0 | 0 | 0 | 0 | 0 | 0 | 0 | 0 | 0 | 0 | 0 | 0 | 0 | 0 | 0 | 0 | 0 | 0 | 0
6 | 0 | 0 | 0 | 0 | 0 | 0 | 0 | 0 | 0 | 0 | 0 | 0 | 0 | 0 | 0 | 0 | 0 | 0 | 0 | 0 | 0 | 0 | 0 | 0 | 0 | 0 | 0 | 0 | 0 | 0 | 0 | 0 | 0 | 0 | 0 | 0 | 0 | 0 | 0 | 0 | 0 | 0 | 0 | 0 | 0 | 0 | 0 | 0 | 0 | 0 | 0
7 | 0 | 0 | 0 | 0 | 0 | 0 | 0 | 0 | 0 | 0 | 0 | 0 | 0 | 0 | 0 | 0 | 0 | 0 | 0 | 0 | 0 | 0 | 0 | 0 | 0 | 0 | 0 | 0 | 0 | 0 | 0 | 0 | 0 | 0 | 0 | 0 | 0 | 0 | 0 | 0 | 0 | 0 | 0 | 0 | 0 | 0 | 0 | 0 | 0 | 0 | 0
8 | 0 | 0 | 0 | 0 | 0 | 0 | 0 | 0 | 0 | 0 | 0 | 0 | 0 | 0 | 0 | 0 | 0 | 0 | 0 | 0 | 0 | 0 | 0 | 0 | 0 | 0 | 0 | 0 | 0 | 0 | 0 | 0 | 0 | 0 | 0 | 0 | 0 | 0 | 0 | 0 | 0 | 0 | 0 | 0 | 0 | 0 | 0 | 0 | 0 | 0 | 0
9 | 0 | 0 | 0 | 0 | 0 | 0 | 0 | 0 | 0 | 0 | 0 | 0 | 0 | 0 | 0 | 0 | 0 | 0 | 0 | 0 | 0 | 0 | 0 | 0 | 0 | 0 | 0 | 0 | 0 | 0 | 0 | 0 | 0 | 0 | 0 | 0 | 0 | 0 | 0 | 0 | 0 | 0 | 0 | 0 | 0 | 0 | 0 | 0 | 0 | 0 | 0
10 | 0 | 0 | 0 | 0 | 0 | 0 | 0 | 0 | 0 | 0 | 0 | 0 | 0 | 0 | 0 | 0 | 0 | 0 | 0 | 0 | 0 | 0 | 0 | 0 | 0 | 0 | 0 | 0 | 0 | 0 | 0 | 0 | 0 | 0 | 0 | 0 | 0 | 0 | 0 | 0 | 0 | 0 | 0 | 0 | 0 | 0 | 0 | 0 | 0 | 0 | 0
Annualized Cost of Equipment - Utility - Component 2
Equipment | Year 0 | Year 1 | Year 2 | Year 3 | Year 4 | Year 5 | Year 6 | Year 7 | Year 8 | Year 9 | Year 10 | Year 11 | Year 12 | Year 13 | Year 14 | Year 15 | Year 16 | Year 17 | Year 18 | Year 19 | Year 20 | Year 21 | Year 22 | Year 23 | Year 24 | Year 25 | Year 26 | Year 27 | Year 28 | Year 29 | Year 30 | Year 31 | Year 32 | Year 33 | Year 34 | Year 35 | Year 36 | Year 37 | Year 38 | Year 39 | Year 40 | Year 41 | Year 42 | Year 43 | Year 44 | Year 45 | Year 46 | Year 47 | Year 48 | Year 49 | Year 50
1 | 0 | 0 | 0 | 0 | 0 | 0 | 0 | 0 | 0 | 0 | 0 | 0 | 0 | 0 | 0 | 0 | 0 | 0 | 0 | 0 | 0 | 0 | 0 | 0 | 0 | 0 | 0 | 0 | 0 | 0 | 0 | 0 | 0 | 0 | 0 | 0 | 0 | 0 | 0 | 0 | 0 | 0 | 0 | 0 | 0 | 0 | 0 | 0 | 0 | 0 | 0
2 | 0 | 0 | 0 | 0 | 0 | 0 | 0 | 0 | 0 | 0 | 0 | 0 | 0 | 0 | 0 | 0 | 0 | 0 | 0 | 0 | 0 | 0 | 0 | 0 | 0 | 0 | 0 | 0 | 0 | 0 | 0 | 0 | 0 | 0 | 0 | 0 | 0 | 0 | 0 | 0 | 0 | 0 | 0 | 0 | 0 | 0 | 0 | 0 | 0 | 0 | 0
3 | 0 | 0 | 0 | 0 | 0 | 0 | 0 | 0 | 0 | 0 | 0 | 0 | 0 | 0 | 0 | 0 | 0 | 0 | 0 | 0 | 0 | 0 | 0 | 0 | 0 | 0 | 0 | 0 | 0 | 0 | 0 | 0 | 0 | 0 | 0 | 0 | 0 | 0 | 0 | 0 | 0 | 0 | 0 | 0 | 0 | 0 | 0 | 0 | 0 | 0 | 0
4 | 0 | 0 | 0 | 0 | 0 | 0 | 0 | 0 | 0 | 0 | 0 | 0 | 0 | 0 | 0 | 0 | 0 | 0 | 0 | 0 | 0 | 0 | 0 | 0 | 0 | 0 | 0 | 0 | 0 | 0 | 0 | 0 | 0 | 0 | 0 | 0 | 0 | 0 | 0 | 0 | 0 | 0 | 0 | 0 | 0 | 0 | 0 | 0 | 0 | 0 | 0
5 | 0 | 0 | 0 | 0 | 0 | 0 | 0 | 0 | 0 | 0 | 0 | 0 | 0 | 0 | 0 | 0 | 0 | 0 | 0 | 0 | 0 | 0 | 0 | 0 | 0 | 0 | 0 | 0 | 0 | 0 | 0 | 0 | 0 | 0 | 0 | 0 | 0 | 0 | 0 | 0 | 0 | 0 | 0 | 0 | 0 | 0 | 0 | 0 | 0 | 0 | 0
6 | 0 | 0 | 0 | 0 | 0 | 0 | 0 | 0 | 0 | 0 | 0 | 0 | 0 | 0 | 0 | 0 | 0 | 0 | 0 | 0 | 0 | 0 | 0 | 0 | 0 | 0 | 0 | 0 | 0 | 0 | 0 | 0 | 0 | 0 | 0 | 0 | 0 | 0 | 0 | 0 | 0 | 0 | 0 | 0 | 0 | 0 | 0 | 0 | 0 | 0 | 0
7 | 0 | 0 | 0 | 0 | 0 | 0 | 0 | 0 | 0 | 0 | 0 | 0 | 0 | 0 | 0 | 0 | 0 | 0 | 0 | 0 | 0 | 0 | 0 | 0 | 0 | 0 | 0 | 0 | 0 | 0 | 0 | 0 | 0 | 0 | 0 | 0 | 0 | 0 | 0 | 0 | 0 | 0 | 0 | 0 | 0 | 0 | 0 | 0 | 0 | 0 | 0
8 | 0 | 0 | 0 | 0 | 0 | 0 | 0 | 0 | 0 | 0 | 0 | 0 | 0 | 0 | 0 | 0 | 0 | 0 | 0 | 0 | 0 | 0 | 0 | 0 | 0 | 0 | 0 | 0 | 0 | 0 | 0 | 0 | 0 | 0 | 0 | 0 | 0 | 0 | 0 | 0 | 0 | 0 | 0 | 0 | 0 | 0 | 0 | 0 | 0 | 0 | 0
9 | 0 | 0 | 0 | 0 | 0 | 0 | 0 | 0 | 0 | 0 | 0 | 0 | 0 | 0 | 0 | 0 | 0 | 0 | 0 | 0 | 0 | 0 | 0 | 0 | 0 | 0 | 0 | 0 | 0 | 0 | 0 | 0 | 0 | 0 | 0 | 0 | 0 | 0 | 0 | 0 | 0 | 0 | 0 | 0 | 0 | 0 | 0 | 0 | 0 | 0 | 0
10 | 0 | 0 | 0 | 0 | 0 | 0 | 0 | 0 | 0 | 0 | 0 | 0 | 0 | 0 | 0 | 0 | 0 | 0 | 0 | 0 | 0 | 0 | 0 | 0 | 0 | 0 | 0 | 0 | 0 | 0 | 0 | 0 | 0 | 0 | 0 | 0 | 0 | 0 | 0 | 0 | 0 | 0 | 0 | 0 | 0 | 0 | 0 | 0 | 0 | 0 | 0
Annualized Cost of Operation - Participant - Component 2
Equipment | Year 0 | Year 1 | Year 2 | Year 3 | Year 4 | Year 5 | Year 6 | Year 7 | Year 8 | Year 9 | Year 10 | Year 11 | Year 12 | Year 13 | Year 14 | Year 15 | Year 16 | Year 17 | Year 18 | Year 19 | Year 20 | Year 21 | Year 22 | Year 23 | Year 24 | Year 25 | Year 26 | Year 27 | Year 28 | Year 29 | Year 30 | Year 31 | Year 32 | Year 33 | Year 34 | Year 35 | Year 36 | Year 37 | Year 38 | Year 39 | Year 40 | Year 41 | Year 42 | Year 43 | Year 44 | Year 45 | Year 46 | Year 47 | Year 48 | Year 49 | Year 50
1 | 0 | 0 | 0 | 0 | 0 | 0 | 0 | 0 | 0 | 0 | 0 | 0 | 0 | 0 | 0 | 0 | 0 | 0 | 0 | 0 | 0 | 0 | 0 | 0 | 0 | 0 | 0 | 0 | 0 | 0 | 0 | 0 | 0 | 0 | 0 | 0 | 0 | 0 | 0 | 0 | 0 | 0 | 0 | 0 | 0 | 0 | 0 | 0 | 0 | 0 | 0
2 | 0 | 0 | 0 | 0 | 0 | 0 | 0 | 0 | 0 | 0 | 0 | 0 | 0 | 0 | 0 | 0 | 0 | 0 | 0 | 0 | 0 | 0 | 0 | 0 | 0 | 0 | 0 | 0 | 0 | 0 | 0 | 0 | 0 | 0 | 0 | 0 | 0 | 0 | 0 | 0 | 0 | 0 | 0 | 0 | 0 | 0 | 0 | 0 | 0 | 0 | 0
3 | 0 | 0 | 0 | 0 | 0 | 0 | 0 | 0 | 0 | 0 | 0 | 0 | 0 | 0 | 0 | 0 | 0 | 0 | 0 | 0 | 0 | 0 | 0 | 0 | 0 | 0 | 0 | 0 | 0 | 0 | 0 | 0 | 0 | 0 | 0 | 0 | 0 | 0 | 0 | 0 | 0 | 0 | 0 | 0 | 0 | 0 | 0 | 0 | 0 | 0 | 0
4 | 0 | 0 | 0 | 0 | 0 | 0 | 0 | 0 | 0 | 0 | 0 | 0 | 0 | 0 | 0 | 0 | 0 | 0 | 0 | 0 | 0 | 0 | 0 | 0 | 0 | 0 | 0 | 0 | 0 | 0 | 0 | 0 | 0 | 0 | 0 | 0 | 0 | 0 | 0 | 0 | 0 | 0 | 0 | 0 | 0 | 0 | 0 | 0 | 0 | 0 | 0
5 | 0 | 0 | 0 | 0 | 0 | 0 | 0 | 0 | 0 | 0 | 0 | 0 | 0 | 0 | 0 | 0 | 0 | 0 | 0 | 0 | 0 | 0 | 0 | 0 | 0 | 0 | 0 | 0 | 0 | 0 | 0 | 0 | 0 | 0 | 0 | 0 | 0 | 0 | 0 | 0 | 0 | 0 | 0 | 0 | 0 | 0 | 0 | 0 | 0 | 0 | 0
6 | 0 | 0 | 0 | 0 | 0 | 0 | 0 | 0 | 0 | 0 | 0 | 0 | 0 | 0 | 0 | 0 | 0 | 0 | 0 | 0 | 0 | 0 | 0 | 0 | 0 | 0 | 0 | 0 | 0 | 0 | 0 | 0 | 0 | 0 | 0 | 0 | 0 | 0 | 0 | 0 | 0 | 0 | 0 | 0 | 0 | 0 | 0 | 0 | 0 | 0 | 0
7 | 0 | 0 | 0 | 0 | 0 | 0 | 0 | 0 | 0 | 0 | 0 | 0 | 0 | 0 | 0 | 0 | 0 | 0 | 0 | 0 | 0 | 0 | 0 | 0 | 0 | 0 | 0 | 0 | 0 | 0 | 0 | 0 | 0 | 0 | 0 | 0 | 0 | 0 | 0 | 0 | 0 | 0 | 0 | 0 | 0 | 0 | 0 | 0 | 0 | 0 | 0
8 | 0 | 0 | 0 | 0 | 0 | 0 | 0 | 0 | 0 | 0 | 0 | 0 | 0 | 0 | 0 | 0 | 0 | 0 | 0 | 0 | 0 | 0 | 0 | 0 | 0 | 0 | 0 | 0 | 0 | 0 | 0 | 0 | 0 | 0 | 0 | 0 | 0 | 0 | 0 | 0 | 0 | 0 | 0 | 0 | 0 | 0 | 0 | 0 | 0 | 0 | 0
9 | 0 | 0 | 0 | 0 | 0 | 0 | 0 | 0 | 0 | 0 | 0 | 0 | 0 | 0 | 0 | 0 | 0 | 0 | 0 | 0 | 0 | 0 | 0 | 0 | 0 | 0 | 0 | 0 | 0 | 0 | 0 | 0 | 0 | 0 | 0 | 0 | 0 | 0 | 0 | 0 | 0 | 0 | 0 | 0 | 0 | 0 | 0 | 0 | 0 | 0 | 0
10 | 0 | 0 | 0 | 0 | 0 | 0 | 0 | 0 | 0 | 0 | 0 | 0 | 0 | 0 | 0 | 0 | 0 | 0 | 0 | 0 | 0 | 0 | 0 | 0 | 0 | 0 | 0 | 0 | 0 | 0 | 0 | 0 | 0 | 0 | 0 | 0 | 0 | 0 | 0 | 0 | 0 | 0 | 0 | 0 | 0 | 0 | 0 | 0 | 0 | 0 | 0
Annualized Cost of Equipment - Participant - Component 2
Equipment | Year 0 | Year 1 | Year 2 | Year 3 | Year 4 | Year 5 | Year 6 | Year 7 | Year 8 | Year 9 | Year 10 | Year 11 | Year 12 | Year 13 | Year 14 | Year 15 | Year 16 | Year 17 | Year 18 | Year 19 | Year 20 | Year 21 | Year 22 | Year 23 | Year 24 | Year 25 | Year 26 | Year 27 | Year 28 | Year 29 | Year 30 | Year 31 | Year 32 | Year 33 | Year 34 | Year 35 | Year 36 | Year 37 | Year 38 | Year 39 | Year 40 | Year 41 | Year 42 | Year 43 | Year 44 | Year 45 | Year 46 | Year 47 | Year 48 | Year 49 | Year 50
1 | 0 | 0 | 0 | 0 | 0 | 0 | 0 | 0 | 0 | 0 | 0 | 0 | 0 | 0 | 0 | 0 | 0 | 0 | 0 | 0 | 0 | 0 | 0 | 0 | 0 | 0 | 0 | 0 | 0 | 0 | 0 | 0 | 0 | 0 | 0 | 0 | 0 | 0 | 0 | 0 | 0 | 0 | 0 | 0 | 0 | 0 | 0 | 0 | 0 | 0 | 0
2 | 0 | 0 | 0 | 0 | 0 | 0 | 0 | 0 | 0 | 0 | 0 | 0 | 0 | 0 | 0 | 0 | 0 | 0 | 0 | 0 | 0 | 0 | 0 | 0 | 0 | 0 | 0 | 0 | 0 | 0 | 0 | 0 | 0 | 0 | 0 | 0 | 0 | 0 | 0 | 0 | 0 | 0 | 0 | 0 | 0 | 0 | 0 | 0 | 0 | 0 | 0
3 | 0 | 0 | 0 | 0 | 0 | 0 | 0 | 0 | 0 | 0 | 0 | 0 | 0 | 0 | 0 | 0 | 0 | 0 | 0 | 0 | 0 | 0 | 0 | 0 | 0 | 0 | 0 | 0 | 0 | 0 | 0 | 0 | 0 | 0 | 0 | 0 | 0 | 0 | 0 | 0 | 0 | 0 | 0 | 0 | 0 | 0 | 0 | 0 | 0 | 0 | 0
4 | 0 | 0 | 0 | 0 | 0 | 0 | 0 | 0 | 0 | 0 | 0 | 0 | 0 | 0 | 0 | 0 | 0 | 0 | 0 | 0 | 0 | 0 | 0 | 0 | 0 | 0 | 0 | 0 | 0 | 0 | 0 | 0 | 0 | 0 | 0 | 0 | 0 | 0 | 0 | 0 | 0 | 0 | 0 | 0 | 0 | 0 | 0 | 0 | 0 | 0 | 0
5 | 0 | 0 | 0 | 0 | 0 | 0 | 0 | 0 | 0 | 0 | 0 | 0 | 0 | 0 | 0 | 0 | 0 | 0 | 0 | 0 | 0 | 0 | 0 | 0 | 0 | 0 | 0 | 0 | 0 | 0 | 0 | 0 | 0 | 0 | 0 | 0 | 0 | 0 | 0 | 0 | 0 | 0 | 0 | 0 | 0 | 0 | 0 | 0 | 0 | 0 | 0
6 | 0 | 0 | 0 | 0 | 0 | 0 | 0 | 0 | 0 | 0 | 0 | 0 | 0 | 0 | 0 | 0 | 0 | 0 | 0 | 0 | 0 | 0 | 0 | 0 | 0 | 0 | 0 | 0 | 0 | 0 | 0 | 0 | 0 | 0 | 0 | 0 | 0 | 0 | 0 | 0 | 0 | 0 | 0 | 0 | 0 | 0 | 0 | 0 | 0 | 0 | 0
7 | 0 | 0 | 0 | 0 | 0 | 0 | 0 | 0 | 0 | 0 | 0 | 0 | 0 | 0 | 0 | 0 | 0 | 0 | 0 | 0 | 0 | 0 | 0 | 0 | 0 | 0 | 0 | 0 | 0 | 0 | 0 | 0 | 0 | 0 | 0 | 0 | 0 | 0 | 0 | 0 | 0 | 0 | 0 | 0 | 0 | 0 | 0 | 0 | 0 | 0 | 0
8 | 0 | 0 | 0 | 0 | 0 | 0 | 0 | 0 | 0 | 0 | 0 | 0 | 0 | 0 | 0 | 0 | 0 | 0 | 0 | 0 | 0 | 0 | 0 | 0 | 0 | 0 | 0 | 0 | 0 | 0 | 0 | 0 | 0 | 0 | 0 | 0 | 0 | 0 | 0 | 0 | 0 | 0 | 0 | 0 | 0 | 0 | 0 | 0 | 0 | 0 | 0
9 | 0 | 0 | 0 | 0 | 0 | 0 | 0 | 0 | 0 | 0 | 0 | 0 | 0 | 0 | 0 | 0 | 0 | 0 | 0 | 0 | 0 | 0 | 0 | 0 | 0 | 0 | 0 | 0 | 0 | 0 | 0 | 0 | 0 | 0 | 0 | 0 | 0 | 0 | 0 | 0 | 0 | 0 | 0 | 0 | 0 | 0 | 0 | 0 | 0 | 0 | 0
10 | 0 | 0 | 0 | 0 | 0 | 0 | 0 | 0 | 0 | 0 | 0 | 0 | 0 | 0 | 0 | 0 | 0 | 0 | 0 | 0 | 0 | 0 | 0 | 0 | 0 | 0 | 0 | 0 | 0 | 0 | 0 | 0 | 0 | 0 | 0 | 0 | 0 | 0 | 0 | 0 | 0 | 0 | 0 | 0 | 0 | 0 | 0 | 0 | 0 | 0 | 0
Annualized kBTUs - Component 2
Equipment | Year 0 | Year 1 | Year 2 | Year 3 | Year 4 | Year 5 | Year 6 | Year 7 | Year 8 | Year 9 | Year 10 | Year 11 | Year 12 | Year 13 | Year 14 | Year 15 | Year 16 | Year 17 | Year 18 | Year 19 | Year 20 | Year 21 | Year 22 | Year 23 | Year 24 | Year 25 | Year 26 | Year 27 | Year 28 | Year 29 | Year 30 | Year 31 | Year 32 | Year 33 | Year 34 | Year 35 | Year 36 | Year 37 | Year 38 | Year 39 | Year 40 | Year 41 | Year 42 | Year 43 | Year 44 | Year 45 | Year 46 | Year 47 | Year 48 | Year 49 | Year 50
1 | 0 | 0 | 0 | 0 | 0 | 0 | 0 | 0 | 0 | 0 | 0 | 0 | 0 | 0 | 0 | 0 | 0 | 0 | 0 | 0 | 0 | 0 | 0 | 0 | 0 | 0 | 0 | 0 | 0 | 0 | 0 | 0 | 0 | 0 | 0 | 0 | 0 | 0 | 0 | 0 | 0 | 0 | 0 | 0 | 0 | 0 | 0 | 0 | 0 | 0 | 0
2 | 0 | 0 | 0 | 0 | 0 | 0 | 0 | 0 | 0 | 0 | 0 | 0 | 0 | 0 | 0 | 0 | 0 | 0 | 0 | 0 | 0 | 0 | 0 | 0 | 0 | 0 | 0 | 0 | 0 | 0 | 0 | 0 | 0 | 0 | 0 | 0 | 0 | 0 | 0 | 0 | 0 | 0 | 0 | 0 | 0 | 0 | 0 | 0 | 0 | 0 | 0
3 | 0 | 0 | 0 | 0 | 0 | 0 | 0 | 0 | 0 | 0 | 0 | 0 | 0 | 0 | 0 | 0 | 0 | 0 | 0 | 0 | 0 | 0 | 0 | 0 | 0 | 0 | 0 | 0 | 0 | 0 | 0 | 0 | 0 | 0 | 0 | 0 | 0 | 0 | 0 | 0 | 0 | 0 | 0 | 0 | 0 | 0 | 0 | 0 | 0 | 0 | 0
4 | 0 | 0 | 0 | 0 | 0 | 0 | 0 | 0 | 0 | 0 | 0 | 0 | 0 | 0 | 0 | 0 | 0 | 0 | 0 | 0 | 0 | 0 | 0 | 0 | 0 | 0 | 0 | 0 | 0 | 0 | 0 | 0 | 0 | 0 | 0 | 0 | 0 | 0 | 0 | 0 | 0 | 0 | 0 | 0 | 0 | 0 | 0 | 0 | 0 | 0 | 0
5 | 0 | 0 | 0 | 0 | 0 | 0 | 0 | 0 | 0 | 0 | 0 | 0 | 0 | 0 | 0 | 0 | 0 | 0 | 0 | 0 | 0 | 0 | 0 | 0 | 0 | 0 | 0 | 0 | 0 | 0 | 0 | 0 | 0 | 0 | 0 | 0 | 0 | 0 | 0 | 0 | 0 | 0 | 0 | 0 | 0 | 0 | 0 | 0 | 0 | 0 | 0
6 | 0 | 0 | 0 | 0 | 0 | 0 | 0 | 0 | 0 | 0 | 0 | 0 | 0 | 0 | 0 | 0 | 0 | 0 | 0 | 0 | 0 | 0 | 0 | 0 | 0 | 0 | 0 | 0 | 0 | 0 | 0 | 0 | 0 | 0 | 0 | 0 | 0 | 0 | 0 | 0 | 0 | 0 | 0 | 0 | 0 | 0 | 0 | 0 | 0 | 0 | 0
7 | 0 | 0 | 0 | 0 | 0 | 0 | 0 | 0 | 0 | 0 | 0 | 0 | 0 | 0 | 0 | 0 | 0 | 0 | 0 | 0 | 0 | 0 | 0 | 0 | 0 | 0 | 0 | 0 | 0 | 0 | 0 | 0 | 0 | 0 | 0 | 0 | 0 | 0 | 0 | 0 | 0 | 0 | 0 | 0 | 0 | 0 | 0 | 0 | 0 | 0 | 0
8 | 0 | 0 | 0 | 0 | 0 | 0 | 0 | 0 | 0 | 0 | 0 | 0 | 0 | 0 | 0 | 0 | 0 | 0 | 0 | 0 | 0 | 0 | 0 | 0 | 0 | 0 | 0 | 0 | 0 | 0 | 0 | 0 | 0 | 0 | 0 | 0 | 0 | 0 | 0 | 0 | 0 | 0 | 0 | 0 | 0 | 0 | 0 | 0 | 0 | 0 | 0
9 | 0 | 0 | 0 | 0 | 0 | 0 | 0 | 0 | 0 | 0 | 0 | 0 | 0 | 0 | 0 | 0 | 0 | 0 | 0 | 0 | 0 | 0 | 0 | 0 | 0 | 0 | 0 | 0 | 0 | 0 | 0 | 0 | 0 | 0 | 0 | 0 | 0 | 0 | 0 | 0 | 0 | 0 | 0 | 0 | 0 | 0 | 0 | 0 | 0 | 0 | 0
10 | 0 | 0 | 0 | 0 | 0 | 0 | 0 | 0 | 0 | 0 | 0 | 0 | 0 | 0 | 0 | 0 | 0 | 0 | 0 | 0 | 0 | 0 | 0 | 0 | 0 | 0 | 0 | 0 | 0 | 0 | 0 | 0 | 0 | 0 | 0 | 0 | 0 | 0 | 0 | 0 | 0 | 0 | 0 | 0 | 0 | 0 | 0 | 0 | 0 | 0 | 0
On Market - Component 2
Equipment | Year 0 | Year 1 | Year 2 | Year 3 | Year 4 | Year 5 | Year 6 | Year 7 | Year 8 | Year 9 | Year 10 | Year 11 | Year 12 | Year 13 | Year 14 | Year 15 | Year 16 | Year 17 | Year 18 | Year 19 | Year 20 | Year 21 | Year 22 | Year 23 | Year 24 | Year 25 | Year 26 | Year 27 | Year 28 | Year 29 | Year 30 | Year 31 | Year 32 | Year 33 | Year 34 | Year 35 | Year 36 | Year 37 | Year 38 | Year 39 | Year 40 | Year 41 | Year 42 | Year 43 | Year 44 | Year 45 | Year 46 | Year 47 | Year 48 | Year 49 | Year 50
1 | 0 | 0 | 0 | 0 | 0 | 0 | 0 | 0 | 0 | 0 | 0 | 0 | 0 | 0 | 0 | 0 | 0 | 0 | 0 | 0 | 0 | 0 | 0 | 0 | 0 | 0 | 0 | 0 | 0 | 0 | 0 | 0 | 0 | 0 | 0 | 0 | 0 | 0 | 0 | 0 | 0 | 0 | 0 | 0 | 0 | 0 | 0 | 0 | 0 | 0 | 0
2 | 0 | 0 | 0 | 0 | 0 | 0 | 0 | 0 | 0 | 0 | 0 | 0 | 0 | 0 | 0 | 0 | 0 | 0 | 0 | 0 | 0 | 0 | 0 | 0 | 0 | 0 | 0 | 0 | 0 | 0 | 0 | 0 | 0 | 0 | 0 | 0 | 0 | 0 | 0 | 0 | 0 | 0 | 0 | 0 | 0 | 0 | 0 | 0 | 0 | 0 | 0
3 | 0 | 0 | 0 | 0 | 0 | 0 | 0 | 0 | 0 | 0 | 0 | 0 | 0 | 0 | 0 | 0 | 0 | 0 | 0 | 0 | 0 | 0 | 0 | 0 | 0 | 0 | 0 | 0 | 0 | 0 | 0 | 0 | 0 | 0 | 0 | 0 | 0 | 0 | 0 | 0 | 0 | 0 | 0 | 0 | 0 | 0 | 0 | 0 | 0 | 0 | 0
4 | 0 | 0 | 0 | 0 | 0 | 0 | 0 | 0 | 0 | 0 | 0 | 0 | 0 | 0 | 0 | 0 | 0 | 0 | 0 | 0 | 0 | 0 | 0 | 0 | 0 | 0 | 0 | 0 | 0 | 0 | 0 | 0 | 0 | 0 | 0 | 0 | 0 | 0 | 0 | 0 | 0 | 0 | 0 | 0 | 0 | 0 | 0 | 0 | 0 | 0 | 0
5 | 0 | 0 | 0 | 0 | 0 | 0 | 0 | 0 | 0 | 0 | 0 | 0 | 0 | 0 | 0 | 0 | 0 | 0 | 0 | 0 | 0 | 0 | 0 | 0 | 0 | 0 | 0 | 0 | 0 | 0 | 0 | 0 | 0 | 0 | 0 | 0 | 0 | 0 | 0 | 0 | 0 | 0 | 0 | 0 | 0 | 0 | 0 | 0 | 0 | 0 | 0
6 | 0 | 0 | 0 | 0 | 0 | 0 | 0 | 0 | 0 | 0 | 0 | 0 | 0 | 0 | 0 | 0 | 0 | 0 | 0 | 0 | 0 | 0 | 0 | 0 | 0 | 0 | 0 | 0 | 0 | 0 | 0 | 0 | 0 | 0 | 0 | 0 | 0 | 0 | 0 | 0 | 0 | 0 | 0 | 0 | 0 | 0 | 0 | 0 | 0 | 0 | 0
7 | 0 | 0 | 0 | 0 | 0 | 0 | 0 | 0 | 0 | 0 | 0 | 0 | 0 | 0 | 0 | 0 | 0 | 0 | 0 | 0 | 0 | 0 | 0 | 0 | 0 | 0 | 0 | 0 | 0 | 0 | 0 | 0 | 0 | 0 | 0 | 0 | 0 | 0 | 0 | 0 | 0 | 0 | 0 | 0 | 0 | 0 | 0 | 0 | 0 | 0 | 0
8 | 0 | 0 | 0 | 0 | 0 | 0 | 0 | 0 | 0 | 0 | 0 | 0 | 0 | 0 | 0 | 0 | 0 | 0 | 0 | 0 | 0 | 0 | 0 | 0 | 0 | 0 | 0 | 0 | 0 | 0 | 0 | 0 | 0 | 0 | 0 | 0 | 0 | 0 | 0 | 0 | 0 | 0 | 0 | 0 | 0 | 0 | 0 | 0 | 0 | 0 | 0
9 | 0 | 0 | 0 | 0 | 0 | 0 | 0 | 0 | 0 | 0 | 0 | 0 | 0 | 0 | 0 | 0 | 0 | 0 | 0 | 0 | 0 | 0 | 0 | 0 | 0 | 0 | 0 | 0 | 0 | 0 | 0 | 0 | 0 | 0 | 0 | 0 | 0 | 0 | 0 | 0 | 0 | 0 | 0 | 0 | 0 | 0 | 0 | 0 | 0 | 0 | 0
10 | 0 | 0 | 0 | 0 | 0 | 0 | 0 | 0 | 0 | 0 | 0 | 0 | 0 | 0 | 0 | 0 | 0 | 0 | 0 | 0 | 0 | 0 | 0 | 0 | 0 | 0 | 0 | 0 | 0 | 0 | 0 | 0 | 0 | 0 | 0 | 0 | 0 | 0 | 0 | 0 | 0 | 0 | 0 | 0 | 0 | 0 | 0 | 0 | 0 | 0 | 0
Technical kBTUs - Component 2
Value | Year 0 | Year 1 | Year 2 | Year 3 | Year 4 | Year 5 | Year 6 | Year 7 | Year 8 | Year 9 | Year 10 | Year 11 | Year 12 | Year 13 | Year 14 | Year 15 | Year 16 | Year 17 | Year 18 | Year 19 | Year 20 | Year 21 | Year 22 | Year 23 | Year 24 | Year 25 | Year 26 | Year 27 | Year 28 | Year 29 | Year 30 | Year 31 | Year 32 | Year 33 | Year 34 | Year 35 | Year 36 | Year 37 | Year 38 | Year 39 | Year 40 | Year 41 | Year 42 | Year 43 | Year 44 | Year 45 | Year 46 | Year 47 | Year 48 | Year 49 | Year 50
Annualized kBTUs | 0 | 0 | 0 | 0 | 0 | 0 | 0 | 0 | 0 | 0 | 0 | 0 | 0 | 0 | 0 | 0 | 0 | 0 | 0 | 0 | 0 | 0 | 0 | 0 | 0 | 0 | 0 | 0 | 0 | 0 | 0 | 0 | 0 | 0 | 0 | 0 | 0 | 0 | 0 | 0 | 0 | 0 | 0 | 0 | 0 | 0 | 0 | 0 | 0 | 0 | 0
Lifetimes - Component 2
Scenario | Year 0 | Year 1 | Year 2 | Year 3 | Year 4 | Year 5 | Year 6 | Year 7 | Year 8 | Year 9 | Year 10 | Year 11 | Year 12 | Year 13 | Year 14 | Year 15 | Year 16 | Year 17 | Year 18 | Year 19 | Year 20 | Year 21 | Year 22 | Year 23 | Year 24 | Year 25 | Year 26 | Year 27 | Year 28 | Year 29 | Year 30 | Year 31 | Year 32 | Year 33 | Year 34 | Year 35 | Year 36 | Year 37 | Year 38 | Year 39 | Year 40 | Year 41 | Year 42 | Year 43 | Year 44 | Year 45 | Year 46 | Year 47 | Year 48 | Year 49 | Year 50
NC - Min. Lifetime | 0 | 0 | 0 | 0 | 0 | 0 | 0 | 0 | 0 | 0 | 0 | 0 | 0 | 0 | 0 | 0 | 0 | 0 | 0 | 0 | 0 | 0 | 0 | 0 | 0 | 0 | 0 | 0 | 0 | 0 | 0 | 0 | 0 | 0 | 0 | 0 | 0 | 0 | 0 | 0 | 0 | 0 | 0 | 0 | 0 | 0 | 0 | 0 | 0 | 0 | 0
NC - Max. Lifetime | 0 | 0 | 0 | 0 | 0 | 0 | 0 | 0 | 0 | 0 | 0 | 0 | 0 | 0 | 0 | 0 | 0 | 0 | 0 | 0 | 0 | 0 | 0 | 0 | 0 | 0 | 0 | 0 | 0 | 0 | 0 | 0 | 0 | 0 | 0 | 0 | 0 | 0 | 0 | 0 | 0 | 0 | 0 | 0 | 0 | 0 | 0 | 0 | 0 | 0 | 0
Equipment Options - Component 3
Equipment | Year 0: Label; Year 1: Min. Lifetime; Year 2: Max. Lifetime; Year 3: On Market; Year 4: Off Market; Year 5: Available; Year 6: On Date; Year 7: Off Date
1 | Year 5: 0:00; Year 6: 0; Year 7: 0
2 | Year 5: 0:00; Year 6: 0; Year 7: 0
3 | Year 5: 0:00; Year 6: 0; Year 7: 0
4 | Year 5: 0:00; Year 6: 0; Year 7: 0
5 | Year 5: 0:00; Year 6: 0; Year 7: 0
6 | Year 5: 0:00; Year 6: 0; Year 7: 0
7 | Year 5: 0:00; Year 6: 0; Year 7: 0
8 | Year 5: 0:00; Year 6: 0; Year 7: 0
9 | Year 5: 0:00; Year 6: 0; Year 7: 0
10 | Year 5: 0:00; Year 6: 0; Year 7: 0
Purchase Shares - Component 3
Equipment | Year 0 | Year 1 | Year 2 | Year 3 | Year 4 | Year 5 | Year 6 | Year 7 | Year 8 | Year 9 | Year 10 | Year 11 | Year 12 | Year 13 | Year 14 | Year 15 | Year 16 | Year 17 | Year 18 | Year 19 | Year 20 | Year 21 | Year 22 | Year 23 | Year 24 | Year 25 | Year 26 | Year 27 | Year 28 | Year 29 | Year 30 | Year 31 | Year 32 | Year 33 | Year 34 | Year 35 | Year 36 | Year 37 | Year 38 | Year 39 | Year 40 | Year 41 | Year 42 | Year 43 | Year 44 | Year 45 | Year 46 | Year 47 | Year 48 | Year 49 | Year 50
1 | bar: Year 0 to Year 50
2 | bar: Year 0 to Year 50
3 | bar: Year 0 to Year 50
4 | bar: Year 0 to Year 50
5 | bar: Year 0 to Year 50
6 | bar: Year 0 to Year 50
7 | bar: Year 0 to Year 50
8 | bar: Year 0 to Year 50
9 | bar: Year 0 to Year 50
10 | bar: Year 0 to Year 50
Annualized Cost of Operation - Utility - Component 3
Equipment | Year 0 | Year 1 | Year 2 | Year 3 | Year 4 | Year 5 | Year 6 | Year 7 | Year 8 | Year 9 | Year 10 | Year 11 | Year 12 | Year 13 | Year 14 | Year 15 | Year 16 | Year 17 | Year 18 | Year 19 | Year 20 | Year 21 | Year 22 | Year 23 | Year 24 | Year 25 | Year 26 | Year 27 | Year 28 | Year 29 | Year 30 | Year 31 | Year 32 | Year 33 | Year 34 | Year 35 | Year 36 | Year 37 | Year 38 | Year 39 | Year 40 | Year 41 | Year 42 | Year 43 | Year 44 | Year 45 | Year 46 | Year 47 | Year 48 | Year 49 | Year 50
1 | 0 | 0 | 0 | 0 | 0 | 0 | 0 | 0 | 0 | 0 | 0 | 0 | 0 | 0 | 0 | 0 | 0 | 0 | 0 | 0 | 0 | 0 | 0 | 0 | 0 | 0 | 0 | 0 | 0 | 0 | 0 | 0 | 0 | 0 | 0 | 0 | 0 | 0 | 0 | 0 | 0 | 0 | 0 | 0 | 0 | 0 | 0 | 0 | 0 | 0 | 0
2 | 0 | 0 | 0 | 0 | 0 | 0 | 0 | 0 | 0 | 0 | 0 | 0 | 0 | 0 | 0 | 0 | 0 | 0 | 0 | 0 | 0 | 0 | 0 | 0 | 0 | 0 | 0 | 0 | 0 | 0 | 0 | 0 | 0 | 0 | 0 | 0 | 0 | 0 | 0 | 0 | 0 | 0 | 0 | 0 | 0 | 0 | 0 | 0 | 0 | 0 | 0
3 | 0 | 0 | 0 | 0 | 0 | 0 | 0 | 0 | 0 | 0 | 0 | 0 | 0 | 0 | 0 | 0 | 0 | 0 | 0 | 0 | 0 | 0 | 0 | 0 | 0 | 0 | 0 | 0 | 0 | 0 | 0 | 0 | 0 | 0 | 0 | 0 | 0 | 0 | 0 | 0 | 0 | 0 | 0 | 0 | 0 | 0 | 0 | 0 | 0 | 0 | 0
4 | 0 | 0 | 0 | 0 | 0 | 0 | 0 | 0 | 0 | 0 | 0 | 0 | 0 | 0 | 0 | 0 | 0 | 0 | 0 | 0 | 0 | 0 | 0 | 0 | 0 | 0 | 0 | 0 | 0 | 0 | 0 | 0 | 0 | 0 | 0 | 0 | 0 | 0 | 0 | 0 | 0 | 0 | 0 | 0 | 0 | 0 | 0 | 0 | 0 | 0 | 0
5 | 0 | 0 | 0 | 0 | 0 | 0 | 0 | 0 | 0 | 0 | 0 | 0 | 0 | 0 | 0 | 0 | 0 | 0 | 0 | 0 | 0 | 0 | 0 | 0 | 0 | 0 | 0 | 0 | 0 | 0 | 0 | 0 | 0 | 0 | 0 | 0 | 0 | 0 | 0 | 0 | 0 | 0 | 0 | 0 | 0 | 0 | 0 | 0 | 0 | 0 | 0
6 | 0 | 0 | 0 | 0 | 0 | 0 | 0 | 0 | 0 | 0 | 0 | 0 | 0 | 0 | 0 | 0 | 0 | 0 | 0 | 0 | 0 | 0 | 0 | 0 | 0 | 0 | 0 | 0 | 0 | 0 | 0 | 0 | 0 | 0 | 0 | 0 | 0 | 0 | 0 | 0 | 0 | 0 | 0 | 0 | 0 | 0 | 0 | 0 | 0 | 0 | 0
7 | 0 | 0 | 0 | 0 | 0 | 0 | 0 | 0 | 0 | 0 | 0 | 0 | 0 | 0 | 0 | 0 | 0 | 0 | 0 | 0 | 0 | 0 | 0 | 0 | 0 | 0 | 0 | 0 | 0 | 0 | 0 | 0 | 0 | 0 | 0 | 0 | 0 | 0 | 0 | 0 | 0 | 0 | 0 | 0 | 0 | 0 | 0 | 0 | 0 | 0 | 0
8 | 0 | 0 | 0 | 0 | 0 | 0 | 0 | 0 | 0 | 0 | 0 | 0 | 0 | 0 | 0 | 0 | 0 | 0 | 0 | 0 | 0 | 0 | 0 | 0 | 0 | 0 | 0 | 0 | 0 | 0 | 0 | 0 | 0 | 0 | 0 | 0 | 0 | 0 | 0 | 0 | 0 | 0 | 0 | 0 | 0 | 0 | 0 | 0 | 0 | 0 | 0
9 | 0 | 0 | 0 | 0 | 0 | 0 | 0 | 0 | 0 | 0 | 0 | 0 | 0 | 0 | 0 | 0 | 0 | 0 | 0 | 0 | 0 | 0 | 0 | 0 | 0 | 0 | 0 | 0 | 0 | 0 | 0 | 0 | 0 | 0 | 0 | 0 | 0 | 0 | 0 | 0 | 0 | 0 | 0 | 0 | 0 | 0 | 0 | 0 | 0 | 0 | 0
10 | 0 | 0 | 0 | 0 | 0 | 0 | 0 | 0 | 0 | 0 | 0 | 0 | 0 | 0 | 0 | 0 | 0 | 0 | 0 | 0 | 0 | 0 | 0 | 0 | 0 | 0 | 0 | 0 | 0 | 0 | 0 | 0 | 0 | 0 | 0 | 0 | 0 | 0 | 0 | 0 | 0 | 0 | 0 | 0 | 0 | 0 | 0 | 0 | 0 | 0 | 0
Annualized Sales from Operation - Utility - Component 3
Equipment | Year 0 | Year 1 | Year 2 | Year 3 | Year 4 | Year 5 | Year 6 | Year 7 | Year 8 | Year 9 | Year 10 | Year 11 | Year 12 | Year 13 | Year 14 | Year 15 | Year 16 | Year 17 | Year 18 | Year 19 | Year 20 | Year 21 | Year 22 | Year 23 | Year 24 | Year 25 | Year 26 | Year 27 | Year 28 | Year 29 | Year 30 | Year 31 | Year 32 | Year 33 | Year 34 | Year 35 | Year 36 | Year 37 | Year 38 | Year 39 | Year 40 | Year 41 | Year 42 | Year 43 | Year 44 | Year 45 | Year 46 | Year 47 | Year 48 | Year 49 | Year 50
1 | 0 | 0 | 0 | 0 | 0 | 0 | 0 | 0 | 0 | 0 | 0 | 0 | 0 | 0 | 0 | 0 | 0 | 0 | 0 | 0 | 0 | 0 | 0 | 0 | 0 | 0 | 0 | 0 | 0 | 0 | 0 | 0 | 0 | 0 | 0 | 0 | 0 | 0 | 0 | 0 | 0 | 0 | 0 | 0 | 0 | 0 | 0 | 0 | 0 | 0 | 0
2 | 0 | 0 | 0 | 0 | 0 | 0 | 0 | 0 | 0 | 0 | 0 | 0 | 0 | 0 | 0 | 0 | 0 | 0 | 0 | 0 | 0 | 0 | 0 | 0 | 0 | 0 | 0 | 0 | 0 | 0 | 0 | 0 | 0 | 0 | 0 | 0 | 0 | 0 | 0 | 0 | 0 | 0 | 0 | 0 | 0 | 0 | 0 | 0 | 0 | 0 | 0
3 | 0 | 0 | 0 | 0 | 0 | 0 | 0 | 0 | 0 | 0 | 0 | 0 | 0 | 0 | 0 | 0 | 0 | 0 | 0 | 0 | 0 | 0 | 0 | 0 | 0 | 0 | 0 | 0 | 0 | 0 | 0 | 0 | 0 | 0 | 0 | 0 | 0 | 0 | 0 | 0 | 0 | 0 | 0 | 0 | 0 | 0 | 0 | 0 | 0 | 0 | 0
4 | 0 | 0 | 0 | 0 | 0 | 0 | 0 | 0 | 0 | 0 | 0 | 0 | 0 | 0 | 0 | 0 | 0 | 0 | 0 | 0 | 0 | 0 | 0 | 0 | 0 | 0 | 0 | 0 | 0 | 0 | 0 | 0 | 0 | 0 | 0 | 0 | 0 | 0 | 0 | 0 | 0 | 0 | 0 | 0 | 0 | 0 | 0 | 0 | 0 | 0 | 0
5 | 0 | 0 | 0 | 0 | 0 | 0 | 0 | 0 | 0 | 0 | 0 | 0 | 0 | 0 | 0 | 0 | 0 | 0 | 0 | 0 | 0 | 0 | 0 | 0 | 0 | 0 | 0 | 0 | 0 | 0 | 0 | 0 | 0 | 0 | 0 | 0 | 0 | 0 | 0 | 0 | 0 | 0 | 0 | 0 | 0 | 0 | 0 | 0 | 0 | 0 | 0
6 | 0 | 0 | 0 | 0 | 0 | 0 | 0 | 0 | 0 | 0 | 0 | 0 | 0 | 0 | 0 | 0 | 0 | 0 | 0 | 0 | 0 | 0 | 0 | 0 | 0 | 0 | 0 | 0 | 0 | 0 | 0 | 0 | 0 | 0 | 0 | 0 | 0 | 0 | 0 | 0 | 0 | 0 | 0 | 0 | 0 | 0 | 0 | 0 | 0 | 0 | 0
7 | 0 | 0 | 0 | 0 | 0 | 0 | 0 | 0 | 0 | 0 | 0 | 0 | 0 | 0 | 0 | 0 | 0 | 0 | 0 | 0 | 0 | 0 | 0 | 0 | 0 | 0 | 0 | 0 | 0 | 0 | 0 | 0 | 0 | 0 | 0 | 0 | 0 | 0 | 0 | 0 | 0 | 0 | 0 | 0 | 0 | 0 | 0 | 0 | 0 | 0 | 0
8 | 0 | 0 | 0 | 0 | 0 | 0 | 0 | 0 | 0 | 0 | 0 | 0 | 0 | 0 | 0 | 0 | 0 | 0 | 0 | 0 | 0 | 0 | 0 | 0 | 0 | 0 | 0 | 0 | 0 | 0 | 0 | 0 | 0 | 0 | 0 | 0 | 0 | 0 | 0 | 0 | 0 | 0 | 0 | 0 | 0 | 0 | 0 | 0 | 0 | 0 | 0
9 | 0 | 0 | 0 | 0 | 0 | 0 | 0 | 0 | 0 | 0 | 0 | 0 | 0 | 0 | 0 | 0 | 0 | 0 | 0 | 0 | 0 | 0 | 0 | 0 | 0 | 0 | 0 | 0 | 0 | 0 | 0 | 0 | 0 | 0 | 0 | 0 | 0 | 0 | 0 | 0 | 0 | 0 | 0 | 0 | 0 | 0 | 0 | 0 | 0 | 0 | 0
10 | 0 | 0 | 0 | 0 | 0 | 0 | 0 | 0 | 0 | 0 | 0 | 0 | 0 | 0 | 0 | 0 | 0 | 0 | 0 | 0 | 0 | 0 | 0 | 0 | 0 | 0 | 0 | 0 | 0 | 0 | 0 | 0 | 0 | 0 | 0 | 0 | 0 | 0 | 0 | 0 | 0 | 0 | 0 | 0 | 0 | 0 | 0 | 0 | 0 | 0 | 0
Annualized Cost of Equipment - Utility - Component 3
Equipment | Year 0 | Year 1 | Year 2 | Year 3 | Year 4 | Year 5 | Year 6 | Year 7 | Year 8 | Year 9 | Year 10 | Year 11 | Year 12 | Year 13 | Year 14 | Year 15 | Year 16 | Year 17 | Year 18 | Year 19 | Year 20 | Year 21 | Year 22 | Year 23 | Year 24 | Year 25 | Year 26 | Year 27 | Year 28 | Year 29 | Year 30 | Year 31 | Year 32 | Year 33 | Year 34 | Year 35 | Year 36 | Year 37 | Year 38 | Year 39 | Year 40 | Year 41 | Year 42 | Year 43 | Year 44 | Year 45 | Year 46 | Year 47 | Year 48 | Year 49 | Year 50
1 | 0 | 0 | 0 | 0 | 0 | 0 | 0 | 0 | 0 | 0 | 0 | 0 | 0 | 0 | 0 | 0 | 0 | 0 | 0 | 0 | 0 | 0 | 0 | 0 | 0 | 0 | 0 | 0 | 0 | 0 | 0 | 0 | 0 | 0 | 0 | 0 | 0 | 0 | 0 | 0 | 0 | 0 | 0 | 0 | 0 | 0 | 0 | 0 | 0 | 0 | 0
2 | 0 | 0 | 0 | 0 | 0 | 0 | 0 | 0 | 0 | 0 | 0 | 0 | 0 | 0 | 0 | 0 | 0 | 0 | 0 | 0 | 0 | 0 | 0 | 0 | 0 | 0 | 0 | 0 | 0 | 0 | 0 | 0 | 0 | 0 | 0 | 0 | 0 | 0 | 0 | 0 | 0 | 0 | 0 | 0 | 0 | 0 | 0 | 0 | 0 | 0 | 0
3 | 0 | 0 | 0 | 0 | 0 | 0 | 0 | 0 | 0 | 0 | 0 | 0 | 0 | 0 | 0 | 0 | 0 | 0 | 0 | 0 | 0 | 0 | 0 | 0 | 0 | 0 | 0 | 0 | 0 | 0 | 0 | 0 | 0 | 0 | 0 | 0 | 0 | 0 | 0 | 0 | 0 | 0 | 0 | 0 | 0 | 0 | 0 | 0 | 0 | 0 | 0
4 | 0 | 0 | 0 | 0 | 0 | 0 | 0 | 0 | 0 | 0 | 0 | 0 | 0 | 0 | 0 | 0 | 0 | 0 | 0 | 0 | 0 | 0 | 0 | 0 | 0 | 0 | 0 | 0 | 0 | 0 | 0 | 0 | 0 | 0 | 0 | 0 | 0 | 0 | 0 | 0 | 0 | 0 | 0 | 0 | 0 | 0 | 0 | 0 | 0 | 0 | 0
5 | 0 | 0 | 0 | 0 | 0 | 0 | 0 | 0 | 0 | 0 | 0 | 0 | 0 | 0 | 0 | 0 | 0 | 0 | 0 | 0 | 0 | 0 | 0 | 0 | 0 | 0 | 0 | 0 | 0 | 0 | 0 | 0 | 0 | 0 | 0 | 0 | 0 | 0 | 0 | 0 | 0 | 0 | 0 | 0 | 0 | 0 | 0 | 0 | 0 | 0 | 0
6 | 0 | 0 | 0 | 0 | 0 | 0 | 0 | 0 | 0 | 0 | 0 | 0 | 0 | 0 | 0 | 0 | 0 | 0 | 0 | 0 | 0 | 0 | 0 | 0 | 0 | 0 | 0 | 0 | 0 | 0 | 0 | 0 | 0 | 0 | 0 | 0 | 0 | 0 | 0 | 0 | 0 | 0 | 0 | 0 | 0 | 0 | 0 | 0 | 0 | 0 | 0
7 | 0 | 0 | 0 | 0 | 0 | 0 | 0 | 0 | 0 | 0 | 0 | 0 | 0 | 0 | 0 | 0 | 0 | 0 | 0 | 0 | 0 | 0 | 0 | 0 | 0 | 0 | 0 | 0 | 0 | 0 | 0 | 0 | 0 | 0 | 0 | 0 | 0 | 0 | 0 | 0 | 0 | 0 | 0 | 0 | 0 | 0 | 0 | 0 | 0 | 0 | 0
8 | 0 | 0 | 0 | 0 | 0 | 0 | 0 | 0 | 0 | 0 | 0 | 0 | 0 | 0 | 0 | 0 | 0 | 0 | 0 | 0 | 0 | 0 | 0 | 0 | 0 | 0 | 0 | 0 | 0 | 0 | 0 | 0 | 0 | 0 | 0 | 0 | 0 | 0 | 0 | 0 | 0 | 0 | 0 | 0 | 0 | 0 | 0 | 0 | 0 | 0 | 0
9 | 0 | 0 | 0 | 0 | 0 | 0 | 0 | 0 | 0 | 0 | 0 | 0 | 0 | 0 | 0 | 0 | 0 | 0 | 0 | 0 | 0 | 0 | 0 | 0 | 0 | 0 | 0 | 0 | 0 | 0 | 0 | 0 | 0 | 0 | 0 | 0 | 0 | 0 | 0 | 0 | 0 | 0 | 0 | 0 | 0 | 0 | 0 | 0 | 0 | 0 | 0
10 | 0 | 0 | 0 | 0 | 0 | 0 | 0 | 0 | 0 | 0 | 0 | 0 | 0 | 0 | 0 | 0 | 0 | 0 | 0 | 0 | 0 | 0 | 0 | 0 | 0 | 0 | 0 | 0 | 0 | 0 | 0 | 0 | 0 | 0 | 0 | 0 | 0 | 0 | 0 | 0 | 0 | 0 | 0 | 0 | 0 | 0 | 0 | 0 | 0 | 0 | 0
Annualized Cost of Operation - Participant - Component 3
Equipment | Year 0 | Year 1 | Year 2 | Year 3 | Year 4 | Year 5 | Year 6 | Year 7 | Year 8 | Year 9 | Year 10 | Year 11 | Year 12 | Year 13 | Year 14 | Year 15 | Year 16 | Year 17 | Year 18 | Year 19 | Year 20 | Year 21 | Year 22 | Year 23 | Year 24 | Year 25 | Year 26 | Year 27 | Year 28 | Year 29 | Year 30 | Year 31 | Year 32 | Year 33 | Year 34 | Year 35 | Year 36 | Year 37 | Year 38 | Year 39 | Year 40 | Year 41 | Year 42 | Year 43 | Year 44 | Year 45 | Year 46 | Year 47 | Year 48 | Year 49 | Year 50
1 | 0 | 0 | 0 | 0 | 0 | 0 | 0 | 0 | 0 | 0 | 0 | 0 | 0 | 0 | 0 | 0 | 0 | 0 | 0 | 0 | 0 | 0 | 0 | 0 | 0 | 0 | 0 | 0 | 0 | 0 | 0 | 0 | 0 | 0 | 0 | 0 | 0 | 0 | 0 | 0 | 0 | 0 | 0 | 0 | 0 | 0 | 0 | 0 | 0 | 0 | 0
2 | 0 | 0 | 0 | 0 | 0 | 0 | 0 | 0 | 0 | 0 | 0 | 0 | 0 | 0 | 0 | 0 | 0 | 0 | 0 | 0 | 0 | 0 | 0 | 0 | 0 | 0 | 0 | 0 | 0 | 0 | 0 | 0 | 0 | 0 | 0 | 0 | 0 | 0 | 0 | 0 | 0 | 0 | 0 | 0 | 0 | 0 | 0 | 0 | 0 | 0 | 0
3 | 0 | 0 | 0 | 0 | 0 | 0 | 0 | 0 | 0 | 0 | 0 | 0 | 0 | 0 | 0 | 0 | 0 | 0 | 0 | 0 | 0 | 0 | 0 | 0 | 0 | 0 | 0 | 0 | 0 | 0 | 0 | 0 | 0 | 0 | 0 | 0 | 0 | 0 | 0 | 0 | 0 | 0 | 0 | 0 | 0 | 0 | 0 | 0 | 0 | 0 | 0
4 | 0 | 0 | 0 | 0 | 0 | 0 | 0 | 0 | 0 | 0 | 0 | 0 | 0 | 0 | 0 | 0 | 0 | 0 | 0 | 0 | 0 | 0 | 0 | 0 | 0 | 0 | 0 | 0 | 0 | 0 | 0 | 0 | 0 | 0 | 0 | 0 | 0 | 0 | 0 | 0 | 0 | 0 | 0 | 0 | 0 | 0 | 0 | 0 | 0 | 0 | 0
5 | 0 | 0 | 0 | 0 | 0 | 0 | 0 | 0 | 0 | 0 | 0 | 0 | 0 | 0 | 0 | 0 | 0 | 0 | 0 | 0 | 0 | 0 | 0 | 0 | 0 | 0 | 0 | 0 | 0 | 0 | 0 | 0 | 0 | 0 | 0 | 0 | 0 | 0 | 0 | 0 | 0 | 0 | 0 | 0 | 0 | 0 | 0 | 0 | 0 | 0 | 0
6 | 0 | 0 | 0 | 0 | 0 | 0 | 0 | 0 | 0 | 0 | 0 | 0 | 0 | 0 | 0 | 0 | 0 | 0 | 0 | 0 | 0 | 0 | 0 | 0 | 0 | 0 | 0 | 0 | 0 | 0 | 0 | 0 | 0 | 0 | 0 | 0 | 0 | 0 | 0 | 0 | 0 | 0 | 0 | 0 | 0 | 0 | 0 | 0 | 0 | 0 | 0
7 | 0 | 0 | 0 | 0 | 0 | 0 | 0 | 0 | 0 | 0 | 0 | 0 | 0 | 0 | 0 | 0 | 0 | 0 | 0 | 0 | 0 | 0 | 0 | 0 | 0 | 0 | 0 | 0 | 0 | 0 | 0 | 0 | 0 | 0 | 0 | 0 | 0 | 0 | 0 | 0 | 0 | 0 | 0 | 0 | 0 | 0 | 0 | 0 | 0 | 0 | 0
8 | 0 | 0 | 0 | 0 | 0 | 0 | 0 | 0 | 0 | 0 | 0 | 0 | 0 | 0 | 0 | 0 | 0 | 0 | 0 | 0 | 0 | 0 | 0 | 0 | 0 | 0 | 0 | 0 | 0 | 0 | 0 | 0 | 0 | 0 | 0 | 0 | 0 | 0 | 0 | 0 | 0 | 0 | 0 | 0 | 0 | 0 | 0 | 0 | 0 | 0 | 0
9 | 0 | 0 | 0 | 0 | 0 | 0 | 0 | 0 | 0 | 0 | 0 | 0 | 0 | 0 | 0 | 0 | 0 | 0 | 0 | 0 | 0 | 0 | 0 | 0 | 0 | 0 | 0 | 0 | 0 | 0 | 0 | 0 | 0 | 0 | 0 | 0 | 0 | 0 | 0 | 0 | 0 | 0 | 0 | 0 | 0 | 0 | 0 | 0 | 0 | 0 | 0
10 | 0 | 0 | 0 | 0 | 0 | 0 | 0 | 0 | 0 | 0 | 0 | 0 | 0 | 0 | 0 | 0 | 0 | 0 | 0 | 0 | 0 | 0 | 0 | 0 | 0 | 0 | 0 | 0 | 0 | 0 | 0 | 0 | 0 | 0 | 0 | 0 | 0 | 0 | 0 | 0 | 0 | 0 | 0 | 0 | 0 | 0 | 0 | 0 | 0 | 0 | 0
Annualized Cost of Equipment - Participant - Component 3
Equipment | Year 0 | Year 1 | Year 2 | Year 3 | Year 4 | Year 5 | Year 6 | Year 7 | Year 8 | Year 9 | Year 10 | Year 11 | Year 12 | Year 13 | Year 14 | Year 15 | Year 16 | Year 17 | Year 18 | Year 19 | Year 20 | Year 21 | Year 22 | Year 23 | Year 24 | Year 25 | Year 26 | Year 27 | Year 28 | Year 29 | Year 30 | Year 31 | Year 32 | Year 33 | Year 34 | Year 35 | Year 36 | Year 37 | Year 38 | Year 39 | Year 40 | Year 41 | Year 42 | Year 43 | Year 44 | Year 45 | Year 46 | Year 47 | Year 48 | Year 49 | Year 50
1 | 0 | 0 | 0 | 0 | 0 | 0 | 0 | 0 | 0 | 0 | 0 | 0 | 0 | 0 | 0 | 0 | 0 | 0 | 0 | 0 | 0 | 0 | 0 | 0 | 0 | 0 | 0 | 0 | 0 | 0 | 0 | 0 | 0 | 0 | 0 | 0 | 0 | 0 | 0 | 0 | 0 | 0 | 0 | 0 | 0 | 0 | 0 | 0 | 0 | 0 | 0
2 | 0 | 0 | 0 | 0 | 0 | 0 | 0 | 0 | 0 | 0 | 0 | 0 | 0 | 0 | 0 | 0 | 0 | 0 | 0 | 0 | 0 | 0 | 0 | 0 | 0 | 0 | 0 | 0 | 0 | 0 | 0 | 0 | 0 | 0 | 0 | 0 | 0 | 0 | 0 | 0 | 0 | 0 | 0 | 0 | 0 | 0 | 0 | 0 | 0 | 0 | 0
3 | 0 | 0 | 0 | 0 | 0 | 0 | 0 | 0 | 0 | 0 | 0 | 0 | 0 | 0 | 0 | 0 | 0 | 0 | 0 | 0 | 0 | 0 | 0 | 0 | 0 | 0 | 0 | 0 | 0 | 0 | 0 | 0 | 0 | 0 | 0 | 0 | 0 | 0 | 0 | 0 | 0 | 0 | 0 | 0 | 0 | 0 | 0 | 0 | 0 | 0 | 0
4 | 0 | 0 | 0 | 0 | 0 | 0 | 0 | 0 | 0 | 0 | 0 | 0 | 0 | 0 | 0 | 0 | 0 | 0 | 0 | 0 | 0 | 0 | 0 | 0 | 0 | 0 | 0 | 0 | 0 | 0 | 0 | 0 | 0 | 0 | 0 | 0 | 0 | 0 | 0 | 0 | 0 | 0 | 0 | 0 | 0 | 0 | 0 | 0 | 0 | 0 | 0
5 | 0 | 0 | 0 | 0 | 0 | 0 | 0 | 0 | 0 | 0 | 0 | 0 | 0 | 0 | 0 | 0 | 0 | 0 | 0 | 0 | 0 | 0 | 0 | 0 | 0 | 0 | 0 | 0 | 0 | 0 | 0 | 0 | 0 | 0 | 0 | 0 | 0 | 0 | 0 | 0 | 0 | 0 | 0 | 0 | 0 | 0 | 0 | 0 | 0 | 0 | 0
6 | 0 | 0 | 0 | 0 | 0 | 0 | 0 | 0 | 0 | 0 | 0 | 0 | 0 | 0 | 0 | 0 | 0 | 0 | 0 | 0 | 0 | 0 | 0 | 0 | 0 | 0 | 0 | 0 | 0 | 0 | 0 | 0 | 0 | 0 | 0 | 0 | 0 | 0 | 0 | 0 | 0 | 0 | 0 | 0 | 0 | 0 | 0 | 0 | 0 | 0 | 0
7 | 0 | 0 | 0 | 0 | 0 | 0 | 0 | 0 | 0 | 0 | 0 | 0 | 0 | 0 | 0 | 0 | 0 | 0 | 0 | 0 | 0 | 0 | 0 | 0 | 0 | 0 | 0 | 0 | 0 | 0 | 0 | 0 | 0 | 0 | 0 | 0 | 0 | 0 | 0 | 0 | 0 | 0 | 0 | 0 | 0 | 0 | 0 | 0 | 0 | 0 | 0
8 | 0 | 0 | 0 | 0 | 0 | 0 | 0 | 0 | 0 | 0 | 0 | 0 | 0 | 0 | 0 | 0 | 0 | 0 | 0 | 0 | 0 | 0 | 0 | 0 | 0 | 0 | 0 | 0 | 0 | 0 | 0 | 0 | 0 | 0 | 0 | 0 | 0 | 0 | 0 | 0 | 0 | 0 | 0 | 0 | 0 | 0 | 0 | 0 | 0 | 0 | 0
9 | 0 | 0 | 0 | 0 | 0 | 0 | 0 | 0 | 0 | 0 | 0 | 0 | 0 | 0 | 0 | 0 | 0 | 0 | 0 | 0 | 0 | 0 | 0 | 0 | 0 | 0 | 0 | 0 | 0 | 0 | 0 | 0 | 0 | 0 | 0 | 0 | 0 | 0 | 0 | 0 | 0 | 0 | 0 | 0 | 0 | 0 | 0 | 0 | 0 | 0 | 0
10 | 0 | 0 | 0 | 0 | 0 | 0 | 0 | 0 | 0 | 0 | 0 | 0 | 0 | 0 | 0 | 0 | 0 | 0 | 0 | 0 | 0 | 0 | 0 | 0 | 0 | 0 | 0 | 0 | 0 | 0 | 0 | 0 | 0 | 0 | 0 | 0 | 0 | 0 | 0 | 0 | 0 | 0 | 0 | 0 | 0 | 0 | 0 | 0 | 0 | 0 | 0
Annualized kBTUs - Component 3
Equipment | Year 0 | Year 1 | Year 2 | Year 3 | Year 4 | Year 5 | Year 6 | Year 7 | Year 8 | Year 9 | Year 10 | Year 11 | Year 12 | Year 13 | Year 14 | Year 15 | Year 16 | Year 17 | Year 18 | Year 19 | Year 20 | Year 21 | Year 22 | Year 23 | Year 24 | Year 25 | Year 26 | Year 27 | Year 28 | Year 29 | Year 30 | Year 31 | Year 32 | Year 33 | Year 34 | Year 35 | Year 36 | Year 37 | Year 38 | Year 39 | Year 40 | Year 41 | Year 42 | Year 43 | Year 44 | Year 45 | Year 46 | Year 47 | Year 48 | Year 49 | Year 50
1 | 0 | 0 | 0 | 0 | 0 | 0 | 0 | 0 | 0 | 0 | 0 | 0 | 0 | 0 | 0 | 0 | 0 | 0 | 0 | 0 | 0 | 0 | 0 | 0 | 0 | 0 | 0 | 0 | 0 | 0 | 0 | 0 | 0 | 0 | 0 | 0 | 0 | 0 | 0 | 0 | 0 | 0 | 0 | 0 | 0 | 0 | 0 | 0 | 0 | 0 | 0
2 | 0 | 0 | 0 | 0 | 0 | 0 | 0 | 0 | 0 | 0 | 0 | 0 | 0 | 0 | 0 | 0 | 0 | 0 | 0 | 0 | 0 | 0 | 0 | 0 | 0 | 0 | 0 | 0 | 0 | 0 | 0 | 0 | 0 | 0 | 0 | 0 | 0 | 0 | 0 | 0 | 0 | 0 | 0 | 0 | 0 | 0 | 0 | 0 | 0 | 0 | 0
3 | 0 | 0 | 0 | 0 | 0 | 0 | 0 | 0 | 0 | 0 | 0 | 0 | 0 | 0 | 0 | 0 | 0 | 0 | 0 | 0 | 0 | 0 | 0 | 0 | 0 | 0 | 0 | 0 | 0 | 0 | 0 | 0 | 0 | 0 | 0 | 0 | 0 | 0 | 0 | 0 | 0 | 0 | 0 | 0 | 0 | 0 | 0 | 0 | 0 | 0 | 0
4 | 0 | 0 | 0 | 0 | 0 | 0 | 0 | 0 | 0 | 0 | 0 | 0 | 0 | 0 | 0 | 0 | 0 | 0 | 0 | 0 | 0 | 0 | 0 | 0 | 0 | 0 | 0 | 0 | 0 | 0 | 0 | 0 | 0 | 0 | 0 | 0 | 0 | 0 | 0 | 0 | 0 | 0 | 0 | 0 | 0 | 0 | 0 | 0 | 0 | 0 | 0
5 | 0 | 0 | 0 | 0 | 0 | 0 | 0 | 0 | 0 | 0 | 0 | 0 | 0 | 0 | 0 | 0 | 0 | 0 | 0 | 0 | 0 | 0 | 0 | 0 | 0 | 0 | 0 | 0 | 0 | 0 | 0 | 0 | 0 | 0 | 0 | 0 | 0 | 0 | 0 | 0 | 0 | 0 | 0 | 0 | 0 | 0 | 0 | 0 | 0 | 0 | 0
6 | 0 | 0 | 0 | 0 | 0 | 0 | 0 | 0 | 0 | 0 | 0 | 0 | 0 | 0 | 0 | 0 | 0 | 0 | 0 | 0 | 0 | 0 | 0 | 0 | 0 | 0 | 0 | 0 | 0 | 0 | 0 | 0 | 0 | 0 | 0 | 0 | 0 | 0 | 0 | 0 | 0 | 0 | 0 | 0 | 0 | 0 | 0 | 0 | 0 | 0 | 0
7 | 0 | 0 | 0 | 0 | 0 | 0 | 0 | 0 | 0 | 0 | 0 | 0 | 0 | 0 | 0 | 0 | 0 | 0 | 0 | 0 | 0 | 0 | 0 | 0 | 0 | 0 | 0 | 0 | 0 | 0 | 0 | 0 | 0 | 0 | 0 | 0 | 0 | 0 | 0 | 0 | 0 | 0 | 0 | 0 | 0 | 0 | 0 | 0 | 0 | 0 | 0
8 | 0 | 0 | 0 | 0 | 0 | 0 | 0 | 0 | 0 | 0 | 0 | 0 | 0 | 0 | 0 | 0 | 0 | 0 | 0 | 0 | 0 | 0 | 0 | 0 | 0 | 0 | 0 | 0 | 0 | 0 | 0 | 0 | 0 | 0 | 0 | 0 | 0 | 0 | 0 | 0 | 0 | 0 | 0 | 0 | 0 | 0 | 0 | 0 | 0 | 0 | 0
9 | 0 | 0 | 0 | 0 | 0 | 0 | 0 | 0 | 0 | 0 | 0 | 0 | 0 | 0 | 0 | 0 | 0 | 0 | 0 | 0 | 0 | 0 | 0 | 0 | 0 | 0 | 0 | 0 | 0 | 0 | 0 | 0 | 0 | 0 | 0 | 0 | 0 | 0 | 0 | 0 | 0 | 0 | 0 | 0 | 0 | 0 | 0 | 0 | 0 | 0 | 0
10 | 0 | 0 | 0 | 0 | 0 | 0 | 0 | 0 | 0 | 0 | 0 | 0 | 0 | 0 | 0 | 0 | 0 | 0 | 0 | 0 | 0 | 0 | 0 | 0 | 0 | 0 | 0 | 0 | 0 | 0 | 0 | 0 | 0 | 0 | 0 | 0 | 0 | 0 | 0 | 0 | 0 | 0 | 0 | 0 | 0 | 0 | 0 | 0 | 0 | 0 | 0
On Market - Component 3
Equipment | Year 0 | Year 1 | Year 2 | Year 3 | Year 4 | Year 5 | Year 6 | Year 7 | Year 8 | Year 9 | Year 10 | Year 11 | Year 12 | Year 13 | Year 14 | Year 15 | Year 16 | Year 17 | Year 18 | Year 19 | Year 20 | Year 21 | Year 22 | Year 23 | Year 24 | Year 25 | Year 26 | Year 27 | Year 28 | Year 29 | Year 30 | Year 31 | Year 32 | Year 33 | Year 34 | Year 35 | Year 36 | Year 37 | Year 38 | Year 39 | Year 40 | Year 41 | Year 42 | Year 43 | Year 44 | Year 45 | Year 46 | Year 47 | Year 48 | Year 49 | Year 50
1 | 0 | 0 | 0 | 0 | 0 | 0 | 0 | 0 | 0 | 0 | 0 | 0 | 0 | 0 | 0 | 0 | 0 | 0 | 0 | 0 | 0 | 0 | 0 | 0 | 0 | 0 | 0 | 0 | 0 | 0 | 0 | 0 | 0 | 0 | 0 | 0 | 0 | 0 | 0 | 0 | 0 | 0 | 0 | 0 | 0 | 0 | 0 | 0 | 0 | 0 | 0
2 | 0 | 0 | 0 | 0 | 0 | 0 | 0 | 0 | 0 | 0 | 0 | 0 | 0 | 0 | 0 | 0 | 0 | 0 | 0 | 0 | 0 | 0 | 0 | 0 | 0 | 0 | 0 | 0 | 0 | 0 | 0 | 0 | 0 | 0 | 0 | 0 | 0 | 0 | 0 | 0 | 0 | 0 | 0 | 0 | 0 | 0 | 0 | 0 | 0 | 0 | 0
3 | 0 | 0 | 0 | 0 | 0 | 0 | 0 | 0 | 0 | 0 | 0 | 0 | 0 | 0 | 0 | 0 | 0 | 0 | 0 | 0 | 0 | 0 | 0 | 0 | 0 | 0 | 0 | 0 | 0 | 0 | 0 | 0 | 0 | 0 | 0 | 0 | 0 | 0 | 0 | 0 | 0 | 0 | 0 | 0 | 0 | 0 | 0 | 0 | 0 | 0 | 0
4 | 0 | 0 | 0 | 0 | 0 | 0 | 0 | 0 | 0 | 0 | 0 | 0 | 0 | 0 | 0 | 0 | 0 | 0 | 0 | 0 | 0 | 0 | 0 | 0 | 0 | 0 | 0 | 0 | 0 | 0 | 0 | 0 | 0 | 0 | 0 | 0 | 0 | 0 | 0 | 0 | 0 | 0 | 0 | 0 | 0 | 0 | 0 | 0 | 0 | 0 | 0
5 | 0 | 0 | 0 | 0 | 0 | 0 | 0 | 0 | 0 | 0 | 0 | 0 | 0 | 0 | 0 | 0 | 0 | 0 | 0 | 0 | 0 | 0 | 0 | 0 | 0 | 0 | 0 | 0 | 0 | 0 | 0 | 0 | 0 | 0 | 0 | 0 | 0 | 0 | 0 | 0 | 0 | 0 | 0 | 0 | 0 | 0 | 0 | 0 | 0 | 0 | 0
6 | 0 | 0 | 0 | 0 | 0 | 0 | 0 | 0 | 0 | 0 | 0 | 0 | 0 | 0 | 0 | 0 | 0 | 0 | 0 | 0 | 0 | 0 | 0 | 0 | 0 | 0 | 0 | 0 | 0 | 0 | 0 | 0 | 0 | 0 | 0 | 0 | 0 | 0 | 0 | 0 | 0 | 0 | 0 | 0 | 0 | 0 | 0 | 0 | 0 | 0 | 0
7 | 0 | 0 | 0 | 0 | 0 | 0 | 0 | 0 | 0 | 0 | 0 | 0 | 0 | 0 | 0 | 0 | 0 | 0 | 0 | 0 | 0 | 0 | 0 | 0 | 0 | 0 | 0 | 0 | 0 | 0 | 0 | 0 | 0 | 0 | 0 | 0 | 0 | 0 | 0 | 0 | 0 | 0 | 0 | 0 | 0 | 0 | 0 | 0 | 0 | 0 | 0
8 | 0 | 0 | 0 | 0 | 0 | 0 | 0 | 0 | 0 | 0 | 0 | 0 | 0 | 0 | 0 | 0 | 0 | 0 | 0 | 0 | 0 | 0 | 0 | 0 | 0 | 0 | 0 | 0 | 0 | 0 | 0 | 0 | 0 | 0 | 0 | 0 | 0 | 0 | 0 | 0 | 0 | 0 | 0 | 0 | 0 | 0 | 0 | 0 | 0 | 0 | 0
9 | 0 | 0 | 0 | 0 | 0 | 0 | 0 | 0 | 0 | 0 | 0 | 0 | 0 | 0 | 0 | 0 | 0 | 0 | 0 | 0 | 0 | 0 | 0 | 0 | 0 | 0 | 0 | 0 | 0 | 0 | 0 | 0 | 0 | 0 | 0 | 0 | 0 | 0 | 0 | 0 | 0 | 0 | 0 | 0 | 0 | 0 | 0 | 0 | 0 | 0 | 0
10 | 0 | 0 | 0 | 0 | 0 | 0 | 0 | 0 | 0 | 0 | 0 | 0 | 0 | 0 | 0 | 0 | 0 | 0 | 0 | 0 | 0 | 0 | 0 | 0 | 0 | 0 | 0 | 0 | 0 | 0 | 0 | 0 | 0 | 0 | 0 | 0 | 0 | 0 | 0 | 0 | 0 | 0 | 0 | 0 | 0 | 0 | 0 | 0 | 0 | 0 | 0
Technical kBTUs - Component 3
Value | Year 0 | Year 1 | Year 2 | Year 3 | Year 4 | Year 5 | Year 6 | Year 7 | Year 8 | Year 9 | Year 10 | Year 11 | Year 12 | Year 13 | Year 14 | Year 15 | Year 16 | Year 17 | Year 18 | Year 19 | Year 20 | Year 21 | Year 22 | Year 23 | Year 24 | Year 25 | Year 26 | Year 27 | Year 28 | Year 29 | Year 30 | Year 31 | Year 32 | Year 33 | Year 34 | Year 35 | Year 36 | Year 37 | Year 38 | Year 39 | Year 40 | Year 41 | Year 42 | Year 43 | Year 44 | Year 45 | Year 46 | Year 47 | Year 48 | Year 49 | Year 50
Annualized kBTUs | 0 | 0 | 0 | 0 | 0 | 0 | 0 | 0 | 0 | 0 | 0 | 0 | 0 | 0 | 0 | 0 | 0 | 0 | 0 | 0 | 0 | 0 | 0 | 0 | 0 | 0 | 0 | 0 | 0 | 0 | 0 | 0 | 0 | 0 | 0 | 0 | 0 | 0 | 0 | 0 | 0 | 0 | 0 | 0 | 0 | 0 | 0 | 0 | 0 | 0 | 0
Lifetimes - Component 3
Scenario | Year 0 | Year 1 | Year 2 | Year 3 | Year 4 | Year 5 | Year 6 | Year 7 | Year 8 | Year 9 | Year 10 | Year 11 | Year 12 | Year 13 | Year 14 | Year 15 | Year 16 | Year 17 | Year 18 | Year 19 | Year 20 | Year 21 | Year 22 | Year 23 | Year 24 | Year 25 | Year 26 | Year 27 | Year 28 | Year 29 | Year 30 | Year 31 | Year 32 | Year 33 | Year 34 | Year 35 | Year 36 | Year 37 | Year 38 | Year 39 | Year 40 | Year 41 | Year 42 | Year 43 | Year 44 | Year 45 | Year 46 | Year 47 | Year 48 | Year 49 | Year 50
NC - Min. Lifetime | 0 | 0 | 0 | 0 | 0 | 0 | 0 | 0 | 0 | 0 | 0 | 0 | 0 | 0 | 0 | 0 | 0 | 0 | 0 | 0 | 0 | 0 | 0 | 0 | 0 | 0 | 0 | 0 | 0 | 0 | 0 | 0 | 0 | 0 | 0 | 0 | 0 | 0 | 0 | 0 | 0 | 0 | 0 | 0 | 0 | 0 | 0 | 0 | 0 | 0 | 0
NC - Max. Lifetime | 0 | 0 | 0 | 0 | 0 | 0 | 0 | 0 | 0 | 0 | 0 | 0 | 0 | 0 | 0 | 0 | 0 | 0 | 0 | 0 | 0 | 0 | 0 | 0 | 0 | 0 | 0 | 0 | 0 | 0 | 0 | 0 | 0 | 0 | 0 | 0 | 0 | 0 | 0 | 0 | 0 | 0 | 0 | 0 | 0 | 0 | 0 | 0 | 0 | 0 | 0
Equipment Options - Component 4
Equipment | Year 0: Label; Year 1: Min. Lifetime; Year 2: Max. Lifetime; Year 3: On Market; Year 4: Off Market; Year 5: Available; Year 6: On Date; Year 7: Off Date
1 | Year 5: 0:00; Year 6: 0; Year 7: 0
2 | Year 5: 0:00; Year 6: 0; Year 7: 0
3 | Year 5: 0:00; Year 6: 0; Year 7: 0
4 | Year 5: 0:00; Year 6: 0; Year 7: 0
5 | Year 5: 0:00; Year 6: 0; Year 7: 0
6 | Year 5: 0:00; Year 6: 0; Year 7: 0
7 | Year 5: 0:00; Year 6: 0; Year 7: 0
8 | Year 5: 0:00; Year 6: 0; Year 7: 0
9 | Year 5: 0:00; Year 6: 0; Year 7: 0
10 | Year 5: 0:00; Year 6: 0; Year 7: 0
Purchase Shares - Component 4
Equipment | Year 0 | Year 1 | Year 2 | Year 3 | Year 4 | Year 5 | Year 6 | Year 7 | Year 8 | Year 9 | Year 10 | Year 11 | Year 12 | Year 13 | Year 14 | Year 15 | Year 16 | Year 17 | Year 18 | Year 19 | Year 20 | Year 21 | Year 22 | Year 23 | Year 24 | Year 25 | Year 26 | Year 27 | Year 28 | Year 29 | Year 30 | Year 31 | Year 32 | Year 33 | Year 34 | Year 35 | Year 36 | Year 37 | Year 38 | Year 39 | Year 40 | Year 41 | Year 42 | Year 43 | Year 44 | Year 45 | Year 46 | Year 47 | Year 48 | Year 49 | Year 50
1 | bar: Year 0 to Year 50
2 | bar: Year 0 to Year 50
3 | bar: Year 0 to Year 50
4 | bar: Year 0 to Year 50
5 | bar: Year 0 to Year 50
6 | bar: Year 0 to Year 50
7 | bar: Year 0 to Year 50
8 | bar: Year 0 to Year 50
9 | bar: Year 0 to Year 50
10 | bar: Year 0 to Year 50
Annualized Cost of Operation - Utility - Component 4
Equipment | Year 0 | Year 1 | Year 2 | Year 3 | Year 4 | Year 5 | Year 6 | Year 7 | Year 8 | Year 9 | Year 10 | Year 11 | Year 12 | Year 13 | Year 14 | Year 15 | Year 16 | Year 17 | Year 18 | Year 19 | Year 20 | Year 21 | Year 22 | Year 23 | Year 24 | Year 25 | Year 26 | Year 27 | Year 28 | Year 29 | Year 30 | Year 31 | Year 32 | Year 33 | Year 34 | Year 35 | Year 36 | Year 37 | Year 38 | Year 39 | Year 40 | Year 41 | Year 42 | Year 43 | Year 44 | Year 45 | Year 46 | Year 47 | Year 48 | Year 49 | Year 50
1 | 0 | 0 | 0 | 0 | 0 | 0 | 0 | 0 | 0 | 0 | 0 | 0 | 0 | 0 | 0 | 0 | 0 | 0 | 0 | 0 | 0 | 0 | 0 | 0 | 0 | 0 | 0 | 0 | 0 | 0 | 0 | 0 | 0 | 0 | 0 | 0 | 0 | 0 | 0 | 0 | 0 | 0 | 0 | 0 | 0 | 0 | 0 | 0 | 0 | 0 | 0
2 | 0 | 0 | 0 | 0 | 0 | 0 | 0 | 0 | 0 | 0 | 0 | 0 | 0 | 0 | 0 | 0 | 0 | 0 | 0 | 0 | 0 | 0 | 0 | 0 | 0 | 0 | 0 | 0 | 0 | 0 | 0 | 0 | 0 | 0 | 0 | 0 | 0 | 0 | 0 | 0 | 0 | 0 | 0 | 0 | 0 | 0 | 0 | 0 | 0 | 0 | 0
3 | 0 | 0 | 0 | 0 | 0 | 0 | 0 | 0 | 0 | 0 | 0 | 0 | 0 | 0 | 0 | 0 | 0 | 0 | 0 | 0 | 0 | 0 | 0 | 0 | 0 | 0 | 0 | 0 | 0 | 0 | 0 | 0 | 0 | 0 | 0 | 0 | 0 | 0 | 0 | 0 | 0 | 0 | 0 | 0 | 0 | 0 | 0 | 0 | 0 | 0 | 0
4 | 0 | 0 | 0 | 0 | 0 | 0 | 0 | 0 | 0 | 0 | 0 | 0 | 0 | 0 | 0 | 0 | 0 | 0 | 0 | 0 | 0 | 0 | 0 | 0 | 0 | 0 | 0 | 0 | 0 | 0 | 0 | 0 | 0 | 0 | 0 | 0 | 0 | 0 | 0 | 0 | 0 | 0 | 0 | 0 | 0 | 0 | 0 | 0 | 0 | 0 | 0
5 | 0 | 0 | 0 | 0 | 0 | 0 | 0 | 0 | 0 | 0 | 0 | 0 | 0 | 0 | 0 | 0 | 0 | 0 | 0 | 0 | 0 | 0 | 0 | 0 | 0 | 0 | 0 | 0 | 0 | 0 | 0 | 0 | 0 | 0 | 0 | 0 | 0 | 0 | 0 | 0 | 0 | 0 | 0 | 0 | 0 | 0 | 0 | 0 | 0 | 0 | 0
6 | 0 | 0 | 0 | 0 | 0 | 0 | 0 | 0 | 0 | 0 | 0 | 0 | 0 | 0 | 0 | 0 | 0 | 0 | 0 | 0 | 0 | 0 | 0 | 0 | 0 | 0 | 0 | 0 | 0 | 0 | 0 | 0 | 0 | 0 | 0 | 0 | 0 | 0 | 0 | 0 | 0 | 0 | 0 | 0 | 0 | 0 | 0 | 0 | 0 | 0 | 0
7 | 0 | 0 | 0 | 0 | 0 | 0 | 0 | 0 | 0 | 0 | 0 | 0 | 0 | 0 | 0 | 0 | 0 | 0 | 0 | 0 | 0 | 0 | 0 | 0 | 0 | 0 | 0 | 0 | 0 | 0 | 0 | 0 | 0 | 0 | 0 | 0 | 0 | 0 | 0 | 0 | 0 | 0 | 0 | 0 | 0 | 0 | 0 | 0 | 0 | 0 | 0
8 | 0 | 0 | 0 | 0 | 0 | 0 | 0 | 0 | 0 | 0 | 0 | 0 | 0 | 0 | 0 | 0 | 0 | 0 | 0 | 0 | 0 | 0 | 0 | 0 | 0 | 0 | 0 | 0 | 0 | 0 | 0 | 0 | 0 | 0 | 0 | 0 | 0 | 0 | 0 | 0 | 0 | 0 | 0 | 0 | 0 | 0 | 0 | 0 | 0 | 0 | 0
9 | 0 | 0 | 0 | 0 | 0 | 0 | 0 | 0 | 0 | 0 | 0 | 0 | 0 | 0 | 0 | 0 | 0 | 0 | 0 | 0 | 0 | 0 | 0 | 0 | 0 | 0 | 0 | 0 | 0 | 0 | 0 | 0 | 0 | 0 | 0 | 0 | 0 | 0 | 0 | 0 | 0 | 0 | 0 | 0 | 0 | 0 | 0 | 0 | 0 | 0 | 0
10 | 0 | 0 | 0 | 0 | 0 | 0 | 0 | 0 | 0 | 0 | 0 | 0 | 0 | 0 | 0 | 0 | 0 | 0 | 0 | 0 | 0 | 0 | 0 | 0 | 0 | 0 | 0 | 0 | 0 | 0 | 0 | 0 | 0 | 0 | 0 | 0 | 0 | 0 | 0 | 0 | 0 | 0 | 0 | 0 | 0 | 0 | 0 | 0 | 0 | 0 | 0
Annualized Sales from Operation - Utility - Component 4
Equipment | Year 0 | Year 1 | Year 2 | Year 3 | Year 4 | Year 5 | Year 6 | Year 7 | Year 8 | Year 9 | Year 10 | Year 11 | Year 12 | Year 13 | Year 14 | Year 15 | Year 16 | Year 17 | Year 18 | Year 19 | Year 20 | Year 21 | Year 22 | Year 23 | Year 24 | Year 25 | Year 26 | Year 27 | Year 28 | Year 29 | Year 30 | Year 31 | Year 32 | Year 33 | Year 34 | Year 35 | Year 36 | Year 37 | Year 38 | Year 39 | Year 40 | Year 41 | Year 42 | Year 43 | Year 44 | Year 45 | Year 46 | Year 47 | Year 48 | Year 49 | Year 50
1 | 0 | 0 | 0 | 0 | 0 | 0 | 0 | 0 | 0 | 0 | 0 | 0 | 0 | 0 | 0 | 0 | 0 | 0 | 0 | 0 | 0 | 0 | 0 | 0 | 0 | 0 | 0 | 0 | 0 | 0 | 0 | 0 | 0 | 0 | 0 | 0 | 0 | 0 | 0 | 0 | 0 | 0 | 0 | 0 | 0 | 0 | 0 | 0 | 0 | 0 | 0
2 | 0 | 0 | 0 | 0 | 0 | 0 | 0 | 0 | 0 | 0 | 0 | 0 | 0 | 0 | 0 | 0 | 0 | 0 | 0 | 0 | 0 | 0 | 0 | 0 | 0 | 0 | 0 | 0 | 0 | 0 | 0 | 0 | 0 | 0 | 0 | 0 | 0 | 0 | 0 | 0 | 0 | 0 | 0 | 0 | 0 | 0 | 0 | 0 | 0 | 0 | 0
3 | 0 | 0 | 0 | 0 | 0 | 0 | 0 | 0 | 0 | 0 | 0 | 0 | 0 | 0 | 0 | 0 | 0 | 0 | 0 | 0 | 0 | 0 | 0 | 0 | 0 | 0 | 0 | 0 | 0 | 0 | 0 | 0 | 0 | 0 | 0 | 0 | 0 | 0 | 0 | 0 | 0 | 0 | 0 | 0 | 0 | 0 | 0 | 0 | 0 | 0 | 0
4 | 0 | 0 | 0 | 0 | 0 | 0 | 0 | 0 | 0 | 0 | 0 | 0 | 0 | 0 | 0 | 0 | 0 | 0 | 0 | 0 | 0 | 0 | 0 | 0 | 0 | 0 | 0 | 0 | 0 | 0 | 0 | 0 | 0 | 0 | 0 | 0 | 0 | 0 | 0 | 0 | 0 | 0 | 0 | 0 | 0 | 0 | 0 | 0 | 0 | 0 | 0
5 | 0 | 0 | 0 | 0 | 0 | 0 | 0 | 0 | 0 | 0 | 0 | 0 | 0 | 0 | 0 | 0 | 0 | 0 | 0 | 0 | 0 | 0 | 0 | 0 | 0 | 0 | 0 | 0 | 0 | 0 | 0 | 0 | 0 | 0 | 0 | 0 | 0 | 0 | 0 | 0 | 0 | 0 | 0 | 0 | 0 | 0 | 0 | 0 | 0 | 0 | 0
6 | 0 | 0 | 0 | 0 | 0 | 0 | 0 | 0 | 0 | 0 | 0 | 0 | 0 | 0 | 0 | 0 | 0 | 0 | 0 | 0 | 0 | 0 | 0 | 0 | 0 | 0 | 0 | 0 | 0 | 0 | 0 | 0 | 0 | 0 | 0 | 0 | 0 | 0 | 0 | 0 | 0 | 0 | 0 | 0 | 0 | 0 | 0 | 0 | 0 | 0 | 0
7 | 0 | 0 | 0 | 0 | 0 | 0 | 0 | 0 | 0 | 0 | 0 | 0 | 0 | 0 | 0 | 0 | 0 | 0 | 0 | 0 | 0 | 0 | 0 | 0 | 0 | 0 | 0 | 0 | 0 | 0 | 0 | 0 | 0 | 0 | 0 | 0 | 0 | 0 | 0 | 0 | 0 | 0 | 0 | 0 | 0 | 0 | 0 | 0 | 0 | 0 | 0
8 | 0 | 0 | 0 | 0 | 0 | 0 | 0 | 0 | 0 | 0 | 0 | 0 | 0 | 0 | 0 | 0 | 0 | 0 | 0 | 0 | 0 | 0 | 0 | 0 | 0 | 0 | 0 | 0 | 0 | 0 | 0 | 0 | 0 | 0 | 0 | 0 | 0 | 0 | 0 | 0 | 0 | 0 | 0 | 0 | 0 | 0 | 0 | 0 | 0 | 0 | 0
9 | 0 | 0 | 0 | 0 | 0 | 0 | 0 | 0 | 0 | 0 | 0 | 0 | 0 | 0 | 0 | 0 | 0 | 0 | 0 | 0 | 0 | 0 | 0 | 0 | 0 | 0 | 0 | 0 | 0 | 0 | 0 | 0 | 0 | 0 | 0 | 0 | 0 | 0 | 0 | 0 | 0 | 0 | 0 | 0 | 0 | 0 | 0 | 0 | 0 | 0 | 0
10 | 0 | 0 | 0 | 0 | 0 | 0 | 0 | 0 | 0 | 0 | 0 | 0 | 0 | 0 | 0 | 0 | 0 | 0 | 0 | 0 | 0 | 0 | 0 | 0 | 0 | 0 | 0 | 0 | 0 | 0 | 0 | 0 | 0 | 0 | 0 | 0 | 0 | 0 | 0 | 0 | 0 | 0 | 0 | 0 | 0 | 0 | 0 | 0 | 0 | 0 | 0
Annualized Cost of Equipment - Utility - Component 4
Equipment | Year 0 | Year 1 | Year 2 | Year 3 | Year 4 | Year 5 | Year 6 | Year 7 | Year 8 | Year 9 | Year 10 | Year 11 | Year 12 | Year 13 | Year 14 | Year 15 | Year 16 | Year 17 | Year 18 | Year 19 | Year 20 | Year 21 | Year 22 | Year 23 | Year 24 | Year 25 | Year 26 | Year 27 | Year 28 | Year 29 | Year 30 | Year 31 | Year 32 | Year 33 | Year 34 | Year 35 | Year 36 | Year 37 | Year 38 | Year 39 | Year 40 | Year 41 | Year 42 | Year 43 | Year 44 | Year 45 | Year 46 | Year 47 | Year 48 | Year 49 | Year 50
1 | 0 | 0 | 0 | 0 | 0 | 0 | 0 | 0 | 0 | 0 | 0 | 0 | 0 | 0 | 0 | 0 | 0 | 0 | 0 | 0 | 0 | 0 | 0 | 0 | 0 | 0 | 0 | 0 | 0 | 0 | 0 | 0 | 0 | 0 | 0 | 0 | 0 | 0 | 0 | 0 | 0 | 0 | 0 | 0 | 0 | 0 | 0 | 0 | 0 | 0 | 0
2 | 0 | 0 | 0 | 0 | 0 | 0 | 0 | 0 | 0 | 0 | 0 | 0 | 0 | 0 | 0 | 0 | 0 | 0 | 0 | 0 | 0 | 0 | 0 | 0 | 0 | 0 | 0 | 0 | 0 | 0 | 0 | 0 | 0 | 0 | 0 | 0 | 0 | 0 | 0 | 0 | 0 | 0 | 0 | 0 | 0 | 0 | 0 | 0 | 0 | 0 | 0
3 | 0 | 0 | 0 | 0 | 0 | 0 | 0 | 0 | 0 | 0 | 0 | 0 | 0 | 0 | 0 | 0 | 0 | 0 | 0 | 0 | 0 | 0 | 0 | 0 | 0 | 0 | 0 | 0 | 0 | 0 | 0 | 0 | 0 | 0 | 0 | 0 | 0 | 0 | 0 | 0 | 0 | 0 | 0 | 0 | 0 | 0 | 0 | 0 | 0 | 0 | 0
4 | 0 | 0 | 0 | 0 | 0 | 0 | 0 | 0 | 0 | 0 | 0 | 0 | 0 | 0 | 0 | 0 | 0 | 0 | 0 | 0 | 0 | 0 | 0 | 0 | 0 | 0 | 0 | 0 | 0 | 0 | 0 | 0 | 0 | 0 | 0 | 0 | 0 | 0 | 0 | 0 | 0 | 0 | 0 | 0 | 0 | 0 | 0 | 0 | 0 | 0 | 0
5 | 0 | 0 | 0 | 0 | 0 | 0 | 0 | 0 | 0 | 0 | 0 | 0 | 0 | 0 | 0 | 0 | 0 | 0 | 0 | 0 | 0 | 0 | 0 | 0 | 0 | 0 | 0 | 0 | 0 | 0 | 0 | 0 | 0 | 0 | 0 | 0 | 0 | 0 | 0 | 0 | 0 | 0 | 0 | 0 | 0 | 0 | 0 | 0 | 0 | 0 | 0
6 | 0 | 0 | 0 | 0 | 0 | 0 | 0 | 0 | 0 | 0 | 0 | 0 | 0 | 0 | 0 | 0 | 0 | 0 | 0 | 0 | 0 | 0 | 0 | 0 | 0 | 0 | 0 | 0 | 0 | 0 | 0 | 0 | 0 | 0 | 0 | 0 | 0 | 0 | 0 | 0 | 0 | 0 | 0 | 0 | 0 | 0 | 0 | 0 | 0 | 0 | 0
7 | 0 | 0 | 0 | 0 | 0 | 0 | 0 | 0 | 0 | 0 | 0 | 0 | 0 | 0 | 0 | 0 | 0 | 0 | 0 | 0 | 0 | 0 | 0 | 0 | 0 | 0 | 0 | 0 | 0 | 0 | 0 | 0 | 0 | 0 | 0 | 0 | 0 | 0 | 0 | 0 | 0 | 0 | 0 | 0 | 0 | 0 | 0 | 0 | 0 | 0 | 0
8 | 0 | 0 | 0 | 0 | 0 | 0 | 0 | 0 | 0 | 0 | 0 | 0 | 0 | 0 | 0 | 0 | 0 | 0 | 0 | 0 | 0 | 0 | 0 | 0 | 0 | 0 | 0 | 0 | 0 | 0 | 0 | 0 | 0 | 0 | 0 | 0 | 0 | 0 | 0 | 0 | 0 | 0 | 0 | 0 | 0 | 0 | 0 | 0 | 0 | 0 | 0
9 | 0 | 0 | 0 | 0 | 0 | 0 | 0 | 0 | 0 | 0 | 0 | 0 | 0 | 0 | 0 | 0 | 0 | 0 | 0 | 0 | 0 | 0 | 0 | 0 | 0 | 0 | 0 | 0 | 0 | 0 | 0 | 0 | 0 | 0 | 0 | 0 | 0 | 0 | 0 | 0 | 0 | 0 | 0 | 0 | 0 | 0 | 0 | 0 | 0 | 0 | 0
10 | 0 | 0 | 0 | 0 | 0 | 0 | 0 | 0 | 0 | 0 | 0 | 0 | 0 | 0 | 0 | 0 | 0 | 0 | 0 | 0 | 0 | 0 | 0 | 0 | 0 | 0 | 0 | 0 | 0 | 0 | 0 | 0 | 0 | 0 | 0 | 0 | 0 | 0 | 0 | 0 | 0 | 0 | 0 | 0 | 0 | 0 | 0 | 0 | 0 | 0 | 0
Annualized Cost of Operation - Participant - Component 4
Equipment | Year 0 | Year 1 | Year 2 | Year 3 | Year 4 | Year 5 | Year 6 | Year 7 | Year 8 | Year 9 | Year 10 | Year 11 | Year 12 | Year 13 | Year 14 | Year 15 | Year 16 | Year 17 | Year 18 | Year 19 | Year 20 | Year 21 | Year 22 | Year 23 | Year 24 | Year 25 | Year 26 | Year 27 | Year 28 | Year 29 | Year 30 | Year 31 | Year 32 | Year 33 | Year 34 | Year 35 | Year 36 | Year 37 | Year 38 | Year 39 | Year 40 | Year 41 | Year 42 | Year 43 | Year 44 | Year 45 | Year 46 | Year 47 | Year 48 | Year 49 | Year 50
1 | 0 | 0 | 0 | 0 | 0 | 0 | 0 | 0 | 0 | 0 | 0 | 0 | 0 | 0 | 0 | 0 | 0 | 0 | 0 | 0 | 0 | 0 | 0 | 0 | 0 | 0 | 0 | 0 | 0 | 0 | 0 | 0 | 0 | 0 | 0 | 0 | 0 | 0 | 0 | 0 | 0 | 0 | 0 | 0 | 0 | 0 | 0 | 0 | 0 | 0 | 0
2 | 0 | 0 | 0 | 0 | 0 | 0 | 0 | 0 | 0 | 0 | 0 | 0 | 0 | 0 | 0 | 0 | 0 | 0 | 0 | 0 | 0 | 0 | 0 | 0 | 0 | 0 | 0 | 0 | 0 | 0 | 0 | 0 | 0 | 0 | 0 | 0 | 0 | 0 | 0 | 0 | 0 | 0 | 0 | 0 | 0 | 0 | 0 | 0 | 0 | 0 | 0
3 | 0 | 0 | 0 | 0 | 0 | 0 | 0 | 0 | 0 | 0 | 0 | 0 | 0 | 0 | 0 | 0 | 0 | 0 | 0 | 0 | 0 | 0 | 0 | 0 | 0 | 0 | 0 | 0 | 0 | 0 | 0 | 0 | 0 | 0 | 0 | 0 | 0 | 0 | 0 | 0 | 0 | 0 | 0 | 0 | 0 | 0 | 0 | 0 | 0 | 0 | 0
4 | 0 | 0 | 0 | 0 | 0 | 0 | 0 | 0 | 0 | 0 | 0 | 0 | 0 | 0 | 0 | 0 | 0 | 0 | 0 | 0 | 0 | 0 | 0 | 0 | 0 | 0 | 0 | 0 | 0 | 0 | 0 | 0 | 0 | 0 | 0 | 0 | 0 | 0 | 0 | 0 | 0 | 0 | 0 | 0 | 0 | 0 | 0 | 0 | 0 | 0 | 0
5 | 0 | 0 | 0 | 0 | 0 | 0 | 0 | 0 | 0 | 0 | 0 | 0 | 0 | 0 | 0 | 0 | 0 | 0 | 0 | 0 | 0 | 0 | 0 | 0 | 0 | 0 | 0 | 0 | 0 | 0 | 0 | 0 | 0 | 0 | 0 | 0 | 0 | 0 | 0 | 0 | 0 | 0 | 0 | 0 | 0 | 0 | 0 | 0 | 0 | 0 | 0
6 | 0 | 0 | 0 | 0 | 0 | 0 | 0 | 0 | 0 | 0 | 0 | 0 | 0 | 0 | 0 | 0 | 0 | 0 | 0 | 0 | 0 | 0 | 0 | 0 | 0 | 0 | 0 | 0 | 0 | 0 | 0 | 0 | 0 | 0 | 0 | 0 | 0 | 0 | 0 | 0 | 0 | 0 | 0 | 0 | 0 | 0 | 0 | 0 | 0 | 0 | 0
7 | 0 | 0 | 0 | 0 | 0 | 0 | 0 | 0 | 0 | 0 | 0 | 0 | 0 | 0 | 0 | 0 | 0 | 0 | 0 | 0 | 0 | 0 | 0 | 0 | 0 | 0 | 0 | 0 | 0 | 0 | 0 | 0 | 0 | 0 | 0 | 0 | 0 | 0 | 0 | 0 | 0 | 0 | 0 | 0 | 0 | 0 | 0 | 0 | 0 | 0 | 0
8 | 0 | 0 | 0 | 0 | 0 | 0 | 0 | 0 | 0 | 0 | 0 | 0 | 0 | 0 | 0 | 0 | 0 | 0 | 0 | 0 | 0 | 0 | 0 | 0 | 0 | 0 | 0 | 0 | 0 | 0 | 0 | 0 | 0 | 0 | 0 | 0 | 0 | 0 | 0 | 0 | 0 | 0 | 0 | 0 | 0 | 0 | 0 | 0 | 0 | 0 | 0
9 | 0 | 0 | 0 | 0 | 0 | 0 | 0 | 0 | 0 | 0 | 0 | 0 | 0 | 0 | 0 | 0 | 0 | 0 | 0 | 0 | 0 | 0 | 0 | 0 | 0 | 0 | 0 | 0 | 0 | 0 | 0 | 0 | 0 | 0 | 0 | 0 | 0 | 0 | 0 | 0 | 0 | 0 | 0 | 0 | 0 | 0 | 0 | 0 | 0 | 0 | 0
10 | 0 | 0 | 0 | 0 | 0 | 0 | 0 | 0 | 0 | 0 | 0 | 0 | 0 | 0 | 0 | 0 | 0 | 0 | 0 | 0 | 0 | 0 | 0 | 0 | 0 | 0 | 0 | 0 | 0 | 0 | 0 | 0 | 0 | 0 | 0 | 0 | 0 | 0 | 0 | 0 | 0 | 0 | 0 | 0 | 0 | 0 | 0 | 0 | 0 | 0 | 0
Annualized Cost of Equipment - Participant - Component 4
Equipment | Year 0 | Year 1 | Year 2 | Year 3 | Year 4 | Year 5 | Year 6 | Year 7 | Year 8 | Year 9 | Year 10 | Year 11 | Year 12 | Year 13 | Year 14 | Year 15 | Year 16 | Year 17 | Year 18 | Year 19 | Year 20 | Year 21 | Year 22 | Year 23 | Year 24 | Year 25 | Year 26 | Year 27 | Year 28 | Year 29 | Year 30 | Year 31 | Year 32 | Year 33 | Year 34 | Year 35 | Year 36 | Year 37 | Year 38 | Year 39 | Year 40 | Year 41 | Year 42 | Year 43 | Year 44 | Year 45 | Year 46 | Year 47 | Year 48 | Year 49 | Year 50
1 | 0 | 0 | 0 | 0 | 0 | 0 | 0 | 0 | 0 | 0 | 0 | 0 | 0 | 0 | 0 | 0 | 0 | 0 | 0 | 0 | 0 | 0 | 0 | 0 | 0 | 0 | 0 | 0 | 0 | 0 | 0 | 0 | 0 | 0 | 0 | 0 | 0 | 0 | 0 | 0 | 0 | 0 | 0 | 0 | 0 | 0 | 0 | 0 | 0 | 0 | 0
2 | 0 | 0 | 0 | 0 | 0 | 0 | 0 | 0 | 0 | 0 | 0 | 0 | 0 | 0 | 0 | 0 | 0 | 0 | 0 | 0 | 0 | 0 | 0 | 0 | 0 | 0 | 0 | 0 | 0 | 0 | 0 | 0 | 0 | 0 | 0 | 0 | 0 | 0 | 0 | 0 | 0 | 0 | 0 | 0 | 0 | 0 | 0 | 0 | 0 | 0 | 0
3 | 0 | 0 | 0 | 0 | 0 | 0 | 0 | 0 | 0 | 0 | 0 | 0 | 0 | 0 | 0 | 0 | 0 | 0 | 0 | 0 | 0 | 0 | 0 | 0 | 0 | 0 | 0 | 0 | 0 | 0 | 0 | 0 | 0 | 0 | 0 | 0 | 0 | 0 | 0 | 0 | 0 | 0 | 0 | 0 | 0 | 0 | 0 | 0 | 0 | 0 | 0
4 | 0 | 0 | 0 | 0 | 0 | 0 | 0 | 0 | 0 | 0 | 0 | 0 | 0 | 0 | 0 | 0 | 0 | 0 | 0 | 0 | 0 | 0 | 0 | 0 | 0 | 0 | 0 | 0 | 0 | 0 | 0 | 0 | 0 | 0 | 0 | 0 | 0 | 0 | 0 | 0 | 0 | 0 | 0 | 0 | 0 | 0 | 0 | 0 | 0 | 0 | 0
5 | 0 | 0 | 0 | 0 | 0 | 0 | 0 | 0 | 0 | 0 | 0 | 0 | 0 | 0 | 0 | 0 | 0 | 0 | 0 | 0 | 0 | 0 | 0 | 0 | 0 | 0 | 0 | 0 | 0 | 0 | 0 | 0 | 0 | 0 | 0 | 0 | 0 | 0 | 0 | 0 | 0 | 0 | 0 | 0 | 0 | 0 | 0 | 0 | 0 | 0 | 0
6 | 0 | 0 | 0 | 0 | 0 | 0 | 0 | 0 | 0 | 0 | 0 | 0 | 0 | 0 | 0 | 0 | 0 | 0 | 0 | 0 | 0 | 0 | 0 | 0 | 0 | 0 | 0 | 0 | 0 | 0 | 0 | 0 | 0 | 0 | 0 | 0 | 0 | 0 | 0 | 0 | 0 | 0 | 0 | 0 | 0 | 0 | 0 | 0 | 0 | 0 | 0
7 | 0 | 0 | 0 | 0 | 0 | 0 | 0 | 0 | 0 | 0 | 0 | 0 | 0 | 0 | 0 | 0 | 0 | 0 | 0 | 0 | 0 | 0 | 0 | 0 | 0 | 0 | 0 | 0 | 0 | 0 | 0 | 0 | 0 | 0 | 0 | 0 | 0 | 0 | 0 | 0 | 0 | 0 | 0 | 0 | 0 | 0 | 0 | 0 | 0 | 0 | 0
8 | 0 | 0 | 0 | 0 | 0 | 0 | 0 | 0 | 0 | 0 | 0 | 0 | 0 | 0 | 0 | 0 | 0 | 0 | 0 | 0 | 0 | 0 | 0 | 0 | 0 | 0 | 0 | 0 | 0 | 0 | 0 | 0 | 0 | 0 | 0 | 0 | 0 | 0 | 0 | 0 | 0 | 0 | 0 | 0 | 0 | 0 | 0 | 0 | 0 | 0 | 0
9 | 0 | 0 | 0 | 0 | 0 | 0 | 0 | 0 | 0 | 0 | 0 | 0 | 0 | 0 | 0 | 0 | 0 | 0 | 0 | 0 | 0 | 0 | 0 | 0 | 0 | 0 | 0 | 0 | 0 | 0 | 0 | 0 | 0 | 0 | 0 | 0 | 0 | 0 | 0 | 0 | 0 | 0 | 0 | 0 | 0 | 0 | 0 | 0 | 0 | 0 | 0
10 | 0 | 0 | 0 | 0 | 0 | 0 | 0 | 0 | 0 | 0 | 0 | 0 | 0 | 0 | 0 | 0 | 0 | 0 | 0 | 0 | 0 | 0 | 0 | 0 | 0 | 0 | 0 | 0 | 0 | 0 | 0 | 0 | 0 | 0 | 0 | 0 | 0 | 0 | 0 | 0 | 0 | 0 | 0 | 0 | 0 | 0 | 0 | 0 | 0 | 0 | 0
Annualized kBTUs - Component 4
Equipment | Year 0 | Year 1 | Year 2 | Year 3 | Year 4 | Year 5 | Year 6 | Year 7 | Year 8 | Year 9 | Year 10 | Year 11 | Year 12 | Year 13 | Year 14 | Year 15 | Year 16 | Year 17 | Year 18 | Year 19 | Year 20 | Year 21 | Year 22 | Year 23 | Year 24 | Year 25 | Year 26 | Year 27 | Year 28 | Year 29 | Year 30 | Year 31 | Year 32 | Year 33 | Year 34 | Year 35 | Year 36 | Year 37 | Year 38 | Year 39 | Year 40 | Year 41 | Year 42 | Year 43 | Year 44 | Year 45 | Year 46 | Year 47 | Year 48 | Year 49 | Year 50
1 | 0 | 0 | 0 | 0 | 0 | 0 | 0 | 0 | 0 | 0 | 0 | 0 | 0 | 0 | 0 | 0 | 0 | 0 | 0 | 0 | 0 | 0 | 0 | 0 | 0 | 0 | 0 | 0 | 0 | 0 | 0 | 0 | 0 | 0 | 0 | 0 | 0 | 0 | 0 | 0 | 0 | 0 | 0 | 0 | 0 | 0 | 0 | 0 | 0 | 0 | 0
2 | 0 | 0 | 0 | 0 | 0 | 0 | 0 | 0 | 0 | 0 | 0 | 0 | 0 | 0 | 0 | 0 | 0 | 0 | 0 | 0 | 0 | 0 | 0 | 0 | 0 | 0 | 0 | 0 | 0 | 0 | 0 | 0 | 0 | 0 | 0 | 0 | 0 | 0 | 0 | 0 | 0 | 0 | 0 | 0 | 0 | 0 | 0 | 0 | 0 | 0 | 0
3 | 0 | 0 | 0 | 0 | 0 | 0 | 0 | 0 | 0 | 0 | 0 | 0 | 0 | 0 | 0 | 0 | 0 | 0 | 0 | 0 | 0 | 0 | 0 | 0 | 0 | 0 | 0 | 0 | 0 | 0 | 0 | 0 | 0 | 0 | 0 | 0 | 0 | 0 | 0 | 0 | 0 | 0 | 0 | 0 | 0 | 0 | 0 | 0 | 0 | 0 | 0
4 | 0 | 0 | 0 | 0 | 0 | 0 | 0 | 0 | 0 | 0 | 0 | 0 | 0 | 0 | 0 | 0 | 0 | 0 | 0 | 0 | 0 | 0 | 0 | 0 | 0 | 0 | 0 | 0 | 0 | 0 | 0 | 0 | 0 | 0 | 0 | 0 | 0 | 0 | 0 | 0 | 0 | 0 | 0 | 0 | 0 | 0 | 0 | 0 | 0 | 0 | 0
5 | 0 | 0 | 0 | 0 | 0 | 0 | 0 | 0 | 0 | 0 | 0 | 0 | 0 | 0 | 0 | 0 | 0 | 0 | 0 | 0 | 0 | 0 | 0 | 0 | 0 | 0 | 0 | 0 | 0 | 0 | 0 | 0 | 0 | 0 | 0 | 0 | 0 | 0 | 0 | 0 | 0 | 0 | 0 | 0 | 0 | 0 | 0 | 0 | 0 | 0 | 0
6 | 0 | 0 | 0 | 0 | 0 | 0 | 0 | 0 | 0 | 0 | 0 | 0 | 0 | 0 | 0 | 0 | 0 | 0 | 0 | 0 | 0 | 0 | 0 | 0 | 0 | 0 | 0 | 0 | 0 | 0 | 0 | 0 | 0 | 0 | 0 | 0 | 0 | 0 | 0 | 0 | 0 | 0 | 0 | 0 | 0 | 0 | 0 | 0 | 0 | 0 | 0
7 | 0 | 0 | 0 | 0 | 0 | 0 | 0 | 0 | 0 | 0 | 0 | 0 | 0 | 0 | 0 | 0 | 0 | 0 | 0 | 0 | 0 | 0 | 0 | 0 | 0 | 0 | 0 | 0 | 0 | 0 | 0 | 0 | 0 | 0 | 0 | 0 | 0 | 0 | 0 | 0 | 0 | 0 | 0 | 0 | 0 | 0 | 0 | 0 | 0 | 0 | 0
8 | 0 | 0 | 0 | 0 | 0 | 0 | 0 | 0 | 0 | 0 | 0 | 0 | 0 | 0 | 0 | 0 | 0 | 0 | 0 | 0 | 0 | 0 | 0 | 0 | 0 | 0 | 0 | 0 | 0 | 0 | 0 | 0 | 0 | 0 | 0 | 0 | 0 | 0 | 0 | 0 | 0 | 0 | 0 | 0 | 0 | 0 | 0 | 0 | 0 | 0 | 0
9 | 0 | 0 | 0 | 0 | 0 | 0 | 0 | 0 | 0 | 0 | 0 | 0 | 0 | 0 | 0 | 0 | 0 | 0 | 0 | 0 | 0 | 0 | 0 | 0 | 0 | 0 | 0 | 0 | 0 | 0 | 0 | 0 | 0 | 0 | 0 | 0 | 0 | 0 | 0 | 0 | 0 | 0 | 0 | 0 | 0 | 0 | 0 | 0 | 0 | 0 | 0
10 | 0 | 0 | 0 | 0 | 0 | 0 | 0 | 0 | 0 | 0 | 0 | 0 | 0 | 0 | 0 | 0 | 0 | 0 | 0 | 0 | 0 | 0 | 0 | 0 | 0 | 0 | 0 | 0 | 0 | 0 | 0 | 0 | 0 | 0 | 0 | 0 | 0 | 0 | 0 | 0 | 0 | 0 | 0 | 0 | 0 | 0 | 0 | 0 | 0 | 0 | 0
On Market - Component 4
Equipment | Year 0 | Year 1 | Year 2 | Year 3 | Year 4 | Year 5 | Year 6 | Year 7 | Year 8 | Year 9 | Year 10 | Year 11 | Year 12 | Year 13 | Year 14 | Year 15 | Year 16 | Year 17 | Year 18 | Year 19 | Year 20 | Year 21 | Year 22 | Year 23 | Year 24 | Year 25 | Year 26 | Year 27 | Year 28 | Year 29 | Year 30 | Year 31 | Year 32 | Year 33 | Year 34 | Year 35 | Year 36 | Year 37 | Year 38 | Year 39 | Year 40 | Year 41 | Year 42 | Year 43 | Year 44 | Year 45 | Year 46 | Year 47 | Year 48 | Year 49 | Year 50
1 | 0 | 0 | 0 | 0 | 0 | 0 | 0 | 0 | 0 | 0 | 0 | 0 | 0 | 0 | 0 | 0 | 0 | 0 | 0 | 0 | 0 | 0 | 0 | 0 | 0 | 0 | 0 | 0 | 0 | 0 | 0 | 0 | 0 | 0 | 0 | 0 | 0 | 0 | 0 | 0 | 0 | 0 | 0 | 0 | 0 | 0 | 0 | 0 | 0 | 0 | 0
2 | 0 | 0 | 0 | 0 | 0 | 0 | 0 | 0 | 0 | 0 | 0 | 0 | 0 | 0 | 0 | 0 | 0 | 0 | 0 | 0 | 0 | 0 | 0 | 0 | 0 | 0 | 0 | 0 | 0 | 0 | 0 | 0 | 0 | 0 | 0 | 0 | 0 | 0 | 0 | 0 | 0 | 0 | 0 | 0 | 0 | 0 | 0 | 0 | 0 | 0 | 0
3 | 0 | 0 | 0 | 0 | 0 | 0 | 0 | 0 | 0 | 0 | 0 | 0 | 0 | 0 | 0 | 0 | 0 | 0 | 0 | 0 | 0 | 0 | 0 | 0 | 0 | 0 | 0 | 0 | 0 | 0 | 0 | 0 | 0 | 0 | 0 | 0 | 0 | 0 | 0 | 0 | 0 | 0 | 0 | 0 | 0 | 0 | 0 | 0 | 0 | 0 | 0
4 | 0 | 0 | 0 | 0 | 0 | 0 | 0 | 0 | 0 | 0 | 0 | 0 | 0 | 0 | 0 | 0 | 0 | 0 | 0 | 0 | 0 | 0 | 0 | 0 | 0 | 0 | 0 | 0 | 0 | 0 | 0 | 0 | 0 | 0 | 0 | 0 | 0 | 0 | 0 | 0 | 0 | 0 | 0 | 0 | 0 | 0 | 0 | 0 | 0 | 0 | 0
5 | 0 | 0 | 0 | 0 | 0 | 0 | 0 | 0 | 0 | 0 | 0 | 0 | 0 | 0 | 0 | 0 | 0 | 0 | 0 | 0 | 0 | 0 | 0 | 0 | 0 | 0 | 0 | 0 | 0 | 0 | 0 | 0 | 0 | 0 | 0 | 0 | 0 | 0 | 0 | 0 | 0 | 0 | 0 | 0 | 0 | 0 | 0 | 0 | 0 | 0 | 0
6 | 0 | 0 | 0 | 0 | 0 | 0 | 0 | 0 | 0 | 0 | 0 | 0 | 0 | 0 | 0 | 0 | 0 | 0 | 0 | 0 | 0 | 0 | 0 | 0 | 0 | 0 | 0 | 0 | 0 | 0 | 0 | 0 | 0 | 0 | 0 | 0 | 0 | 0 | 0 | 0 | 0 | 0 | 0 | 0 | 0 | 0 | 0 | 0 | 0 | 0 | 0
7 | 0 | 0 | 0 | 0 | 0 | 0 | 0 | 0 | 0 | 0 | 0 | 0 | 0 | 0 | 0 | 0 | 0 | 0 | 0 | 0 | 0 | 0 | 0 | 0 | 0 | 0 | 0 | 0 | 0 | 0 | 0 | 0 | 0 | 0 | 0 | 0 | 0 | 0 | 0 | 0 | 0 | 0 | 0 | 0 | 0 | 0 | 0 | 0 | 0 | 0 | 0
8 | 0 | 0 | 0 | 0 | 0 | 0 | 0 | 0 | 0 | 0 | 0 | 0 | 0 | 0 | 0 | 0 | 0 | 0 | 0 | 0 | 0 | 0 | 0 | 0 | 0 | 0 | 0 | 0 | 0 | 0 | 0 | 0 | 0 | 0 | 0 | 0 | 0 | 0 | 0 | 0 | 0 | 0 | 0 | 0 | 0 | 0 | 0 | 0 | 0 | 0 | 0
9 | 0 | 0 | 0 | 0 | 0 | 0 | 0 | 0 | 0 | 0 | 0 | 0 | 0 | 0 | 0 | 0 | 0 | 0 | 0 | 0 | 0 | 0 | 0 | 0 | 0 | 0 | 0 | 0 | 0 | 0 | 0 | 0 | 0 | 0 | 0 | 0 | 0 | 0 | 0 | 0 | 0 | 0 | 0 | 0 | 0 | 0 | 0 | 0 | 0 | 0 | 0
10 | 0 | 0 | 0 | 0 | 0 | 0 | 0 | 0 | 0 | 0 | 0 | 0 | 0 | 0 | 0 | 0 | 0 | 0 | 0 | 0 | 0 | 0 | 0 | 0 | 0 | 0 | 0 | 0 | 0 | 0 | 0 | 0 | 0 | 0 | 0 | 0 | 0 | 0 | 0 | 0 | 0 | 0 | 0 | 0 | 0 | 0 | 0 | 0 | 0 | 0 | 0
Technical kBTUs - Component 4
Value | Year 0 | Year 1 | Year 2 | Year 3 | Year 4 | Year 5 | Year 6 | Year 7 | Year 8 | Year 9 | Year 10 | Year 11 | Year 12 | Year 13 | Year 14 | Year 15 | Year 16 | Year 17 | Year 18 | Year 19 | Year 20 | Year 21 | Year 22 | Year 23 | Year 24 | Year 25 | Year 26 | Year 27 | Year 28 | Year 29 | Year 30 | Year 31 | Year 32 | Year 33 | Year 34 | Year 35 | Year 36 | Year 37 | Year 38 | Year 39 | Year 40 | Year 41 | Year 42 | Year 43 | Year 44 | Year 45 | Year 46 | Year 47 | Year 48 | Year 49 | Year 50
Annualized kBTUs | 0 | 0 | 0 | 0 | 0 | 0 | 0 | 0 | 0 | 0 | 0 | 0 | 0 | 0 | 0 | 0 | 0 | 0 | 0 | 0 | 0 | 0 | 0 | 0 | 0 | 0 | 0 | 0 | 0 | 0 | 0 | 0 | 0 | 0 | 0 | 0 | 0 | 0 | 0 | 0 | 0 | 0 | 0 | 0 | 0 | 0 | 0 | 0 | 0 | 0 | 0
Lifetimes - Component 4
Scenario | Year 0 | Year 1 | Year 2 | Year 3 | Year 4 | Year 5 | Year 6 | Year 7 | Year 8 | Year 9 | Year 10 | Year 11 | Year 12 | Year 13 | Year 14 | Year 15 | Year 16 | Year 17 | Year 18 | Year 19 | Year 20 | Year 21 | Year 22 | Year 23 | Year 24 | Year 25 | Year 26 | Year 27 | Year 28 | Year 29 | Year 30 | Year 31 | Year 32 | Year 33 | Year 34 | Year 35 | Year 36 | Year 37 | Year 38 | Year 39 | Year 40 | Year 41 | Year 42 | Year 43 | Year 44 | Year 45 | Year 46 | Year 47 | Year 48 | Year 49 | Year 50
NC - Min. Lifetime | 0 | 0 | 0 | 0 | 0 | 0 | 0 | 0 | 0 | 0 | 0 | 0 | 0 | 0 | 0 | 0 | 0 | 0 | 0 | 0 | 0 | 0 | 0 | 0 | 0 | 0 | 0 | 0 | 0 | 0 | 0 | 0 | 0 | 0 | 0 | 0 | 0 | 0 | 0 | 0 | 0 | 0 | 0 | 0 | 0 | 0 | 0 | 0 | 0 | 0 | 0
NC - Max. Lifetime | 0 | 0 | 0 | 0 | 0 | 0 | 0 | 0 | 0 | 0 | 0 | 0 | 0 | 0 | 0 | 0 | 0 | 0 | 0 | 0 | 0 | 0 | 0 | 0 | 0 | 0 | 0 | 0 | 0 | 0 | 0 | 0 | 0 | 0 | 0 | 0 | 0 | 0 | 0 | 0 | 0 | 0 | 0 | 0 | 0 | 0 | 0 | 0 | 0 | 0 | 0
Equipment Options - Component 5
Equipment | Year 0: Label; Year 1: Min. Lifetime; Year 2: Max. Lifetime; Year 3: On Market; Year 4: Off Market; Year 5: Available; Year 6: On Date; Year 7: Off Date
1 | Year 5: 0:00; Year 6: 0; Year 7: 0
2 | Year 5: 0:00; Year 6: 0; Year 7: 0
3 | Year 5: 0:00; Year 6: 0; Year 7: 0
4 | Year 5: 0:00; Year 6: 0; Year 7: 0
5 | Year 5: 0:00; Year 6: 0; Year 7: 0
6 | Year 5: 0:00; Year 6: 0; Year 7: 0
7 | Year 5: 0:00; Year 6: 0; Year 7: 0
8 | Year 5: 0:00; Year 6: 0; Year 7: 0
9 | Year 5: 0:00; Year 6: 0; Year 7: 0
10 | Year 5: 0:00; Year 6: 0; Year 7: 0
Purchase Shares - Component 5
Equipment | Year 0 | Year 1 | Year 2 | Year 3 | Year 4 | Year 5 | Year 6 | Year 7 | Year 8 | Year 9 | Year 10 | Year 11 | Year 12 | Year 13 | Year 14 | Year 15 | Year 16 | Year 17 | Year 18 | Year 19 | Year 20 | Year 21 | Year 22 | Year 23 | Year 24 | Year 25 | Year 26 | Year 27 | Year 28 | Year 29 | Year 30 | Year 31 | Year 32 | Year 33 | Year 34 | Year 35 | Year 36 | Year 37 | Year 38 | Year 39 | Year 40 | Year 41 | Year 42 | Year 43 | Year 44 | Year 45 | Year 46 | Year 47 | Year 48 | Year 49 | Year 50
1 | bar: Year 0 to Year 50
2 | bar: Year 0 to Year 50
3 | bar: Year 0 to Year 50
4 | bar: Year 0 to Year 50
5 | bar: Year 0 to Year 50
6 | bar: Year 0 to Year 50
7 | bar: Year 0 to Year 50
8 | bar: Year 0 to Year 50
9 | bar: Year 0 to Year 50
10 | bar: Year 0 to Year 50
Annualized Cost of Operation - Utility - Component 5
Equipment | Year 0 | Year 1 | Year 2 | Year 3 | Year 4 | Year 5 | Year 6 | Year 7 | Year 8 | Year 9 | Year 10 | Year 11 | Year 12 | Year 13 | Year 14 | Year 15 | Year 16 | Year 17 | Year 18 | Year 19 | Year 20 | Year 21 | Year 22 | Year 23 | Year 24 | Year 25 | Year 26 | Year 27 | Year 28 | Year 29 | Year 30 | Year 31 | Year 32 | Year 33 | Year 34 | Year 35 | Year 36 | Year 37 | Year 38 | Year 39 | Year 40 | Year 41 | Year 42 | Year 43 | Year 44 | Year 45 | Year 46 | Year 47 | Year 48 | Year 49 | Year 50
1 | 0 | 0 | 0 | 0 | 0 | 0 | 0 | 0 | 0 | 0 | 0 | 0 | 0 | 0 | 0 | 0 | 0 | 0 | 0 | 0 | 0 | 0 | 0 | 0 | 0 | 0 | 0 | 0 | 0 | 0 | 0 | 0 | 0 | 0 | 0 | 0 | 0 | 0 | 0 | 0 | 0 | 0 | 0 | 0 | 0 | 0 | 0 | 0 | 0 | 0 | 0
2 | 0 | 0 | 0 | 0 | 0 | 0 | 0 | 0 | 0 | 0 | 0 | 0 | 0 | 0 | 0 | 0 | 0 | 0 | 0 | 0 | 0 | 0 | 0 | 0 | 0 | 0 | 0 | 0 | 0 | 0 | 0 | 0 | 0 | 0 | 0 | 0 | 0 | 0 | 0 | 0 | 0 | 0 | 0 | 0 | 0 | 0 | 0 | 0 | 0 | 0 | 0
3 | 0 | 0 | 0 | 0 | 0 | 0 | 0 | 0 | 0 | 0 | 0 | 0 | 0 | 0 | 0 | 0 | 0 | 0 | 0 | 0 | 0 | 0 | 0 | 0 | 0 | 0 | 0 | 0 | 0 | 0 | 0 | 0 | 0 | 0 | 0 | 0 | 0 | 0 | 0 | 0 | 0 | 0 | 0 | 0 | 0 | 0 | 0 | 0 | 0 | 0 | 0
4 | 0 | 0 | 0 | 0 | 0 | 0 | 0 | 0 | 0 | 0 | 0 | 0 | 0 | 0 | 0 | 0 | 0 | 0 | 0 | 0 | 0 | 0 | 0 | 0 | 0 | 0 | 0 | 0 | 0 | 0 | 0 | 0 | 0 | 0 | 0 | 0 | 0 | 0 | 0 | 0 | 0 | 0 | 0 | 0 | 0 | 0 | 0 | 0 | 0 | 0 | 0
5 | 0 | 0 | 0 | 0 | 0 | 0 | 0 | 0 | 0 | 0 | 0 | 0 | 0 | 0 | 0 | 0 | 0 | 0 | 0 | 0 | 0 | 0 | 0 | 0 | 0 | 0 | 0 | 0 | 0 | 0 | 0 | 0 | 0 | 0 | 0 | 0 | 0 | 0 | 0 | 0 | 0 | 0 | 0 | 0 | 0 | 0 | 0 | 0 | 0 | 0 | 0
6 | 0 | 0 | 0 | 0 | 0 | 0 | 0 | 0 | 0 | 0 | 0 | 0 | 0 | 0 | 0 | 0 | 0 | 0 | 0 | 0 | 0 | 0 | 0 | 0 | 0 | 0 | 0 | 0 | 0 | 0 | 0 | 0 | 0 | 0 | 0 | 0 | 0 | 0 | 0 | 0 | 0 | 0 | 0 | 0 | 0 | 0 | 0 | 0 | 0 | 0 | 0
7 | 0 | 0 | 0 | 0 | 0 | 0 | 0 | 0 | 0 | 0 | 0 | 0 | 0 | 0 | 0 | 0 | 0 | 0 | 0 | 0 | 0 | 0 | 0 | 0 | 0 | 0 | 0 | 0 | 0 | 0 | 0 | 0 | 0 | 0 | 0 | 0 | 0 | 0 | 0 | 0 | 0 | 0 | 0 | 0 | 0 | 0 | 0 | 0 | 0 | 0 | 0
8 | 0 | 0 | 0 | 0 | 0 | 0 | 0 | 0 | 0 | 0 | 0 | 0 | 0 | 0 | 0 | 0 | 0 | 0 | 0 | 0 | 0 | 0 | 0 | 0 | 0 | 0 | 0 | 0 | 0 | 0 | 0 | 0 | 0 | 0 | 0 | 0 | 0 | 0 | 0 | 0 | 0 | 0 | 0 | 0 | 0 | 0 | 0 | 0 | 0 | 0 | 0
9 | 0 | 0 | 0 | 0 | 0 | 0 | 0 | 0 | 0 | 0 | 0 | 0 | 0 | 0 | 0 | 0 | 0 | 0 | 0 | 0 | 0 | 0 | 0 | 0 | 0 | 0 | 0 | 0 | 0 | 0 | 0 | 0 | 0 | 0 | 0 | 0 | 0 | 0 | 0 | 0 | 0 | 0 | 0 | 0 | 0 | 0 | 0 | 0 | 0 | 0 | 0
10 | 0 | 0 | 0 | 0 | 0 | 0 | 0 | 0 | 0 | 0 | 0 | 0 | 0 | 0 | 0 | 0 | 0 | 0 | 0 | 0 | 0 | 0 | 0 | 0 | 0 | 0 | 0 | 0 | 0 | 0 | 0 | 0 | 0 | 0 | 0 | 0 | 0 | 0 | 0 | 0 | 0 | 0 | 0 | 0 | 0 | 0 | 0 | 0 | 0 | 0 | 0
Annualized Sales from Operation - Utility - Component 5
Equipment | Year 0 | Year 1 | Year 2 | Year 3 | Year 4 | Year 5 | Year 6 | Year 7 | Year 8 | Year 9 | Year 10 | Year 11 | Year 12 | Year 13 | Year 14 | Year 15 | Year 16 | Year 17 | Year 18 | Year 19 | Year 20 | Year 21 | Year 22 | Year 23 | Year 24 | Year 25 | Year 26 | Year 27 | Year 28 | Year 29 | Year 30 | Year 31 | Year 32 | Year 33 | Year 34 | Year 35 | Year 36 | Year 37 | Year 38 | Year 39 | Year 40 | Year 41 | Year 42 | Year 43 | Year 44 | Year 45 | Year 46 | Year 47 | Year 48 | Year 49 | Year 50
1 | 0 | 0 | 0 | 0 | 0 | 0 | 0 | 0 | 0 | 0 | 0 | 0 | 0 | 0 | 0 | 0 | 0 | 0 | 0 | 0 | 0 | 0 | 0 | 0 | 0 | 0 | 0 | 0 | 0 | 0 | 0 | 0 | 0 | 0 | 0 | 0 | 0 | 0 | 0 | 0 | 0 | 0 | 0 | 0 | 0 | 0 | 0 | 0 | 0 | 0 | 0
2 | 0 | 0 | 0 | 0 | 0 | 0 | 0 | 0 | 0 | 0 | 0 | 0 | 0 | 0 | 0 | 0 | 0 | 0 | 0 | 0 | 0 | 0 | 0 | 0 | 0 | 0 | 0 | 0 | 0 | 0 | 0 | 0 | 0 | 0 | 0 | 0 | 0 | 0 | 0 | 0 | 0 | 0 | 0 | 0 | 0 | 0 | 0 | 0 | 0 | 0 | 0
3 | 0 | 0 | 0 | 0 | 0 | 0 | 0 | 0 | 0 | 0 | 0 | 0 | 0 | 0 | 0 | 0 | 0 | 0 | 0 | 0 | 0 | 0 | 0 | 0 | 0 | 0 | 0 | 0 | 0 | 0 | 0 | 0 | 0 | 0 | 0 | 0 | 0 | 0 | 0 | 0 | 0 | 0 | 0 | 0 | 0 | 0 | 0 | 0 | 0 | 0 | 0
4 | 0 | 0 | 0 | 0 | 0 | 0 | 0 | 0 | 0 | 0 | 0 | 0 | 0 | 0 | 0 | 0 | 0 | 0 | 0 | 0 | 0 | 0 | 0 | 0 | 0 | 0 | 0 | 0 | 0 | 0 | 0 | 0 | 0 | 0 | 0 | 0 | 0 | 0 | 0 | 0 | 0 | 0 | 0 | 0 | 0 | 0 | 0 | 0 | 0 | 0 | 0
5 | 0 | 0 | 0 | 0 | 0 | 0 | 0 | 0 | 0 | 0 | 0 | 0 | 0 | 0 | 0 | 0 | 0 | 0 | 0 | 0 | 0 | 0 | 0 | 0 | 0 | 0 | 0 | 0 | 0 | 0 | 0 | 0 | 0 | 0 | 0 | 0 | 0 | 0 | 0 | 0 | 0 | 0 | 0 | 0 | 0 | 0 | 0 | 0 | 0 | 0 | 0
6 | 0 | 0 | 0 | 0 | 0 | 0 | 0 | 0 | 0 | 0 | 0 | 0 | 0 | 0 | 0 | 0 | 0 | 0 | 0 | 0 | 0 | 0 | 0 | 0 | 0 | 0 | 0 | 0 | 0 | 0 | 0 | 0 | 0 | 0 | 0 | 0 | 0 | 0 | 0 | 0 | 0 | 0 | 0 | 0 | 0 | 0 | 0 | 0 | 0 | 0 | 0
7 | 0 | 0 | 0 | 0 | 0 | 0 | 0 | 0 | 0 | 0 | 0 | 0 | 0 | 0 | 0 | 0 | 0 | 0 | 0 | 0 | 0 | 0 | 0 | 0 | 0 | 0 | 0 | 0 | 0 | 0 | 0 | 0 | 0 | 0 | 0 | 0 | 0 | 0 | 0 | 0 | 0 | 0 | 0 | 0 | 0 | 0 | 0 | 0 | 0 | 0 | 0
8 | 0 | 0 | 0 | 0 | 0 | 0 | 0 | 0 | 0 | 0 | 0 | 0 | 0 | 0 | 0 | 0 | 0 | 0 | 0 | 0 | 0 | 0 | 0 | 0 | 0 | 0 | 0 | 0 | 0 | 0 | 0 | 0 | 0 | 0 | 0 | 0 | 0 | 0 | 0 | 0 | 0 | 0 | 0 | 0 | 0 | 0 | 0 | 0 | 0 | 0 | 0
9 | 0 | 0 | 0 | 0 | 0 | 0 | 0 | 0 | 0 | 0 | 0 | 0 | 0 | 0 | 0 | 0 | 0 | 0 | 0 | 0 | 0 | 0 | 0 | 0 | 0 | 0 | 0 | 0 | 0 | 0 | 0 | 0 | 0 | 0 | 0 | 0 | 0 | 0 | 0 | 0 | 0 | 0 | 0 | 0 | 0 | 0 | 0 | 0 | 0 | 0 | 0
10 | 0 | 0 | 0 | 0 | 0 | 0 | 0 | 0 | 0 | 0 | 0 | 0 | 0 | 0 | 0 | 0 | 0 | 0 | 0 | 0 | 0 | 0 | 0 | 0 | 0 | 0 | 0 | 0 | 0 | 0 | 0 | 0 | 0 | 0 | 0 | 0 | 0 | 0 | 0 | 0 | 0 | 0 | 0 | 0 | 0 | 0 | 0 | 0 | 0 | 0 | 0
Annualized Cost of Equipment - Utility - Component 5
Equipment | Year 0 | Year 1 | Year 2 | Year 3 | Year 4 | Year 5 | Year 6 | Year 7 | Year 8 | Year 9 | Year 10 | Year 11 | Year 12 | Year 13 | Year 14 | Year 15 | Year 16 | Year 17 | Year 18 | Year 19 | Year 20 | Year 21 | Year 22 | Year 23 | Year 24 | Year 25 | Year 26 | Year 27 | Year 28 | Year 29 | Year 30 | Year 31 | Year 32 | Year 33 | Year 34 | Year 35 | Year 36 | Year 37 | Year 38 | Year 39 | Year 40 | Year 41 | Year 42 | Year 43 | Year 44 | Year 45 | Year 46 | Year 47 | Year 48 | Year 49 | Year 50
1 | 0 | 0 | 0 | 0 | 0 | 0 | 0 | 0 | 0 | 0 | 0 | 0 | 0 | 0 | 0 | 0 | 0 | 0 | 0 | 0 | 0 | 0 | 0 | 0 | 0 | 0 | 0 | 0 | 0 | 0 | 0 | 0 | 0 | 0 | 0 | 0 | 0 | 0 | 0 | 0 | 0 | 0 | 0 | 0 | 0 | 0 | 0 | 0 | 0 | 0 | 0
2 | 0 | 0 | 0 | 0 | 0 | 0 | 0 | 0 | 0 | 0 | 0 | 0 | 0 | 0 | 0 | 0 | 0 | 0 | 0 | 0 | 0 | 0 | 0 | 0 | 0 | 0 | 0 | 0 | 0 | 0 | 0 | 0 | 0 | 0 | 0 | 0 | 0 | 0 | 0 | 0 | 0 | 0 | 0 | 0 | 0 | 0 | 0 | 0 | 0 | 0 | 0
3 | 0 | 0 | 0 | 0 | 0 | 0 | 0 | 0 | 0 | 0 | 0 | 0 | 0 | 0 | 0 | 0 | 0 | 0 | 0 | 0 | 0 | 0 | 0 | 0 | 0 | 0 | 0 | 0 | 0 | 0 | 0 | 0 | 0 | 0 | 0 | 0 | 0 | 0 | 0 | 0 | 0 | 0 | 0 | 0 | 0 | 0 | 0 | 0 | 0 | 0 | 0
4 | 0 | 0 | 0 | 0 | 0 | 0 | 0 | 0 | 0 | 0 | 0 | 0 | 0 | 0 | 0 | 0 | 0 | 0 | 0 | 0 | 0 | 0 | 0 | 0 | 0 | 0 | 0 | 0 | 0 | 0 | 0 | 0 | 0 | 0 | 0 | 0 | 0 | 0 | 0 | 0 | 0 | 0 | 0 | 0 | 0 | 0 | 0 | 0 | 0 | 0 | 0
5 | 0 | 0 | 0 | 0 | 0 | 0 | 0 | 0 | 0 | 0 | 0 | 0 | 0 | 0 | 0 | 0 | 0 | 0 | 0 | 0 | 0 | 0 | 0 | 0 | 0 | 0 | 0 | 0 | 0 | 0 | 0 | 0 | 0 | 0 | 0 | 0 | 0 | 0 | 0 | 0 | 0 | 0 | 0 | 0 | 0 | 0 | 0 | 0 | 0 | 0 | 0
6 | 0 | 0 | 0 | 0 | 0 | 0 | 0 | 0 | 0 | 0 | 0 | 0 | 0 | 0 | 0 | 0 | 0 | 0 | 0 | 0 | 0 | 0 | 0 | 0 | 0 | 0 | 0 | 0 | 0 | 0 | 0 | 0 | 0 | 0 | 0 | 0 | 0 | 0 | 0 | 0 | 0 | 0 | 0 | 0 | 0 | 0 | 0 | 0 | 0 | 0 | 0
7 | 0 | 0 | 0 | 0 | 0 | 0 | 0 | 0 | 0 | 0 | 0 | 0 | 0 | 0 | 0 | 0 | 0 | 0 | 0 | 0 | 0 | 0 | 0 | 0 | 0 | 0 | 0 | 0 | 0 | 0 | 0 | 0 | 0 | 0 | 0 | 0 | 0 | 0 | 0 | 0 | 0 | 0 | 0 | 0 | 0 | 0 | 0 | 0 | 0 | 0 | 0
8 | 0 | 0 | 0 | 0 | 0 | 0 | 0 | 0 | 0 | 0 | 0 | 0 | 0 | 0 | 0 | 0 | 0 | 0 | 0 | 0 | 0 | 0 | 0 | 0 | 0 | 0 | 0 | 0 | 0 | 0 | 0 | 0 | 0 | 0 | 0 | 0 | 0 | 0 | 0 | 0 | 0 | 0 | 0 | 0 | 0 | 0 | 0 | 0 | 0 | 0 | 0
9 | 0 | 0 | 0 | 0 | 0 | 0 | 0 | 0 | 0 | 0 | 0 | 0 | 0 | 0 | 0 | 0 | 0 | 0 | 0 | 0 | 0 | 0 | 0 | 0 | 0 | 0 | 0 | 0 | 0 | 0 | 0 | 0 | 0 | 0 | 0 | 0 | 0 | 0 | 0 | 0 | 0 | 0 | 0 | 0 | 0 | 0 | 0 | 0 | 0 | 0 | 0
10 | 0 | 0 | 0 | 0 | 0 | 0 | 0 | 0 | 0 | 0 | 0 | 0 | 0 | 0 | 0 | 0 | 0 | 0 | 0 | 0 | 0 | 0 | 0 | 0 | 0 | 0 | 0 | 0 | 0 | 0 | 0 | 0 | 0 | 0 | 0 | 0 | 0 | 0 | 0 | 0 | 0 | 0 | 0 | 0 | 0 | 0 | 0 | 0 | 0 | 0 | 0
Annualized Cost of Operation - Participant - Component 5
Equipment | Year 0 | Year 1 | Year 2 | Year 3 | Year 4 | Year 5 | Year 6 | Year 7 | Year 8 | Year 9 | Year 10 | Year 11 | Year 12 | Year 13 | Year 14 | Year 15 | Year 16 | Year 17 | Year 18 | Year 19 | Year 20 | Year 21 | Year 22 | Year 23 | Year 24 | Year 25 | Year 26 | Year 27 | Year 28 | Year 29 | Year 30 | Year 31 | Year 32 | Year 33 | Year 34 | Year 35 | Year 36 | Year 37 | Year 38 | Year 39 | Year 40 | Year 41 | Year 42 | Year 43 | Year 44 | Year 45 | Year 46 | Year 47 | Year 48 | Year 49 | Year 50
1 | 0 | 0 | 0 | 0 | 0 | 0 | 0 | 0 | 0 | 0 | 0 | 0 | 0 | 0 | 0 | 0 | 0 | 0 | 0 | 0 | 0 | 0 | 0 | 0 | 0 | 0 | 0 | 0 | 0 | 0 | 0 | 0 | 0 | 0 | 0 | 0 | 0 | 0 | 0 | 0 | 0 | 0 | 0 | 0 | 0 | 0 | 0 | 0 | 0 | 0 | 0
2 | 0 | 0 | 0 | 0 | 0 | 0 | 0 | 0 | 0 | 0 | 0 | 0 | 0 | 0 | 0 | 0 | 0 | 0 | 0 | 0 | 0 | 0 | 0 | 0 | 0 | 0 | 0 | 0 | 0 | 0 | 0 | 0 | 0 | 0 | 0 | 0 | 0 | 0 | 0 | 0 | 0 | 0 | 0 | 0 | 0 | 0 | 0 | 0 | 0 | 0 | 0
3 | 0 | 0 | 0 | 0 | 0 | 0 | 0 | 0 | 0 | 0 | 0 | 0 | 0 | 0 | 0 | 0 | 0 | 0 | 0 | 0 | 0 | 0 | 0 | 0 | 0 | 0 | 0 | 0 | 0 | 0 | 0 | 0 | 0 | 0 | 0 | 0 | 0 | 0 | 0 | 0 | 0 | 0 | 0 | 0 | 0 | 0 | 0 | 0 | 0 | 0 | 0
4 | 0 | 0 | 0 | 0 | 0 | 0 | 0 | 0 | 0 | 0 | 0 | 0 | 0 | 0 | 0 | 0 | 0 | 0 | 0 | 0 | 0 | 0 | 0 | 0 | 0 | 0 | 0 | 0 | 0 | 0 | 0 | 0 | 0 | 0 | 0 | 0 | 0 | 0 | 0 | 0 | 0 | 0 | 0 | 0 | 0 | 0 | 0 | 0 | 0 | 0 | 0
5 | 0 | 0 | 0 | 0 | 0 | 0 | 0 | 0 | 0 | 0 | 0 | 0 | 0 | 0 | 0 | 0 | 0 | 0 | 0 | 0 | 0 | 0 | 0 | 0 | 0 | 0 | 0 | 0 | 0 | 0 | 0 | 0 | 0 | 0 | 0 | 0 | 0 | 0 | 0 | 0 | 0 | 0 | 0 | 0 | 0 | 0 | 0 | 0 | 0 | 0 | 0
6 | 0 | 0 | 0 | 0 | 0 | 0 | 0 | 0 | 0 | 0 | 0 | 0 | 0 | 0 | 0 | 0 | 0 | 0 | 0 | 0 | 0 | 0 | 0 | 0 | 0 | 0 | 0 | 0 | 0 | 0 | 0 | 0 | 0 | 0 | 0 | 0 | 0 | 0 | 0 | 0 | 0 | 0 | 0 | 0 | 0 | 0 | 0 | 0 | 0 | 0 | 0
7 | 0 | 0 | 0 | 0 | 0 | 0 | 0 | 0 | 0 | 0 | 0 | 0 | 0 | 0 | 0 | 0 | 0 | 0 | 0 | 0 | 0 | 0 | 0 | 0 | 0 | 0 | 0 | 0 | 0 | 0 | 0 | 0 | 0 | 0 | 0 | 0 | 0 | 0 | 0 | 0 | 0 | 0 | 0 | 0 | 0 | 0 | 0 | 0 | 0 | 0 | 0
8 | 0 | 0 | 0 | 0 | 0 | 0 | 0 | 0 | 0 | 0 | 0 | 0 | 0 | 0 | 0 | 0 | 0 | 0 | 0 | 0 | 0 | 0 | 0 | 0 | 0 | 0 | 0 | 0 | 0 | 0 | 0 | 0 | 0 | 0 | 0 | 0 | 0 | 0 | 0 | 0 | 0 | 0 | 0 | 0 | 0 | 0 | 0 | 0 | 0 | 0 | 0
9 | 0 | 0 | 0 | 0 | 0 | 0 | 0 | 0 | 0 | 0 | 0 | 0 | 0 | 0 | 0 | 0 | 0 | 0 | 0 | 0 | 0 | 0 | 0 | 0 | 0 | 0 | 0 | 0 | 0 | 0 | 0 | 0 | 0 | 0 | 0 | 0 | 0 | 0 | 0 | 0 | 0 | 0 | 0 | 0 | 0 | 0 | 0 | 0 | 0 | 0 | 0
10 | 0 | 0 | 0 | 0 | 0 | 0 | 0 | 0 | 0 | 0 | 0 | 0 | 0 | 0 | 0 | 0 | 0 | 0 | 0 | 0 | 0 | 0 | 0 | 0 | 0 | 0 | 0 | 0 | 0 | 0 | 0 | 0 | 0 | 0 | 0 | 0 | 0 | 0 | 0 | 0 | 0 | 0 | 0 | 0 | 0 | 0 | 0 | 0 | 0 | 0 | 0
Annualized Cost of Equipment - Participant - Component 5
Equipment | Year 0 | Year 1 | Year 2 | Year 3 | Year 4 | Year 5 | Year 6 | Year 7 | Year 8 | Year 9 | Year 10 | Year 11 | Year 12 | Year 13 | Year 14 | Year 15 | Year 16 | Year 17 | Year 18 | Year 19 | Year 20 | Year 21 | Year 22 | Year 23 | Year 24 | Year 25 | Year 26 | Year 27 | Year 28 | Year 29 | Year 30 | Year 31 | Year 32 | Year 33 | Year 34 | Year 35 | Year 36 | Year 37 | Year 38 | Year 39 | Year 40 | Year 41 | Year 42 | Year 43 | Year 44 | Year 45 | Year 46 | Year 47 | Year 48 | Year 49 | Year 50
1 | 0 | 0 | 0 | 0 | 0 | 0 | 0 | 0 | 0 | 0 | 0 | 0 | 0 | 0 | 0 | 0 | 0 | 0 | 0 | 0 | 0 | 0 | 0 | 0 | 0 | 0 | 0 | 0 | 0 | 0 | 0 | 0 | 0 | 0 | 0 | 0 | 0 | 0 | 0 | 0 | 0 | 0 | 0 | 0 | 0 | 0 | 0 | 0 | 0 | 0 | 0
2 | 0 | 0 | 0 | 0 | 0 | 0 | 0 | 0 | 0 | 0 | 0 | 0 | 0 | 0 | 0 | 0 | 0 | 0 | 0 | 0 | 0 | 0 | 0 | 0 | 0 | 0 | 0 | 0 | 0 | 0 | 0 | 0 | 0 | 0 | 0 | 0 | 0 | 0 | 0 | 0 | 0 | 0 | 0 | 0 | 0 | 0 | 0 | 0 | 0 | 0 | 0
3 | 0 | 0 | 0 | 0 | 0 | 0 | 0 | 0 | 0 | 0 | 0 | 0 | 0 | 0 | 0 | 0 | 0 | 0 | 0 | 0 | 0 | 0 | 0 | 0 | 0 | 0 | 0 | 0 | 0 | 0 | 0 | 0 | 0 | 0 | 0 | 0 | 0 | 0 | 0 | 0 | 0 | 0 | 0 | 0 | 0 | 0 | 0 | 0 | 0 | 0 | 0
4 | 0 | 0 | 0 | 0 | 0 | 0 | 0 | 0 | 0 | 0 | 0 | 0 | 0 | 0 | 0 | 0 | 0 | 0 | 0 | 0 | 0 | 0 | 0 | 0 | 0 | 0 | 0 | 0 | 0 | 0 | 0 | 0 | 0 | 0 | 0 | 0 | 0 | 0 | 0 | 0 | 0 | 0 | 0 | 0 | 0 | 0 | 0 | 0 | 0 | 0 | 0
5 | 0 | 0 | 0 | 0 | 0 | 0 | 0 | 0 | 0 | 0 | 0 | 0 | 0 | 0 | 0 | 0 | 0 | 0 | 0 | 0 | 0 | 0 | 0 | 0 | 0 | 0 | 0 | 0 | 0 | 0 | 0 | 0 | 0 | 0 | 0 | 0 | 0 | 0 | 0 | 0 | 0 | 0 | 0 | 0 | 0 | 0 | 0 | 0 | 0 | 0 | 0
6 | 0 | 0 | 0 | 0 | 0 | 0 | 0 | 0 | 0 | 0 | 0 | 0 | 0 | 0 | 0 | 0 | 0 | 0 | 0 | 0 | 0 | 0 | 0 | 0 | 0 | 0 | 0 | 0 | 0 | 0 | 0 | 0 | 0 | 0 | 0 | 0 | 0 | 0 | 0 | 0 | 0 | 0 | 0 | 0 | 0 | 0 | 0 | 0 | 0 | 0 | 0
7 | 0 | 0 | 0 | 0 | 0 | 0 | 0 | 0 | 0 | 0 | 0 | 0 | 0 | 0 | 0 | 0 | 0 | 0 | 0 | 0 | 0 | 0 | 0 | 0 | 0 | 0 | 0 | 0 | 0 | 0 | 0 | 0 | 0 | 0 | 0 | 0 | 0 | 0 | 0 | 0 | 0 | 0 | 0 | 0 | 0 | 0 | 0 | 0 | 0 | 0 | 0
8 | 0 | 0 | 0 | 0 | 0 | 0 | 0 | 0 | 0 | 0 | 0 | 0 | 0 | 0 | 0 | 0 | 0 | 0 | 0 | 0 | 0 | 0 | 0 | 0 | 0 | 0 | 0 | 0 | 0 | 0 | 0 | 0 | 0 | 0 | 0 | 0 | 0 | 0 | 0 | 0 | 0 | 0 | 0 | 0 | 0 | 0 | 0 | 0 | 0 | 0 | 0
9 | 0 | 0 | 0 | 0 | 0 | 0 | 0 | 0 | 0 | 0 | 0 | 0 | 0 | 0 | 0 | 0 | 0 | 0 | 0 | 0 | 0 | 0 | 0 | 0 | 0 | 0 | 0 | 0 | 0 | 0 | 0 | 0 | 0 | 0 | 0 | 0 | 0 | 0 | 0 | 0 | 0 | 0 | 0 | 0 | 0 | 0 | 0 | 0 | 0 | 0 | 0
10 | 0 | 0 | 0 | 0 | 0 | 0 | 0 | 0 | 0 | 0 | 0 | 0 | 0 | 0 | 0 | 0 | 0 | 0 | 0 | 0 | 0 | 0 | 0 | 0 | 0 | 0 | 0 | 0 | 0 | 0 | 0 | 0 | 0 | 0 | 0 | 0 | 0 | 0 | 0 | 0 | 0 | 0 | 0 | 0 | 0 | 0 | 0 | 0 | 0 | 0 | 0
Annualized kBTUs - Component 5
Equipment | Year 0 | Year 1 | Year 2 | Year 3 | Year 4 | Year 5 | Year 6 | Year 7 | Year 8 | Year 9 | Year 10 | Year 11 | Year 12 | Year 13 | Year 14 | Year 15 | Year 16 | Year 17 | Year 18 | Year 19 | Year 20 | Year 21 | Year 22 | Year 23 | Year 24 | Year 25 | Year 26 | Year 27 | Year 28 | Year 29 | Year 30 | Year 31 | Year 32 | Year 33 | Year 34 | Year 35 | Year 36 | Year 37 | Year 38 | Year 39 | Year 40 | Year 41 | Year 42 | Year 43 | Year 44 | Year 45 | Year 46 | Year 47 | Year 48 | Year 49 | Year 50
1 | 0 | 0 | 0 | 0 | 0 | 0 | 0 | 0 | 0 | 0 | 0 | 0 | 0 | 0 | 0 | 0 | 0 | 0 | 0 | 0 | 0 | 0 | 0 | 0 | 0 | 0 | 0 | 0 | 0 | 0 | 0 | 0 | 0 | 0 | 0 | 0 | 0 | 0 | 0 | 0 | 0 | 0 | 0 | 0 | 0 | 0 | 0 | 0 | 0 | 0 | 0
2 | 0 | 0 | 0 | 0 | 0 | 0 | 0 | 0 | 0 | 0 | 0 | 0 | 0 | 0 | 0 | 0 | 0 | 0 | 0 | 0 | 0 | 0 | 0 | 0 | 0 | 0 | 0 | 0 | 0 | 0 | 0 | 0 | 0 | 0 | 0 | 0 | 0 | 0 | 0 | 0 | 0 | 0 | 0 | 0 | 0 | 0 | 0 | 0 | 0 | 0 | 0
3 | 0 | 0 | 0 | 0 | 0 | 0 | 0 | 0 | 0 | 0 | 0 | 0 | 0 | 0 | 0 | 0 | 0 | 0 | 0 | 0 | 0 | 0 | 0 | 0 | 0 | 0 | 0 | 0 | 0 | 0 | 0 | 0 | 0 | 0 | 0 | 0 | 0 | 0 | 0 | 0 | 0 | 0 | 0 | 0 | 0 | 0 | 0 | 0 | 0 | 0 | 0
4 | 0 | 0 | 0 | 0 | 0 | 0 | 0 | 0 | 0 | 0 | 0 | 0 | 0 | 0 | 0 | 0 | 0 | 0 | 0 | 0 | 0 | 0 | 0 | 0 | 0 | 0 | 0 | 0 | 0 | 0 | 0 | 0 | 0 | 0 | 0 | 0 | 0 | 0 | 0 | 0 | 0 | 0 | 0 | 0 | 0 | 0 | 0 | 0 | 0 | 0 | 0
5 | 0 | 0 | 0 | 0 | 0 | 0 | 0 | 0 | 0 | 0 | 0 | 0 | 0 | 0 | 0 | 0 | 0 | 0 | 0 | 0 | 0 | 0 | 0 | 0 | 0 | 0 | 0 | 0 | 0 | 0 | 0 | 0 | 0 | 0 | 0 | 0 | 0 | 0 | 0 | 0 | 0 | 0 | 0 | 0 | 0 | 0 | 0 | 0 | 0 | 0 | 0
6 | 0 | 0 | 0 | 0 | 0 | 0 | 0 | 0 | 0 | 0 | 0 | 0 | 0 | 0 | 0 | 0 | 0 | 0 | 0 | 0 | 0 | 0 | 0 | 0 | 0 | 0 | 0 | 0 | 0 | 0 | 0 | 0 | 0 | 0 | 0 | 0 | 0 | 0 | 0 | 0 | 0 | 0 | 0 | 0 | 0 | 0 | 0 | 0 | 0 | 0 | 0
7 | 0 | 0 | 0 | 0 | 0 | 0 | 0 | 0 | 0 | 0 | 0 | 0 | 0 | 0 | 0 | 0 | 0 | 0 | 0 | 0 | 0 | 0 | 0 | 0 | 0 | 0 | 0 | 0 | 0 | 0 | 0 | 0 | 0 | 0 | 0 | 0 | 0 | 0 | 0 | 0 | 0 | 0 | 0 | 0 | 0 | 0 | 0 | 0 | 0 | 0 | 0
8 | 0 | 0 | 0 | 0 | 0 | 0 | 0 | 0 | 0 | 0 | 0 | 0 | 0 | 0 | 0 | 0 | 0 | 0 | 0 | 0 | 0 | 0 | 0 | 0 | 0 | 0 | 0 | 0 | 0 | 0 | 0 | 0 | 0 | 0 | 0 | 0 | 0 | 0 | 0 | 0 | 0 | 0 | 0 | 0 | 0 | 0 | 0 | 0 | 0 | 0 | 0
9 | 0 | 0 | 0 | 0 | 0 | 0 | 0 | 0 | 0 | 0 | 0 | 0 | 0 | 0 | 0 | 0 | 0 | 0 | 0 | 0 | 0 | 0 | 0 | 0 | 0 | 0 | 0 | 0 | 0 | 0 | 0 | 0 | 0 | 0 | 0 | 0 | 0 | 0 | 0 | 0 | 0 | 0 | 0 | 0 | 0 | 0 | 0 | 0 | 0 | 0 | 0
10 | 0 | 0 | 0 | 0 | 0 | 0 | 0 | 0 | 0 | 0 | 0 | 0 | 0 | 0 | 0 | 0 | 0 | 0 | 0 | 0 | 0 | 0 | 0 | 0 | 0 | 0 | 0 | 0 | 0 | 0 | 0 | 0 | 0 | 0 | 0 | 0 | 0 | 0 | 0 | 0 | 0 | 0 | 0 | 0 | 0 | 0 | 0 | 0 | 0 | 0 | 0
On Market - Component 5
Equipment | Year 0 | Year 1 | Year 2 | Year 3 | Year 4 | Year 5 | Year 6 | Year 7 | Year 8 | Year 9 | Year 10 | Year 11 | Year 12 | Year 13 | Year 14 | Year 15 | Year 16 | Year 17 | Year 18 | Year 19 | Year 20 | Year 21 | Year 22 | Year 23 | Year 24 | Year 25 | Year 26 | Year 27 | Year 28 | Year 29 | Year 30 | Year 31 | Year 32 | Year 33 | Year 34 | Year 35 | Year 36 | Year 37 | Year 38 | Year 39 | Year 40 | Year 41 | Year 42 | Year 43 | Year 44 | Year 45 | Year 46 | Year 47 | Year 48 | Year 49 | Year 50
1 | 0 | 0 | 0 | 0 | 0 | 0 | 0 | 0 | 0 | 0 | 0 | 0 | 0 | 0 | 0 | 0 | 0 | 0 | 0 | 0 | 0 | 0 | 0 | 0 | 0 | 0 | 0 | 0 | 0 | 0 | 0 | 0 | 0 | 0 | 0 | 0 | 0 | 0 | 0 | 0 | 0 | 0 | 0 | 0 | 0 | 0 | 0 | 0 | 0 | 0 | 0
2 | 0 | 0 | 0 | 0 | 0 | 0 | 0 | 0 | 0 | 0 | 0 | 0 | 0 | 0 | 0 | 0 | 0 | 0 | 0 | 0 | 0 | 0 | 0 | 0 | 0 | 0 | 0 | 0 | 0 | 0 | 0 | 0 | 0 | 0 | 0 | 0 | 0 | 0 | 0 | 0 | 0 | 0 | 0 | 0 | 0 | 0 | 0 | 0 | 0 | 0 | 0
3 | 0 | 0 | 0 | 0 | 0 | 0 | 0 | 0 | 0 | 0 | 0 | 0 | 0 | 0 | 0 | 0 | 0 | 0 | 0 | 0 | 0 | 0 | 0 | 0 | 0 | 0 | 0 | 0 | 0 | 0 | 0 | 0 | 0 | 0 | 0 | 0 | 0 | 0 | 0 | 0 | 0 | 0 | 0 | 0 | 0 | 0 | 0 | 0 | 0 | 0 | 0
4 | 0 | 0 | 0 | 0 | 0 | 0 | 0 | 0 | 0 | 0 | 0 | 0 | 0 | 0 | 0 | 0 | 0 | 0 | 0 | 0 | 0 | 0 | 0 | 0 | 0 | 0 | 0 | 0 | 0 | 0 | 0 | 0 | 0 | 0 | 0 | 0 | 0 | 0 | 0 | 0 | 0 | 0 | 0 | 0 | 0 | 0 | 0 | 0 | 0 | 0 | 0
5 | 0 | 0 | 0 | 0 | 0 | 0 | 0 | 0 | 0 | 0 | 0 | 0 | 0 | 0 | 0 | 0 | 0 | 0 | 0 | 0 | 0 | 0 | 0 | 0 | 0 | 0 | 0 | 0 | 0 | 0 | 0 | 0 | 0 | 0 | 0 | 0 | 0 | 0 | 0 | 0 | 0 | 0 | 0 | 0 | 0 | 0 | 0 | 0 | 0 | 0 | 0
6 | 0 | 0 | 0 | 0 | 0 | 0 | 0 | 0 | 0 | 0 | 0 | 0 | 0 | 0 | 0 | 0 | 0 | 0 | 0 | 0 | 0 | 0 | 0 | 0 | 0 | 0 | 0 | 0 | 0 | 0 | 0 | 0 | 0 | 0 | 0 | 0 | 0 | 0 | 0 | 0 | 0 | 0 | 0 | 0 | 0 | 0 | 0 | 0 | 0 | 0 | 0
7 | 0 | 0 | 0 | 0 | 0 | 0 | 0 | 0 | 0 | 0 | 0 | 0 | 0 | 0 | 0 | 0 | 0 | 0 | 0 | 0 | 0 | 0 | 0 | 0 | 0 | 0 | 0 | 0 | 0 | 0 | 0 | 0 | 0 | 0 | 0 | 0 | 0 | 0 | 0 | 0 | 0 | 0 | 0 | 0 | 0 | 0 | 0 | 0 | 0 | 0 | 0
8 | 0 | 0 | 0 | 0 | 0 | 0 | 0 | 0 | 0 | 0 | 0 | 0 | 0 | 0 | 0 | 0 | 0 | 0 | 0 | 0 | 0 | 0 | 0 | 0 | 0 | 0 | 0 | 0 | 0 | 0 | 0 | 0 | 0 | 0 | 0 | 0 | 0 | 0 | 0 | 0 | 0 | 0 | 0 | 0 | 0 | 0 | 0 | 0 | 0 | 0 | 0
9 | 0 | 0 | 0 | 0 | 0 | 0 | 0 | 0 | 0 | 0 | 0 | 0 | 0 | 0 | 0 | 0 | 0 | 0 | 0 | 0 | 0 | 0 | 0 | 0 | 0 | 0 | 0 | 0 | 0 | 0 | 0 | 0 | 0 | 0 | 0 | 0 | 0 | 0 | 0 | 0 | 0 | 0 | 0 | 0 | 0 | 0 | 0 | 0 | 0 | 0 | 0
10 | 0 | 0 | 0 | 0 | 0 | 0 | 0 | 0 | 0 | 0 | 0 | 0 | 0 | 0 | 0 | 0 | 0 | 0 | 0 | 0 | 0 | 0 | 0 | 0 | 0 | 0 | 0 | 0 | 0 | 0 | 0 | 0 | 0 | 0 | 0 | 0 | 0 | 0 | 0 | 0 | 0 | 0 | 0 | 0 | 0 | 0 | 0 | 0 | 0 | 0 | 0
Technical kBTUs - Component 5
Value | Year 0 | Year 1 | Year 2 | Year 3 | Year 4 | Year 5 | Year 6 | Year 7 | Year 8 | Year 9 | Year 10 | Year 11 | Year 12 | Year 13 | Year 14 | Year 15 | Year 16 | Year 17 | Year 18 | Year 19 | Year 20 | Year 21 | Year 22 | Year 23 | Year 24 | Year 25 | Year 26 | Year 27 | Year 28 | Year 29 | Year 30 | Year 31 | Year 32 | Year 33 | Year 34 | Year 35 | Year 36 | Year 37 | Year 38 | Year 39 | Year 40 | Year 41 | Year 42 | Year 43 | Year 44 | Year 45 | Year 46 | Year 47 | Year 48 | Year 49 | Year 50
Annualized kBTUs | 0 | 0 | 0 | 0 | 0 | 0 | 0 | 0 | 0 | 0 | 0 | 0 | 0 | 0 | 0 | 0 | 0 | 0 | 0 | 0 | 0 | 0 | 0 | 0 | 0 | 0 | 0 | 0 | 0 | 0 | 0 | 0 | 0 | 0 | 0 | 0 | 0 | 0 | 0 | 0 | 0 | 0 | 0 | 0 | 0 | 0 | 0 | 0 | 0 | 0 | 0
Lifetimes - Component 5
Scenario | Year 0 | Year 1 | Year 2 | Year 3 | Year 4 | Year 5 | Year 6 | Year 7 | Year 8 | Year 9 | Year 10 | Year 11 | Year 12 | Year 13 | Year 14 | Year 15 | Year 16 | Year 17 | Year 18 | Year 19 | Year 20 | Year 21 | Year 22 | Year 23 | Year 24 | Year 25 | Year 26 | Year 27 | Year 28 | Year 29 | Year 30 | Year 31 | Year 32 | Year 33 | Year 34 | Year 35 | Year 36 | Year 37 | Year 38 | Year 39 | Year 40 | Year 41 | Year 42 | Year 43 | Year 44 | Year 45 | Year 46 | Year 47 | Year 48 | Year 49 | Year 50
NC - Min. Lifetime | 0 | 0 | 0 | 0 | 0 | 0 | 0 | 0 | 0 | 0 | 0 | 0 | 0 | 0 | 0 | 0 | 0 | 0 | 0 | 0 | 0 | 0 | 0 | 0 | 0 | 0 | 0 | 0 | 0 | 0 | 0 | 0 | 0 | 0 | 0 | 0 | 0 | 0 | 0 | 0 | 0 | 0 | 0 | 0 | 0 | 0 | 0 | 0 | 0 | 0 | 0
NC - Max. Lifetime | 0 | 0 | 0 | 0 | 0 | 0 | 0 | 0 | 0 | 0 | 0 | 0 | 0 | 0 | 0 | 0 | 0 | 0 | 0 | 0 | 0 | 0 | 0 | 0 | 0 | 0 | 0 | 0 | 0 | 0 | 0 | 0 | 0 | 0 | 0 | 0 | 0 | 0 | 0 | 0 | 0 | 0 | 0 | 0 | 0 | 0 | 0 | 0 | 0 | 0 | 0
New Construction Costs
Scenario | Year 0 | Year 1 | Year 2 | Year 3 | Year 4 | Year 5 | Year 6 | Year 7 | Year 8 | Year 9 | Year 10 | Year 11 | Year 12 | Year 13 | Year 14 | Year 15 | Year 16 | Year 17 | Year 18 | Year 19 | Year 20 | Year 21 | Year 22 | Year 23 | Year 24 | Year 25 | Year 26 | Year 27 | Year 28 | Year 29 | Year 30 | Year 31 | Year 32 | Year 33 | Year 34 | Year 35 | Year 36 | Year 37 | Year 38 | Year 39 | Year 40 | Year 41 | Year 42 | Year 43 | Year 44 | Year 45 | Year 46 | Year 47 | Year 48 | Year 49 | Year 50
Average Min. Lifetime - NC | 0 | 0 | 0 | 0 | 0 | 0 | 0 | 0 | 0 | 0 | 0 | 0 | 0 | 0 | 0 | 0 | 0 | 0 | 0 | 0 | 0 | 0 | 0 | 0 | 0 | 0 | 0 | 0 | 0 | 0 | 0 | 0 | 0 | 0 | 0 | 0 | 0 | 0 | 0 | 0 | 0 | 0 | 0 | 0 | 0 | 0 | 0 | 0 | 0 | 0 | 0
Average Max. Lifetime - NC | 0 | 0 | 0 | 0 | 0 | 0 | 0 | 0 | 0 | 0 | 0 | 0 | 0 | 0 | 0 | 0 | 0 | 0 | 0 | 0 | 0 | 0 | 0 | 0 | 0 | 0 | 0 | 0 | 0 | 0 | 0 | 0 | 0 | 0 | 0 | 0 | 0 | 0 | 0 | 0 | 0 | 0 | 0 | 0 | 0 | 0 | 0 | 0 | 0 | 0 | 0
Annualized Install Cost - Utility - NC | 0 | 0 | 0 | 0 | 0 | 0 | 0 | 0 | 0 | 0 | 0 | 0 | 0 | 0 | 0 | 0 | 0 | 0 | 0 | 0 | 0 | 0 | 0 | 0 | 0 | 0 | 0 | 0 | 0 | 0 | 0 | 0 | 0 | 0 | 0 | 0 | 0 | 0 | 0 | 0 | 0 | 0 | 0 | 0 | 0 | 0 | 0 | 0 | 0 | 0 | 0
Annualized Install Cost - Participant | 0 | 0 | 0 | 0 | 0 | 0 | 0 | 0 | 0 | 0 | 0 | 0 | 0 | 0 | 0 | 0 | 0 | 0 | 0 | 0 | 0 | 0 | 0 | 0 | 0 | 0 | 0 | 0 | 0 | 0 | 0 | 0 | 0 | 0 | 0 | 0 | 0 | 0 | 0 | 0 | 0 | 0 | 0 | 0 | 0 | 0 | 0 | 0 | 0 | 0 | 0
System Results
Value | Year 0 | Year 1 | Year 2 | Year 3 | Year 4 | Year 5 | Year 6 | Year 7 | Year 8 | Year 9 | Year 10 | Year 11 | Year 12 | Year 13 | Year 14 | Year 15 | Year 16 | Year 17 | Year 18 | Year 19 | Year 20 | Year 21 | Year 22 | Year 23 | Year 24 | Year 25 | Year 26 | Year 27 | Year 28 | Year 29 | Year 30 | Year 31 | Year 32 | Year 33 | Year 34 | Year 35 | Year 36 | Year 37 | Year 38 | Year 39 | Year 40 | Year 41 | Year 42 | Year 43 | Year 44 | Year 45 | Year 46 | Year 47 | Year 48 | Year 49 | Year 50
Utility - Cost of Operation | 0 | 0 | 0 | 0 | 0 | 0 | 0 | 0 | 0 | 0 | 0 | 0 | 0 | 0 | 0 | 0 | 0 | 0 | 0 | 0 | 0 | 0 | 0 | 0 | 0 | 0 | 0 | 0 | 0 | 0 | 0 | 0 | 0 | 0 | 0 | 0 | 0 | 0 | 0 | 0 | 0 | 0 | 0 | 0 | 0 | 0 | 0 | 0 | 0 | 0 | 0
Utility - Value of Sales | 0 | 0 | 0 | 0 | 0 | 0 | 0 | 0 | 0 | 0 | 0 | 0 | 0 | 0 | 0 | 0 | 0 | 0 | 0 | 0 | 0 | 0 | 0 | 0 | 0 | 0 | 0 | 0 | 0 | 0 | 0 | 0 | 0 | 0 | 0 | 0 | 0 | 0 | 0 | 0 | 0 | 0 | 0 | 0 | 0 | 0 | 0 | 0 | 0 | 0 | 0
Utility - Cost of Equipment | 0 | 0 | 0 | 0 | 0 | 0 | 0 | 0 | 0 | 0 | 0 | 0 | 0 | 0 | 0 | 0 | 0 | 0 | 0 | 0 | 0 | 0 | 0 | 0 | 0 | 0 | 0 | 0 | 0 | 0 | 0 | 0 | 0 | 0 | 0 | 0 | 0 | 0 | 0 | 0 | 0 | 0 | 0 | 0 | 0 | 0 | 0 | 0 | 0 | 0 | 0
Participant - Cost of Operation | 0 | 0 | 0 | 0 | 0 | 0 | 0 | 0 | 0 | 0 | 0 | 0 | 0 | 0 | 0 | 0 | 0 | 0 | 0 | 0 | 0 | 0 | 0 | 0 | 0 | 0 | 0 | 0 | 0 | 0 | 0 | 0 | 0 | 0 | 0 | 0 | 0 | 0 | 0 | 0 | 0 | 0 | 0 | 0 | 0 | 0 | 0 | 0 | 0 | 0 | 0
Participant - Cost of Equipment | 0 | 0 | 0 | 0 | 0 | 0 | 0 | 0 | 0 | 0 | 0 | 0 | 0 | 0 | 0 | 0 | 0 | 0 | 0 | 0 | 0 | 0 | 0 | 0 | 0 | 0 | 0 | 0 | 0 | 0 | 0 | 0 | 0 | 0 | 0 | 0 | 0 | 0 | 0 | 0 | 0 | 0 | 0 | 0 | 0 | 0 | 0 | 0 | 0 | 0 | 0
Annualized kBTUs | 0 | 0 | 0 | 0 | 0 | 0 | 0 | 0 | 0 | 0 | 0 | 0 | 0 | 0 | 0 | 0 | 0 | 0 | 0 | 0 | 0 | 0 | 0 | 0 | 0 | 0 | 0 | 0 | 0 | 0 | 0 | 0 | 0 | 0 | 0 | 0 | 0 | 0 | 0 | 0 | 0 | 0 | 0 | 0 | 0 | 0 | 0 | 0 | 0 | 0 | 0

## Sys Economics (hidden)
Forecast
Base Year | 2016
Forecast Start | 2017
Forecast End | 2057
Utility Economics
Test | TRC | 0
Incentive Rate | 70%
Admin Adder | 20%
Baseline Purchase Shares
Use Logit Model | 0%
Grow adoption | 100%
Allow decline | 100%
Achievable Case | Economic Potential
System Settings
System | Label | First Year On Market | Last Year On Market | Availability | Use Logit Model | Allow Growth | Allow decline | Available | On Date | Off Date
System 1 |  |  |  |  | 100% | 100% | 100% | FALSE | 0 | 0
System 2 |  |  |  |  | 100% | 100% | 100% | FALSE | 0 | 0
System 3 |  |  |  |  | 100% | 100% | 0% | FALSE | 0 | 0
System 4 |  |  |  |  | 100% | 0% | 100% | FALSE | 0 | 0
System 5 |  |  |  |  | 100% | 100% | 100% | FALSE | 0 | 0
Potential Factors - MAP
System | Year 0 | Year 1 | Year 2 | Year 3 | Year 4 | Year 5 | Year 6 | Year 7 | Year 8 | Year 9 | Year 10 | Year 11 | Year 12 | Year 13 | Year 14 | Year 15 | Year 16 | Year 17 | Year 18 | Year 19 | Year 20 | Year 21 | Year 22 | Year 23 | Year 24 | Year 25 | Year 26 | Year 27 | Year 28 | Year 29 | Year 30 | Year 31 | Year 32 | Year 33 | Year 34 | Year 35 | Year 36 | Year 37 | Year 38 | Year 39 | Year 40 | Year 41 | Year 42 | Year 43 | Year 44 | Year 45 | Year 46 | Year 47 | Year 48 | Year 49 | Year 50
System 1 | bar: Year 0 to Year 50
System 2 | bar: Year 0 to Year 50
System 3 | bar: Year 0 to Year 50
System 4 | bar: Year 0 to Year 50
System 5 | bar: Year 0 to Year 50
Potential Factors - RAP
System | Year 0 | Year 1 | Year 2 | Year 3 | Year 4 | Year 5 | Year 6 | Year 7 | Year 8 | Year 9 | Year 10 | Year 11 | Year 12 | Year 13 | Year 14 | Year 15 | Year 16 | Year 17 | Year 18 | Year 19 | Year 20 | Year 21 | Year 22 | Year 23 | Year 24 | Year 25 | Year 26 | Year 27 | Year 28 | Year 29 | Year 30 | Year 31 | Year 32 | Year 33 | Year 34 | Year 35 | Year 36 | Year 37 | Year 38 | Year 39 | Year 40 | Year 41 | Year 42 | Year 43 | Year 44 | Year 45 | Year 46 | Year 47 | Year 48 | Year 49 | Year 50
System 1 | bar: Year 0 to Year 50
System 2 | bar: Year 0 to Year 50
System 3 | bar: Year 0 to Year 50
System 4 | bar: Year 0 to Year 50
System 5 | bar: Year 0 to Year 50
System Purchase Shares
System | Year 0 | Year 1 | Year 2 | Year 3 | Year 4 | Year 5 | Year 6 | Year 7 | Year 8 | Year 9 | Year 10 | Year 11 | Year 12 | Year 13 | Year 14 | Year 15 | Year 16 | Year 17 | Year 18 | Year 19 | Year 20 | Year 21 | Year 22 | Year 23 | Year 24 | Year 25 | Year 26 | Year 27 | Year 28 | Year 29 | Year 30 | Year 31 | Year 32 | Year 33 | Year 34 | Year 35 | Year 36 | Year 37 | Year 38 | Year 39 | Year 40 | Year 41 | Year 42 | Year 43 | Year 44 | Year 45 | Year 46 | Year 47 | Year 48 | Year 49 | Year 50
System 1 | bar: Year 0 to Year 50
System 2 | bar: Year 0 to Year 50
System 3 | bar: Year 0 to Year 50
System 4 | bar: Year 0 to Year 50
System 5 | bar: Year 0 to Year 50
Total Shares | bar: Year 0 to Year 50
Availabl Shares | bar: Year 0 to Year 50
Utility - Cost of Operation
System | Year 0 | Year 1 | Year 2 | Year 3 | Year 4 | Year 5 | Year 6 | Year 7 | Year 8 | Year 9 | Year 10 | Year 11 | Year 12 | Year 13 | Year 14 | Year 15 | Year 16 | Year 17 | Year 18 | Year 19 | Year 20 | Year 21 | Year 22 | Year 23 | Year 24 | Year 25 | Year 26 | Year 27 | Year 28 | Year 29 | Year 30 | Year 31 | Year 32 | Year 33 | Year 34 | Year 35 | Year 36 | Year 37 | Year 38 | Year 39 | Year 40 | Year 41 | Year 42 | Year 43 | Year 44 | Year 45 | Year 46 | Year 47 | Year 48 | Year 49 | Year 50
System 1 | 0 | 0 | 0 | 0 | 0 | 0 | 0 | 0 | 0 | 0 | 0 | 0 | 0 | 0 | 0 | 0 | 0 | 0 | 0 | 0 | 0 | 0 | 0 | 0 | 0 | 0 | 0 | 0 | 0 | 0 | 0 | 0 | 0 | 0 | 0 | 0 | 0 | 0 | 0 | 0 | 0 | 0 | 0 | 0 | 0 | 0 | 0 | 0 | 0 | 0 | 0
System 2 | 0 | 0 | 0 | 0 | 0 | 0 | 0 | 0 | 0 | 0 | 0 | 0 | 0 | 0 | 0 | 0 | 0 | 0 | 0 | 0 | 0 | 0 | 0 | 0 | 0 | 0 | 0 | 0 | 0 | 0 | 0 | 0 | 0 | 0 | 0 | 0 | 0 | 0 | 0 | 0 | 0 | 0 | 0 | 0 | 0 | 0 | 0 | 0 | 0 | 0 | 0
System 3 | 0 | 0 | 0 | 0 | 0 | 0 | 0 | 0 | 0 | 0 | 0 | 0 | 0 | 0 | 0 | 0 | 0 | 0 | 0 | 0 | 0 | 0 | 0 | 0 | 0 | 0 | 0 | 0 | 0 | 0 | 0 | 0 | 0 | 0 | 0 | 0 | 0 | 0 | 0 | 0 | 0 | 0 | 0 | 0 | 0 | 0 | 0 | 0 | 0 | 0 | 0
System 4 | 0 | 0 | 0 | 0 | 0 | 0 | 0 | 0 | 0 | 0 | 0 | 0 | 0 | 0 | 0 | 0 | 0 | 0 | 0 | 0 | 0 | 0 | 0 | 0 | 0 | 0 | 0 | 0 | 0 | 0 | 0 | 0 | 0 | 0 | 0 | 0 | 0 | 0 | 0 | 0 | 0 | 0 | 0 | 0 | 0 | 0 | 0 | 0 | 0 | 0 | 0
System 5 | 0 | 0 | 0 | 0 | 0 | 0 | 0 | 0 | 0 | 0 | 0 | 0 | 0 | 0 | 0 | 0 | 0 | 0 | 0 | 0 | 0 | 0 | 0 | 0 | 0 | 0 | 0 | 0 | 0 | 0 | 0 | 0 | 0 | 0 | 0 | 0 | 0 | 0 | 0 | 0 | 0 | 0 | 0 | 0 | 0 | 0 | 0 | 0 | 0 | 0 | 0
Utility - Value of Sales
System | Year 0 | Year 1 | Year 2 | Year 3 | Year 4 | Year 5 | Year 6 | Year 7 | Year 8 | Year 9 | Year 10 | Year 11 | Year 12 | Year 13 | Year 14 | Year 15 | Year 16 | Year 17 | Year 18 | Year 19 | Year 20 | Year 21 | Year 22 | Year 23 | Year 24 | Year 25 | Year 26 | Year 27 | Year 28 | Year 29 | Year 30 | Year 31 | Year 32 | Year 33 | Year 34 | Year 35 | Year 36 | Year 37 | Year 38 | Year 39 | Year 40 | Year 41 | Year 42 | Year 43 | Year 44 | Year 45 | Year 46 | Year 47 | Year 48 | Year 49 | Year 50
System 1 | 285.0737 | 288.0839 | 291.1061 | 295.3949 | 300.2981 | 305.4808 | 310.3057 | 314.4884 | 317.3745 | 317.5544 | 317.5493 | 317.5444 | 317.6301 | 317.9068 | 318.5455 | 319.2997 | 320.249 | 321.2066 | 322.2227 | 323.26 | 324.2289 | 324.9882 | 325.7259 | 326.3733 | 326.8641 | 327.2309 | 327.5702 | 327.8924 | 328.2474 | 328.5857 | 328.9035 | 329.1594 | 329.3417 | 329.4351 | 329.4351 | 329.4351 | 329.4351 | 329.4351 | 329.4351 | 329.4351 | 329.4351 | 329.4351 | 301.4437 | 301.4437 | 301.4437 | 301.4437 | 301.4437 | 301.4437 | 301.4437 | 301.4437 | 301.4437
System 2 | 162.4337 | 163.4262 | 161.3613 | 164.2294 | 164.948 | 166.6262 | 167.6811 | 169.0459 | 170.1799 | 171.0848 | 171.7789 | 172.1354 | 172.2981 | 172.3613 | 172.4309 | 172.5915 | 172.85 | 173.1128 | 173.3101 | 173.4603 | 173.6454 | 173.8662 | 174.0481 | 174.2143 | 174.3924 | 174.591 | 174.8186 | 175.0349 | 175.2436 | 175.446 | 175.6261 | 175.7621 | 175.836 | 175.8655 | 175.8655 | 175.8655 | 175.8655 | 175.8655 | 175.8655 | 175.8655 | 175.8655 | 175.8655 | 1192.5882 | 1192.5882 | 1192.5882 | 1192.5882 | 1192.5882 | 1192.5882 | 1192.5882 | 1192.5882 | 1192.5882
System 3 | 262.2716 | 262.7875 | 267.3781 | 269.8297 | 272.1733 | 279.2292 | 284.0511 | 278.1302 | 280.8924 | 281.0362 | 281.0081 | 280.959 | 280.9821 | 281.1881 | 281.7508 | 282.4194 | 283.279 | 284.1505 | 285.0781 | 286.0204 | 286.8894 | 287.5571 | 288.1941 | 288.746 | 289.154 | 289.4392 | 289.7072 | 289.9597 | 290.2539 | 290.5313 | 290.7982 | 291.0072 | 291.1553 | 291.2324 | 291.2345 | 291.2367 | 291.2388 | 291.241 | 291.2431 | 291.2452 | 291.2474 | 291.2495 | 520.8081 | 520.8121 | 520.8161 | 520.8201 | 520.8241 | 520.8281 | 520.8321 | 520.8361 | 520.8402
System 4 | 154.3865 | 154.5419 | 153.9492 | 155.4019 | 155.2734 | 156.7433 | 157.9212 | 159.1495 | 160.1093 | 160.6245 | 161.0271 | 161.2799 | 161.4549 | 161.6075 | 161.8088 | 162.0664 | 162.3927 | 162.719 | 163.0212 | 163.3026 | 163.5867 | 163.8557 | 164.0975 | 164.3143 | 164.5093 | 164.6889 | 164.8704 | 165.0364 | 165.1987 | 165.3511 | 165.4882 | 165.5933 | 165.6576 | 165.687 | 165.6872 | 165.6874 | 165.6875 | 165.6877 | 165.6879 | 165.6881 | 165.6883 | 165.6884 | 193.7931 | 193.7939 | 193.7947 | 193.7956 | 193.7964 | 193.779 | 193.7413 | 193.6808 | 193.595
System 5 | 0 | 0 | 0 | 0 | 0 | 0 | 0 | 0 | 0 | 0 | 0 | 0 | 0 | 0 | 0 | 0 | 0 | 0 | 0 | 0 | 0 | 0 | 0 | 0 | 0 | 0 | 0 | 0 | 0 | 0 | 0 | 0 | 0 | 0 | 0 | 0 | 0 | 0 | 0 | 0 | 0 | 0 | 0 | 0 | 0 | 0 | 0 | 0 | 0 | 0 | 0
| 0 | 0 | 0 | 0 | 0 | 0 | 0 | 0 | 0 | 0 | 0 | 0 | 0 | 0 | 0 | 0 | 0 | 0 | 0 | 0 | 0 | 0 | 0 | 0 | 0 | 0 | 0 | 0 | 0 | 0 | 0 | 0 | 0 | 0 | 0 | 0 | 0 | 0 | 0 | 0 | 0 | 0
Utility - Cost of Equipment | 0 | 0 | 0 | 0 | 0 | 0 | 0 | 0 | 0 | 0 | 0 | 0 | 0 | 0 | 0 | 0 | 0 | 0 | 0 | 0 | 0 | 0 | 0 | 0 | 0 | 0 | 0 | 0 | 0 | 0 | 0 | 0 | 0 | 0 | 0 | 0 | 0 | 0 | 0 | 0 | 0 | 0
System | Year 0 | Year 1 | Year 2 | Year 3 | Year 4 | Year 5 | Year 6 | Year 7 | Year 8 | Year 9 | Year 10 | Year 11 | Year 12 | Year 13 | Year 14 | Year 15 | Year 16 | Year 17 | Year 18 | Year 19 | Year 20 | Year 21 | Year 22 | Year 23 | Year 24 | Year 25 | Year 26 | Year 27 | Year 28 | Year 29 | Year 30 | Year 31 | Year 32 | Year 33 | Year 34 | Year 35 | Year 36 | Year 37 | Year 38 | Year 39 | Year 40 | Year 41 | Year 42 | Year 43 | Year 44 | Year 45 | Year 46 | Year 47 | Year 48 | Year 49 | Year 50
System 1 | 0 | 0 | 0 | 0 | 0 | 0 | 0 | 0 | 0 | 0 | 0 | 0 | 0 | 0 | 0 | 0 | 0 | 0 | 0 | 0 | 0 | 0 | 0 | 0 | 0 | 0 | 0 | 0 | 0 | 0 | 0 | 0 | 0 | 0 | 0 | 0 | 0 | 0 | 0 | 0 | 0 | 0 | 0 | 0 | 0 | 0 | 0 | 0 | 0 | 0 | 0
System 2 | 0 | 0 | 0 | 0 | 0 | 0 | 0 | 0 | 0 | 0 | 0 | 0 | 0 | 0 | 0 | 0 | 0 | 0 | 0 | 0 | 0 | 0 | 0 | 0 | 0 | 0 | 0 | 0 | 0 | 0 | 0 | 0 | 0 | 0 | 0 | 0 | 0 | 0 | 0 | 0 | 0 | 0 | 0 | 0 | 0 | 0 | 0 | 0 | 0 | 0 | 0
System 3 | 0 | 0 | 0 | 0 | 0 | 0 | 0 | 0 | 0 | 0 | 0 | 0 | 0 | 0 | 0 | 0 | 0 | 0 | 0 | 0 | 0 | 0 | 0 | 0 | 0 | 0 | 0 | 0 | 0 | 0 | 0 | 0 | 0 | 0 | 0 | 0 | 0 | 0 | 0 | 0 | 0 | 0 | 0 | 0 | 0 | 0 | 0 | 0 | 0 | 0 | 0
System 4 | 0 | 0 | 0 | 0 | 0 | 0 | 0 | 0 | 0 | 0 | 0 | 0 | 0 | 0 | 0 | 0 | 0 | 0 | 0 | 0 | 0 | 0 | 0 | 0 | 0 | 0 | 0 | 0 | 0 | 0 | 0 | 0 | 0 | 0 | 0 | 0 | 0 | 0 | 0 | 0 | 0 | 0 | 0 | 0 | 0 | 0 | 0 | 0 | 0 | 0 | 0
System 5 | 0 | 0 | 0 | 0 | 0 | 0 | 0 | 0 | 0 | 0 | 0 | 0 | 0 | 0 | 0 | 0 | 0 | 0 | 0 | 0 | 0 | 0 | 0 | 0 | 0 | 0 | 0 | 0 | 0 | 0 | 0 | 0 | 0 | 0 | 0 | 0 | 0 | 0 | 0 | 0 | 0 | 0 | 0 | 0 | 0 | 0 | 0 | 0 | 0 | 0 | 0
Participant - Cost of Operation
System | Year 0 | Year 1 | Year 2 | Year 3 | Year 4 | Year 5 | Year 6 | Year 7 | Year 8 | Year 9 | Year 10 | Year 11 | Year 12 | Year 13 | Year 14 | Year 15 | Year 16 | Year 17 | Year 18 | Year 19 | Year 20 | Year 21 | Year 22 | Year 23 | Year 24 | Year 25 | Year 26 | Year 27 | Year 28 | Year 29 | Year 30 | Year 31 | Year 32 | Year 33 | Year 34 | Year 35 | Year 36 | Year 37 | Year 38 | Year 39 | Year 40 | Year 41 | Year 42 | Year 43 | Year 44 | Year 45 | Year 46 | Year 47 | Year 48 | Year 49 | Year 50
System 1 | 0 | 0 | 0 | 0 | 0 | 0 | 0 | 0 | 0 | 0 | 0 | 0 | 0 | 0 | 0 | 0 | 0 | 0 | 0 | 0 | 0 | 0 | 0 | 0 | 0 | 0 | 0 | 0 | 0 | 0 | 0 | 0 | 0 | 0 | 0 | 0 | 0 | 0 | 0 | 0 | 0 | 0 | 0 | 0 | 0 | 0 | 0 | 0 | 0 | 0 | 0
System 2 | 0 | 0 | 0 | 0 | 0 | 0 | 0 | 0 | 0 | 0 | 0 | 0 | 0 | 0 | 0 | 0 | 0 | 0 | 0 | 0 | 0 | 0 | 0 | 0 | 0 | 0 | 0 | 0 | 0 | 0 | 0 | 0 | 0 | 0 | 0 | 0 | 0 | 0 | 0 | 0 | 0 | 0 | 0 | 0 | 0 | 0 | 0 | 0 | 0 | 0 | 0
System 3 | 0 | 0 | 0 | 0 | 0 | 0 | 0 | 0 | 0 | 0 | 0 | 0 | 0 | 0 | 0 | 0 | 0 | 0 | 0 | 0 | 0 | 0 | 0 | 0 | 0 | 0 | 0 | 0 | 0 | 0 | 0 | 0 | 0 | 0 | 0 | 0 | 0 | 0 | 0 | 0 | 0 | 0 | 0 | 0 | 0 | 0 | 0 | 0 | 0 | 0 | 0
System 4 | 0 | 0 | 0 | 0 | 0 | 0 | 0 | 0 | 0 | 0 | 0 | 0 | 0 | 0 | 0 | 0 | 0 | 0 | 0 | 0 | 0 | 0 | 0 | 0 | 0 | 0 | 0 | 0 | 0 | 0 | 0 | 0 | 0 | 0 | 0 | 0 | 0 | 0 | 0 | 0 | 0 | 0 | 0 | 0 | 0 | 0 | 0 | 0 | 0 | 0 | 0
System 5 | 0 | 0 | 0 | 0 | 0 | 0 | 0 | 0 | 0 | 0 | 0 | 0 | 0 | 0 | 0 | 0 | 0 | 0 | 0 | 0 | 0 | 0 | 0 | 0 | 0 | 0 | 0 | 0 | 0 | 0 | 0 | 0 | 0 | 0 | 0 | 0 | 0 | 0 | 0 | 0 | 0 | 0 | 0 | 0 | 0 | 0 | 0 | 0 | 0 | 0 | 0
Participant - Cost of Equipment
System | Year 0 | Year 1 | Year 2 | Year 3 | Year 4 | Year 5 | Year 6 | Year 7 | Year 8 | Year 9 | Year 10 | Year 11 | Year 12 | Year 13 | Year 14 | Year 15 | Year 16 | Year 17 | Year 18 | Year 19 | Year 20 | Year 21 | Year 22 | Year 23 | Year 24 | Year 25 | Year 26 | Year 27 | Year 28 | Year 29 | Year 30 | Year 31 | Year 32 | Year 33 | Year 34 | Year 35 | Year 36 | Year 37 | Year 38 | Year 39 | Year 40 | Year 41 | Year 42 | Year 43 | Year 44 | Year 45 | Year 46 | Year 47 | Year 48 | Year 49 | Year 50
System 1 | 0 | 0 | 0 | 0 | 0 | 0 | 0 | 0 | 0 | 0 | 0 | 0 | 0 | 0 | 0 | 0 | 0 | 0 | 0 | 0 | 0 | 0 | 0 | 0 | 0 | 0 | 0 | 0 | 0 | 0 | 0 | 0 | 0 | 0 | 0 | 0 | 0 | 0 | 0 | 0 | 0 | 0 | 0 | 0 | 0 | 0 | 0 | 0 | 0 | 0 | 0
System 2 | 0 | 0 | 0 | 0 | 0 | 0 | 0 | 0 | 0 | 0 | 0 | 0 | 0 | 0 | 0 | 0 | 0 | 0 | 0 | 0 | 0 | 0 | 0 | 0 | 0 | 0 | 0 | 0 | 0 | 0 | 0 | 0 | 0 | 0 | 0 | 0 | 0 | 0 | 0 | 0 | 0 | 0 | 0 | 0 | 0 | 0 | 0 | 0 | 0 | 0 | 0
System 3 | 0 | 0 | 0 | 0 | 0 | 0 | 0 | 0 | 0 | 0 | 0 | 0 | 0 | 0 | 0 | 0 | 0 | 0 | 0 | 0 | 0 | 0 | 0 | 0 | 0 | 0 | 0 | 0 | 0 | 0 | 0 | 0 | 0 | 0 | 0 | 0 | 0 | 0 | 0 | 0 | 0 | 0 | 0 | 0 | 0 | 0 | 0 | 0 | 0 | 0 | 0
System 4 | 0 | 0 | 0 | 0 | 0 | 0 | 0 | 0 | 0 | 0 | 0 | 0 | 0 | 0 | 0 | 0 | 0 | 0 | 0 | 0 | 0 | 0 | 0 | 0 | 0 | 0 | 0 | 0 | 0 | 0 | 0 | 0 | 0 | 0 | 0 | 0 | 0 | 0 | 0 | 0 | 0 | 0 | 0 | 0 | 0 | 0 | 0 | 0 | 0 | 0 | 0
System 5 | 0 | 0 | 0 | 0 | 0 | 0 | 0 | 0 | 0 | 0 | 0 | 0 | 0 | 0 | 0 | 0 | 0 | 0 | 0 | 0 | 0 | 0 | 0 | 0 | 0 | 0 | 0 | 0 | 0 | 0 | 0 | 0 | 0 | 0 | 0 | 0 | 0 | 0 | 0 | 0 | 0 | 0 | 0 | 0 | 0 | 0 | 0 | 0 | 0 | 0 | 0
System - Annual kBTUs
System | Year 0 | Year 1 | Year 2 | Year 3 | Year 4 | Year 5 | Year 6 | Year 7 | Year 8 | Year 9 | Year 10 | Year 11 | Year 12 | Year 13 | Year 14 | Year 15 | Year 16 | Year 17 | Year 18 | Year 19 | Year 20 | Year 21 | Year 22 | Year 23 | Year 24 | Year 25 | Year 26 | Year 27 | Year 28 | Year 29 | Year 30 | Year 31 | Year 32 | Year 33 | Year 34 | Year 35 | Year 36 | Year 37 | Year 38 | Year 39 | Year 40 | Year 41 | Year 42 | Year 43 | Year 44 | Year 45 | Year 46 | Year 47 | Year 48 | Year 49 | Year 50
1 | 0 | 0 | 0 | 0 | 0 | 0 | 0 | 0 | 0 | 0 | 0 | 0 | 0 | 0 | 0 | 0 | 0 | 0 | 0 | 0 | 0 | 0 | 0 | 0 | 0 | 0 | 0 | 0 | 0 | 0 | 0 | 0 | 0 | 0 | 0 | 0 | 0 | 0 | 0 | 0 | 0 | 0 | 0 | 0 | 0 | 0 | 0 | 0 | 0 | 0 | 0
2 | 0 | 0 | 0 | 0 | 0 | 0 | 0 | 0 | 0 | 0 | 0 | 0 | 0 | 0 | 0 | 0 | 0 | 0 | 0 | 0 | 0 | 0 | 0 | 0 | 0 | 0 | 0 | 0 | 0 | 0 | 0 | 0 | 0 | 0 | 0 | 0 | 0 | 0 | 0 | 0 | 0 | 0 | 0 | 0 | 0 | 0 | 0 | 0 | 0 | 0 | 0
3 | 0 | 0 | 0 | 0 | 0 | 0 | 0 | 0 | 0 | 0 | 0 | 0 | 0 | 0 | 0 | 0 | 0 | 0 | 0 | 0 | 0 | 0 | 0 | 0 | 0 | 0 | 0 | 0 | 0 | 0 | 0 | 0 | 0 | 0 | 0 | 0 | 0 | 0 | 0 | 0 | 0 | 0 | 0 | 0 | 0 | 0 | 0 | 0 | 0 | 0 | 0
4 | 0 | 0 | 0 | 0 | 0 | 0 | 0 | 0 | 0 | 0 | 0 | 0 | 0 | 0 | 0 | 0 | 0 | 0 | 0 | 0 | 0 | 0 | 0 | 0 | 0 | 0 | 0 | 0 | 0 | 0 | 0 | 0 | 0 | 0 | 0 | 0 | 0 | 0 | 0 | 0 | 0 | 0 | 0 | 0 | 0 | 0 | 0 | 0 | 0 | 0 | 0
5 | 0 | 0 | 0 | 0 | 0 | 0 | 0 | 0 | 0 | 0 | 0 | 0 | 0 | 0 | 0 | 0 | 0 | 0 | 0 | 0 | 0 | 0 | 0 | 0 | 0 | 0 | 0 | 0 | 0 | 0 | 0 | 0 | 0 | 0 | 0 | 0 | 0 | 0 | 0 | 0 | 0 | 0 | 0 | 0 | 0 | 0 | 0 | 0 | 0 | 0 | 0
Year
| Year 0 | Year 1 | Year 2 | Year 3 | Year 4 | Year 5 | Year 6 | Year 7 | Year 8 | Year 9 | Year 10 | Year 11 | Year 12 | Year 13 | Year 14 | Year 15 | Year 16 | Year 17 | Year 18 | Year 19 | Year 20 | Year 21 | Year 22 | Year 23 | Year 24 | Year 25 | Year 26 | Year 27 | Year 28 | Year 29 | Year 30 | Year 31 | Year 32 | Year 33 | Year 34 | Year 35 | Year 36 | Year 37 | Year 38 | Year 39 | Year 40 | Year 41 | Year 42 | Year 43 | Year 44 | Year 45 | Year 46 | Year 47 | Year 48 | Year 49 | Year 50
Year | 2016 | 2017 | 2018 | 2019 | 2020 | 2021 | 2022 | 2023 | 2024 | 2025 | 2026 | 2027 | 2028 | 2029 | 2030 | 2031 | 2032 | 2033 | 2034 | 2035 | 2036 | 2037 | 2038 | 2039 | 2040 | 2041 | 2042 | 2043 | 2044 | 2045 | 2046 | 2047 | 2048 | 2049 | 2050 | 2051 | 2052 | 2053 | 2054 | 2055 | 2056 | 2057 | 2058 | 2059 | 2060 | 2061 | 2062 | 2063 | 2064 | 2065 | 2066
Index | 0 | 1 | 2 | 3 | 4 | 5 | 6 | 7 | 8 | 9 | 10 | 11 | 12 | 13 | 14 | 15 | 16 | 17 | 18 | 19 | 20 | 21 | 22 | 23 | 24 | 25 | 26 | 27 | 28 | 29 | 30 | 31 | 32 | 33 | 34 | 35 | 36 | 37 | 38 | 39 | 40 | 41 | 42 | 43 | 44 | 45 | 46 | 47 | 48 | 49 | 50
On Market
Equipment | Year 0 | Year 1 | Year 2 | Year 3 | Year 4 | Year 5 | Year 6 | Year 7 | Year 8 | Year 9 | Year 10 | Year 11 | Year 12 | Year 13 | Year 14 | Year 15 | Year 16 | Year 17 | Year 18 | Year 19 | Year 20 | Year 21 | Year 22 | Year 23 | Year 24 | Year 25 | Year 26 | Year 27 | Year 28 | Year 29 | Year 30 | Year 31 | Year 32 | Year 33 | Year 34 | Year 35 | Year 36 | Year 37 | Year 38 | Year 39 | Year 40 | Year 41 | Year 42 | Year 43 | Year 44 | Year 45 | Year 46 | Year 47 | Year 48 | Year 49 | Year 50
1 | FALSE | FALSE | FALSE | FALSE | FALSE | FALSE | FALSE | FALSE | FALSE | FALSE | FALSE | FALSE | FALSE | FALSE | FALSE | FALSE | FALSE | FALSE | FALSE | FALSE | FALSE | FALSE | FALSE | FALSE | FALSE | FALSE | FALSE | FALSE | FALSE | FALSE | FALSE | FALSE | FALSE | FALSE | FALSE | FALSE | FALSE | FALSE | FALSE | FALSE | FALSE | FALSE | FALSE | FALSE | FALSE | FALSE | FALSE | FALSE | FALSE | FALSE | FALSE
2 | FALSE | FALSE | FALSE | FALSE | FALSE | FALSE | FALSE | FALSE | FALSE | FALSE | FALSE | FALSE | FALSE | FALSE | FALSE | FALSE | FALSE | FALSE | FALSE | FALSE | FALSE | FALSE | FALSE | FALSE | FALSE | FALSE | FALSE | FALSE | FALSE | FALSE | FALSE | FALSE | FALSE | FALSE | FALSE | FALSE | FALSE | FALSE | FALSE | FALSE | FALSE | FALSE | FALSE | FALSE | FALSE | FALSE | FALSE | FALSE | FALSE | FALSE | FALSE
3 | FALSE | FALSE | FALSE | FALSE | FALSE | FALSE | FALSE | FALSE | FALSE | FALSE | FALSE | FALSE | FALSE | FALSE | FALSE | FALSE | FALSE | FALSE | FALSE | FALSE | FALSE | FALSE | FALSE | FALSE | FALSE | FALSE | FALSE | FALSE | FALSE | FALSE | FALSE | FALSE | FALSE | FALSE | FALSE | FALSE | FALSE | FALSE | FALSE | FALSE | FALSE | FALSE | FALSE | FALSE | FALSE | FALSE | FALSE | FALSE | FALSE | FALSE | FALSE
4 | FALSE | FALSE | FALSE | FALSE | FALSE | FALSE | FALSE | FALSE | FALSE | FALSE | FALSE | FALSE | FALSE | FALSE | FALSE | FALSE | FALSE | FALSE | FALSE | FALSE | FALSE | FALSE | FALSE | FALSE | FALSE | FALSE | FALSE | FALSE | FALSE | FALSE | FALSE | FALSE | FALSE | FALSE | FALSE | FALSE | FALSE | FALSE | FALSE | FALSE | FALSE | FALSE | FALSE | FALSE | FALSE | FALSE | FALSE | FALSE | FALSE | FALSE | FALSE
5 | FALSE | FALSE | FALSE | FALSE | FALSE | FALSE | FALSE | FALSE | FALSE | FALSE | FALSE | FALSE | FALSE | FALSE | FALSE | FALSE | FALSE | FALSE | FALSE | FALSE | FALSE | FALSE | FALSE | FALSE | FALSE | FALSE | FALSE | FALSE | FALSE | FALSE | FALSE | FALSE | FALSE | FALSE | FALSE | FALSE | FALSE | FALSE | FALSE | FALSE | FALSE | FALSE | FALSE | FALSE | FALSE | FALSE | FALSE | FALSE | FALSE | FALSE | FALSE
Base Unit | #N/A | #N/A | #N/A | #N/A | #N/A | #N/A | #N/A | #N/A | #N/A | #N/A | #N/A | #N/A | #N/A | #N/A | #N/A | #N/A | #N/A | #N/A | #N/A | #N/A | #N/A | #N/A | #N/A | #N/A | #N/A | #N/A | #N/A | #N/A | #N/A | #N/A | #N/A | #N/A | #N/A | #N/A | #N/A | #N/A | #N/A | #N/A | #N/A | #N/A | #N/A | #N/A | #N/A | #N/A | #N/A | #N/A | #N/A | #N/A | #N/A | #N/A | #N/A
Options Available | 0 | 0 | 0 | 0 | 0 | 0 | 0 | 0 | 0 | 0 | 0 | 0 | 0 | 0 | 0 | 0 | 0 | 0 | 0 | 0 | 0 | 0 | 0 | 0 | 0 | 0 | 0 | 0 | 0 | 0 | 0 | 0 | 0 | 0 | 0 | 0 | 0 | 0 | 0 | 0 | 0 | 0 | 0 | 0 | 0 | 0 | 0 | 0 | 0 | 0 | 0
Total Resource Cost Test
Equipment | Year 0 | Year 1 | Year 2 | Year 3 | Year 4 | Year 5 | Year 6 | Year 7 | Year 8 | Year 9 | Year 10 | Year 11 | Year 12 | Year 13 | Year 14 | Year 15 | Year 16 | Year 17 | Year 18 | Year 19 | Year 20 | Year 21 | Year 22 | Year 23 | Year 24 | Year 25 | Year 26 | Year 27 | Year 28 | Year 29 | Year 30 | Year 31 | Year 32 | Year 33 | Year 34 | Year 35 | Year 36 | Year 37 | Year 38 | Year 39 | Year 40 | Year 41 | Year 42 | Year 43 | Year 44 | Year 45 | Year 46 | Year 47 | Year 48 | Year 49 | Year 50
1 | 0 | 0 | 0 | 0 | 0 | 0 | 0 | 0 | 0 | 0 | 0 | 0 | 0 | 0 | 0 | 0 | 0 | 0 | 0 | 0 | 0 | 0 | 0 | 0 | 0 | 0 | 0 | 0 | 0 | 0 | 0 | 0 | 0 | 0 | 0 | 0 | 0 | 0 | 0 | 0 | 0 | 0 | 0 | 0 | 0 | 0 | 0 | 0 | 0 | 0 | 0
2 | 0 | 0 | 0 | 0 | 0 | 0 | 0 | 0 | 0 | 0 | 0 | 0 | 0 | 0 | 0 | 0 | 0 | 0 | 0 | 0 | 0 | 0 | 0 | 0 | 0 | 0 | 0 | 0 | 0 | 0 | 0 | 0 | 0 | 0 | 0 | 0 | 0 | 0 | 0 | 0 | 0 | 0 | 0 | 0 | 0 | 0 | 0 | 0 | 0 | 0 | 0
3 | 0 | 0 | 0 | 0 | 0 | 0 | 0 | 0 | 0 | 0 | 0 | 0 | 0 | 0 | 0 | 0 | 0 | 0 | 0 | 0 | 0 | 0 | 0 | 0 | 0 | 0 | 0 | 0 | 0 | 0 | 0 | 0 | 0 | 0 | 0 | 0 | 0 | 0 | 0 | 0 | 0 | 0 | 0 | 0 | 0 | 0 | 0 | 0 | 0 | 0 | 0
4 | 0 | 0 | 0 | 0 | 0 | 0 | 0 | 0 | 0 | 0 | 0 | 0 | 0 | 0 | 0 | 0 | 0 | 0 | 0 | 0 | 0 | 0 | 0 | 0 | 0 | 0 | 0 | 0 | 0 | 0 | 0 | 0 | 0 | 0 | 0 | 0 | 0 | 0 | 0 | 0 | 0 | 0 | 0 | 0 | 0 | 0 | 0 | 0 | 0 | 0 | 0
5 | 0 | 0 | 0 | 0 | 0 | 0 | 0 | 0 | 0 | 0 | 0 | 0 | 0 | 0 | 0 | 0 | 0 | 0 | 0 | 0 | 0 | 0 | 0 | 0 | 0 | 0 | 0 | 0 | 0 | 0 | 0 | 0 | 0 | 0 | 0 | 0 | 0 | 0 | 0 | 0 | 0 | 0 | 0 | 0 | 0 | 0 | 0 | 0 | 0 | 0 | 0
Economical | bar: Year 0 to Year 50
Economical kBTUs | 0 | 0 | 0 | 0 | 0 | 0 | 0 | 0 | 0 | 0 | 0 | 0 | 0 | 0 | 0 | 0 | 0 | 0 | 0 | 0 | 0 | 0 | 0 | 0 | 0 | 0 | 0 | 0 | 0 | 0 | 0 | 0 | 0 | 0 | 0 | 0 | 0 | 0 | 0 | 0 | 0 | 0 | 0 | 0 | 0 | 0 | 0 | 0 | 0 | 0 | 0
Program Administrator Cost Test
Equipment | Year 0 | Year 1 | Year 2 | Year 3 | Year 4 | Year 5 | Year 6 | Year 7 | Year 8 | Year 9 | Year 10 | Year 11 | Year 12 | Year 13 | Year 14 | Year 15 | Year 16 | Year 17 | Year 18 | Year 19 | Year 20 | Year 21 | Year 22 | Year 23 | Year 24 | Year 25 | Year 26 | Year 27 | Year 28 | Year 29 | Year 30 | Year 31 | Year 32 | Year 33 | Year 34 | Year 35 | Year 36 | Year 37 | Year 38 | Year 39 | Year 40 | Year 41 | Year 42 | Year 43 | Year 44 | Year 45 | Year 46 | Year 47 | Year 48 | Year 49 | Year 50
1 | 0 | 0 | 0 | 0 | 0 | 0 | 0 | 0 | 0 | 0 | 0 | 0 | 0 | 0 | 0 | 0 | 0 | 0 | 0 | 0 | 0 | 0 | 0 | 0 | 0 | 0 | 0 | 0 | 0 | 0 | 0 | 0 | 0 | 0 | 0 | 0 | 0 | 0 | 0 | 0 | 0 | 0 | 0 | 0 | 0 | 0 | 0 | 0 | 0 | 0 | 0
2 | 0 | 0 | 0 | 0 | 0 | 0 | 0 | 0 | 0 | 0 | 0 | 0 | 0 | 0 | 0 | 0 | 0 | 0 | 0 | 0 | 0 | 0 | 0 | 0 | 0 | 0 | 0 | 0 | 0 | 0 | 0 | 0 | 0 | 0 | 0 | 0 | 0 | 0 | 0 | 0 | 0 | 0 | 0 | 0 | 0 | 0 | 0 | 0 | 0 | 0 | 0
3 | 0 | 0 | 0 | 0 | 0 | 0 | 0 | 0 | 0 | 0 | 0 | 0 | 0 | 0 | 0 | 0 | 0 | 0 | 0 | 0 | 0 | 0 | 0 | 0 | 0 | 0 | 0 | 0 | 0 | 0 | 0 | 0 | 0 | 0 | 0 | 0 | 0 | 0 | 0 | 0 | 0 | 0 | 0 | 0 | 0 | 0 | 0 | 0 | 0 | 0 | 0
4 | 0 | 0 | 0 | 0 | 0 | 0 | 0 | 0 | 0 | 0 | 0 | 0 | 0 | 0 | 0 | 0 | 0 | 0 | 0 | 0 | 0 | 0 | 0 | 0 | 0 | 0 | 0 | 0 | 0 | 0 | 0 | 0 | 0 | 0 | 0 | 0 | 0 | 0 | 0 | 0 | 0 | 0 | 0 | 0 | 0 | 0 | 0 | 0 | 0 | 0 | 0
5 | 0 | 0 | 0 | 0 | 0 | 0 | 0 | 0 | 0 | 0 | 0 | 0 | 0 | 0 | 0 | 0 | 0 | 0 | 0 | 0 | 0 | 0 | 0 | 0 | 0 | 0 | 0 | 0 | 0 | 0 | 0 | 0 | 0 | 0 | 0 | 0 | 0 | 0 | 0 | 0 | 0 | 0 | 0 | 0 | 0 | 0 | 0 | 0 | 0 | 0 | 0
Economical | bar: Year 0 to Year 50
Economical kBTUs | 0 | 0 | 0 | 0 | 0 | 0 | 0 | 0 | 0 | 0 | 0 | 0 | 0 | 0 | 0 | 0 | 0 | 0 | 0 | 0 | 0 | 0 | 0 | 0 | 0 | 0 | 0 | 0 | 0 | 0 | 0 | 0 | 0 | 0 | 0 | 0 | 0 | 0 | 0 | 0 | 0 | 0 | 0 | 0 | 0 | 0 | 0 | 0 | 0 | 0 | 0
Participant Cost Test
Equipment | Year 0 | Year 1 | Year 2 | Year 3 | Year 4 | Year 5 | Year 6 | Year 7 | Year 8 | Year 9 | Year 10 | Year 11 | Year 12 | Year 13 | Year 14 | Year 15 | Year 16 | Year 17 | Year 18 | Year 19 | Year 20 | Year 21 | Year 22 | Year 23 | Year 24 | Year 25 | Year 26 | Year 27 | Year 28 | Year 29 | Year 30 | Year 31 | Year 32 | Year 33 | Year 34 | Year 35 | Year 36 | Year 37 | Year 38 | Year 39 | Year 40 | Year 41 | Year 42 | Year 43 | Year 44 | Year 45 | Year 46 | Year 47 | Year 48 | Year 49 | Year 50
1 | 0 | 0 | 0 | 0 | 0 | 0 | 0 | 0 | 0 | 0 | 0 | 0 | 0 | 0 | 0 | 0 | 0 | 0 | 0 | 0 | 0 | 0 | 0 | 0 | 0 | 0 | 0 | 0 | 0 | 0 | 0 | 0 | 0 | 0 | 0 | 0 | 0 | 0 | 0 | 0 | 0 | 0 | 0 | 0 | 0 | 0 | 0 | 0 | 0 | 0 | 0
2 | 0 | 0 | 0 | 0 | 0 | 0 | 0 | 0 | 0 | 0 | 0 | 0 | 0 | 0 | 0 | 0 | 0 | 0 | 0 | 0 | 0 | 0 | 0 | 0 | 0 | 0 | 0 | 0 | 0 | 0 | 0 | 0 | 0 | 0 | 0 | 0 | 0 | 0 | 0 | 0 | 0 | 0 | 0 | 0 | 0 | 0 | 0 | 0 | 0 | 0 | 0
3 | 0 | 0 | 0 | 0 | 0 | 0 | 0 | 0 | 0 | 0 | 0 | 0 | 0 | 0 | 0 | 0 | 0 | 0 | 0 | 0 | 0 | 0 | 0 | 0 | 0 | 0 | 0 | 0 | 0 | 0 | 0 | 0 | 0 | 0 | 0 | 0 | 0 | 0 | 0 | 0 | 0 | 0 | 0 | 0 | 0 | 0 | 0 | 0 | 0 | 0 | 0
4 | 0 | 0 | 0 | 0 | 0 | 0 | 0 | 0 | 0 | 0 | 0 | 0 | 0 | 0 | 0 | 0 | 0 | 0 | 0 | 0 | 0 | 0 | 0 | 0 | 0 | 0 | 0 | 0 | 0 | 0 | 0 | 0 | 0 | 0 | 0 | 0 | 0 | 0 | 0 | 0 | 0 | 0 | 0 | 0 | 0 | 0 | 0 | 0 | 0 | 0 | 0
5 | 0 | 0 | 0 | 0 | 0 | 0 | 0 | 0 | 0 | 0 | 0 | 0 | 0 | 0 | 0 | 0 | 0 | 0 | 0 | 0 | 0 | 0 | 0 | 0 | 0 | 0 | 0 | 0 | 0 | 0 | 0 | 0 | 0 | 0 | 0 | 0 | 0 | 0 | 0 | 0 | 0 | 0 | 0 | 0 | 0 | 0 | 0 | 0 | 0 | 0 | 0
Economical | bar: Year 0 to Year 50
Economical kBTUs | 0 | 0 | 0 | 0 | 0 | 0 | 0 | 0 | 0 | 0 | 0 | 0 | 0 | 0 | 0 | 0 | 0 | 0 | 0 | 0 | 0 | 0 | 0 | 0 | 0 | 0 | 0 | 0 | 0 | 0 | 0 | 0 | 0 | 0 | 0 | 0 | 0 | 0 | 0 | 0 | 0 | 0 | 0 | 0 | 0 | 0 | 0 | 0 | 0 | 0 | 0
Ratepayer Impact Measure Test
Equipment | Year 0 | Year 1 | Year 2 | Year 3 | Year 4 | Year 5 | Year 6 | Year 7 | Year 8 | Year 9 | Year 10 | Year 11 | Year 12 | Year 13 | Year 14 | Year 15 | Year 16 | Year 17 | Year 18 | Year 19 | Year 20 | Year 21 | Year 22 | Year 23 | Year 24 | Year 25 | Year 26 | Year 27 | Year 28 | Year 29 | Year 30 | Year 31 | Year 32 | Year 33 | Year 34 | Year 35 | Year 36 | Year 37 | Year 38 | Year 39 | Year 40 | Year 41 | Year 42 | Year 43 | Year 44 | Year 45 | Year 46 | Year 47 | Year 48 | Year 49 | Year 50
1 | -285.0737 | -288.0839 | -291.1061 | -295.3949 | -300.2981 | -305.4808 | -310.3057 | -314.4884 | -317.3745 | -317.5544 | -317.5493 | -317.5444 | -317.6301 | -317.9068 | -318.5455 | -319.2997 | -320.249 | -321.2066 | -322.2227 | -323.26 | -324.2289 | -324.9882 | -325.7259 | -326.3733 | -326.8641 | -327.2309 | -327.5702 | -327.8924 | -328.2474 | -328.5857 | -328.9035 | -329.1594 | -329.3417 | -329.4351 | -329.4351 | -329.4351 | -329.4351 | -329.4351 | -329.4351 | -329.4351 | -329.4351 | -329.4351 | -301.4437 | -301.4437 | -301.4437 | -301.4437 | -301.4437 | -301.4437 | -301.4437 | -301.4437 | -301.4437
2 | -162.4337 | -163.4262 | -161.3613 | -164.2294 | -164.948 | -166.6262 | -167.6811 | -169.0459 | -170.1799 | -171.0848 | -171.7789 | -172.1354 | -172.2981 | -172.3613 | -172.4309 | -172.5915 | -172.85 | -173.1128 | -173.3101 | -173.4603 | -173.6454 | -173.8662 | -174.0481 | -174.2143 | -174.3924 | -174.591 | -174.8186 | -175.0349 | -175.2436 | -175.446 | -175.6261 | -175.7621 | -175.836 | -175.8655 | -175.8655 | -175.8655 | -175.8655 | -175.8655 | -175.8655 | -175.8655 | -175.8655 | -175.8655 | -1192.5882 | -1192.5882 | -1192.5882 | -1192.5882 | -1192.5882 | -1192.5882 | -1192.5882 | -1192.5882 | -1192.5882
3 | -262.2716 | -262.7875 | -267.3781 | -269.8297 | -272.1733 | -279.2292 | -284.0511 | -278.1302 | -280.8924 | -281.0362 | -281.0081 | -280.959 | -280.9821 | -281.1881 | -281.7508 | -282.4194 | -283.279 | -284.1505 | -285.0781 | -286.0204 | -286.8894 | -287.5571 | -288.1941 | -288.746 | -289.154 | -289.4392 | -289.7072 | -289.9597 | -290.2539 | -290.5313 | -290.7982 | -291.0072 | -291.1553 | -291.2324 | -291.2345 | -291.2367 | -291.2388 | -291.241 | -291.2431 | -291.2452 | -291.2474 | -291.2495 | -520.8081 | -520.8121 | -520.8161 | -520.8201 | -520.8241 | -520.8281 | -520.8321 | -520.8361 | -520.8402
4 | -154.3865 | -154.5419 | -153.9492 | -155.4019 | -155.2734 | -156.7433 | -157.9212 | -159.1495 | -160.1093 | -160.6245 | -161.0271 | -161.2799 | -161.4549 | -161.6075 | -161.8088 | -162.0664 | -162.3927 | -162.719 | -163.0212 | -163.3026 | -163.5867 | -163.8557 | -164.0975 | -164.3143 | -164.5093 | -164.6889 | -164.8704 | -165.0364 | -165.1987 | -165.3511 | -165.4882 | -165.5933 | -165.6576 | -165.687 | -165.6872 | -165.6874 | -165.6875 | -165.6877 | -165.6879 | -165.6881 | -165.6883 | -165.6884 | -193.7931 | -193.7939 | -193.7947 | -193.7956 | -193.7964 | -193.779 | -193.7413 | -193.6808 | -193.595
5 | 0 | 0 | 0 | 0 | 0 | 0 | 0 | 0 | 0 | 0 | 0 | 0 | 0 | 0 | 0 | 0 | 0 | 0 | 0 | 0 | 0 | 0 | 0 | 0 | 0 | 0 | 0 | 0 | 0 | 0 | 0 | 0 | 0 | 0 | 0 | 0 | 0 | 0 | 0 | 0 | 0 | 0 | 0 | 0 | 0 | 0 | 0 | 0 | 0 | 0 | 0
Economical | 5 | 5 | 5 | 5 | 5 | 5 | 5 | 5 | 5 | 5 | 5 | 5 | 5 | 5 | 5 | 5 | 5 | 5 | 5 | 5 | 5 | 5 | 5 | 5 | 5 | 5 | 5 | 5 | 5 | 5 | 5 | 5 | 5 | 5 | 5 | 5 | 5 | 5 | 5 | 5 | 5 | 5 | 5 | 5 | 5 | 5 | 5 | 5 | 5 | 5 | 5
Economical kBTUs | 0 | 0 | 0 | 0 | 0 | 0 | 0 | 0 | 0 | 0 | 0 | 0 | 0 | 0 | 0 | 0 | 0 | 0 | 0 | 0 | 0 | 0 | 0 | 0 | 0 | 0 | 0 | 0 | 0 | 0 | 0 | 0 | 0 | 0 | 0 | 0 | 0 | 0 | 0 | 0 | 0 | 0 | 0 | 0 | 0 | 0 | 0 | 0 | 0 | 0 | 0
Technical Model Rank
System | Year 0 | Year 1 | Year 2 | Year 3 | Year 4 | Year 5 | Year 6 | Year 7 | Year 8 | Year 9 | Year 10 | Year 11 | Year 12 | Year 13 | Year 14 | Year 15 | Year 16 | Year 17 | Year 18 | Year 19 | Year 20 | Year 21 | Year 22 | Year 23 | Year 24 | Year 25 | Year 26 | Year 27 | Year 28 | Year 29 | Year 30 | Year 31 | Year 32 | Year 33 | Year 34 | Year 35 | Year 36 | Year 37 | Year 38 | Year 39 | Year 40 | Year 41 | Year 42 | Year 43 | Year 44 | Year 45 | Year 46 | Year 47 | Year 48 | Year 49 | Year 50
1 | 0 | 0 | 0 | 0 | 0 | 0 | 0 | 0 | 0 | 0 | 0 | 0 | 0 | 0 | 0 | 0 | 0 | 0 | 0 | 0 | 0 | 0 | 0 | 0 | 0 | 0 | 0 | 0 | 0 | 0 | 0 | 0 | 0 | 0 | 0 | 0 | 0 | 0 | 0 | 0 | 0 | 0 | 0 | 0 | 0 | 0 | 0 | 0 | 0 | 0 | 0
2 | 0 | 0 | 0 | 0 | 0 | 0 | 0 | 0 | 0 | 0 | 0 | 0 | 0 | 0 | 0 | 0 | 0 | 0 | 0 | 0 | 0 | 0 | 0 | 0 | 0 | 0 | 0 | 0 | 0 | 0 | 0 | 0 | 0 | 0 | 0 | 0 | 0 | 0 | 0 | 0 | 0 | 0 | 0 | 0 | 0 | 0 | 0 | 0 | 0 | 0 | 0
3 | 0 | 0 | 0 | 0 | 0 | 0 | 0 | 0 | 0 | 0 | 0 | 0 | 0 | 0 | 0 | 0 | 0 | 0 | 0 | 0 | 0 | 0 | 0 | 0 | 0 | 0 | 0 | 0 | 0 | 0 | 0 | 0 | 0 | 0 | 0 | 0 | 0 | 0 | 0 | 0 | 0 | 0 | 0 | 0 | 0 | 0 | 0 | 0 | 0 | 0 | 0
4 | 0 | 0 | 0 | 0 | 0 | 0 | 0 | 0 | 0 | 0 | 0 | 0 | 0 | 0 | 0 | 0 | 0 | 0 | 0 | 0 | 0 | 0 | 0 | 0 | 0 | 0 | 0 | 0 | 0 | 0 | 0 | 0 | 0 | 0 | 0 | 0 | 0 | 0 | 0 | 0 | 0 | 0 | 0 | 0 | 0 | 0 | 0 | 0 | 0 | 0 | 0
5 | 0 | 0 | 0 | 0 | 0 | 0 | 0 | 0 | 0 | 0 | 0 | 0 | 0 | 0 | 0 | 0 | 0 | 0 | 0 | 0 | 0 | 0 | 0 | 0 | 0 | 0 | 0 | 0 | 0 | 0 | 0 | 0 | 0 | 0 | 0 | 0 | 0 | 0 | 0 | 0 | 0 | 0 | 0 | 0 | 0 | 0 | 0 | 0 | 0 | 0 | 0
Economic Model Rank
System | Year 0 | Year 1 | Year 2 | Year 3 | Year 4 | Year 5 | Year 6 | Year 7 | Year 8 | Year 9 | Year 10 | Year 11 | Year 12 | Year 13 | Year 14 | Year 15 | Year 16 | Year 17 | Year 18 | Year 19 | Year 20 | Year 21 | Year 22 | Year 23 | Year 24 | Year 25 | Year 26 | Year 27 | Year 28 | Year 29 | Year 30 | Year 31 | Year 32 | Year 33 | Year 34 | Year 35 | Year 36 | Year 37 | Year 38 | Year 39 | Year 40 | Year 41 | Year 42 | Year 43 | Year 44 | Year 45 | Year 46 | Year 47 | Year 48 | Year 49 | Year 50
1 | 0 | 0 | 0 | 0 | 0 | 0 | 0 | 0 | 0 | 0 | 0 | 0 | 0 | 0 | 0 | 0 | 0 | 0 | 0 | 0 | 0 | 0 | 0 | 0 | 0 | 0 | 0 | 0 | 0 | 0 | 0 | 0 | 0 | 0 | 0 | 0 | 0 | 0 | 0 | 0 | 0 | 0 | 0 | 0 | 0 | 0 | 0 | 0 | 0 | 0 | 0
2 | 0 | 0 | 0 | 0 | 0 | 0 | 0 | 0 | 0 | 0 | 0 | 0 | 0 | 0 | 0 | 0 | 0 | 0 | 0 | 0 | 0 | 0 | 0 | 0 | 0 | 0 | 0 | 0 | 0 | 0 | 0 | 0 | 0 | 0 | 0 | 0 | 0 | 0 | 0 | 0 | 0 | 0 | 0 | 0 | 0 | 0 | 0 | 0 | 0 | 0 | 0
3 | 0 | 0 | 0 | 0 | 0 | 0 | 0 | 0 | 0 | 0 | 0 | 0 | 0 | 0 | 0 | 0 | 0 | 0 | 0 | 0 | 0 | 0 | 0 | 0 | 0 | 0 | 0 | 0 | 0 | 0 | 0 | 0 | 0 | 0 | 0 | 0 | 0 | 0 | 0 | 0 | 0 | 0 | 0 | 0 | 0 | 0 | 0 | 0 | 0 | 0 | 0
4 | 0 | 0 | 0 | 0 | 0 | 0 | 0 | 0 | 0 | 0 | 0 | 0 | 0 | 0 | 0 | 0 | 0 | 0 | 0 | 0 | 0 | 0 | 0 | 0 | 0 | 0 | 0 | 0 | 0 | 0 | 0 | 0 | 0 | 0 | 0 | 0 | 0 | 0 | 0 | 0 | 0 | 0 | 0 | 0 | 0 | 0 | 0 | 0 | 0 | 0 | 0
5 | 0 | 0 | 0 | 0 | 0 | 0 | 0 | 0 | 0 | 0 | 0 | 0 | 0 | 0 | 0 | 0 | 0 | 0 | 0 | 0 | 0 | 0 | 0 | 0 | 0 | 0 | 0 | 0 | 0 | 0 | 0 | 0 | 0 | 0 | 0 | 0 | 0 | 0 | 0 | 0 | 0 | 0 | 0 | 0 | 0 | 0 | 0 | 0 | 0 | 0 | 0
Major Unit
Scenario | Year 0 | Year 1 | Year 2 | Year 3 | Year 4 | Year 5 | Year 6 | Year 7 | Year 8 | Year 9 | Year 10 | Year 11 | Year 12 | Year 13 | Year 14 | Year 15 | Year 16 | Year 17 | Year 18 | Year 19 | Year 20 | Year 21 | Year 22 | Year 23 | Year 24 | Year 25 | Year 26 | Year 27 | Year 28 | Year 29 | Year 30 | Year 31 | Year 32 | Year 33 | Year 34 | Year 35 | Year 36 | Year 37 | Year 38 | Year 39 | Year 40 | Year 41 | Year 42 | Year 43 | Year 44 | Year 45 | Year 46 | Year 47 | Year 48 | Year 49 | Year 50
Economic | bar: Year 0 to Year 50
Economic kBTUs | 0 | 0 | 0 | 0 | 0 | 0 | 0 | 0 | 0 | 0 | 0 | 0 | 0 | 0 | 0 | 0 | 0 | 0 | 0 | 0 | 0 | 0 | 0 | 0 | 0 | 0 | 0 | 0 | 0 | 0 | 0 | 0 | 0 | 0 | 0 | 0 | 0 | 0 | 0 | 0 | 0 | 0 | 0 | 0 | 0 | 0 | 0 | 0 | 0 | 0 | 0
Technical | bar: Year 0 to Year 50
Savings against Economic Unit
Scenario | Year 0 | Year 1 | Year 2 | Year 3 | Year 4 | Year 5 | Year 6 | Year 7 | Year 8 | Year 9 | Year 10 | Year 11 | Year 12 | Year 13 | Year 14 | Year 15 | Year 16 | Year 17 | Year 18 | Year 19 | Year 20 | Year 21 | Year 22 | Year 23 | Year 24 | Year 25 | Year 26 | Year 27 | Year 28 | Year 29 | Year 30 | Year 31 | Year 32 | Year 33 | Year 34 | Year 35 | Year 36 | Year 37 | Year 38 | Year 39 | Year 40 | Year 41 | Year 42 | Year 43 | Year 44 | Year 45 | Year 46 | Year 47 | Year 48 | Year 49 | Year 50
1 | 0 | 0 | 0 | 0 | 0 | 0 | 0 | 0 | 0 | 0 | 0 | 0 | 0 | 0 | 0 | 0 | 0 | 0 | 0 | 0 | 0 | 0 | 0 | 0 | 0 | 0 | 0 | 0 | 0 | 0 | 0 | 0 | 0 | 0 | 0 | 0 | 0 | 0 | 0 | 0 | 0 | 0 | 0 | 0 | 0 | 0 | 0 | 0 | 0 | 0 | 0
2 | 0 | 0 | 0 | 0 | 0 | 0 | 0 | 0 | 0 | 0 | 0 | 0 | 0 | 0 | 0 | 0 | 0 | 0 | 0 | 0 | 0 | 0 | 0 | 0 | 0 | 0 | 0 | 0 | 0 | 0 | 0 | 0 | 0 | 0 | 0 | 0 | 0 | 0 | 0 | 0 | 0 | 0 | 0 | 0 | 0 | 0 | 0 | 0 | 0 | 0 | 0
3 | 0 | 0 | 0 | 0 | 0 | 0 | 0 | 0 | 0 | 0 | 0 | 0 | 0 | 0 | 0 | 0 | 0 | 0 | 0 | 0 | 0 | 0 | 0 | 0 | 0 | 0 | 0 | 0 | 0 | 0 | 0 | 0 | 0 | 0 | 0 | 0 | 0 | 0 | 0 | 0 | 0 | 0 | 0 | 0 | 0 | 0 | 0 | 0 | 0 | 0 | 0
4 | 0 | 0 | 0 | 0 | 0 | 0 | 0 | 0 | 0 | 0 | 0 | 0 | 0 | 0 | 0 | 0 | 0 | 0 | 0 | 0 | 0 | 0 | 0 | 0 | 0 | 0 | 0 | 0 | 0 | 0 | 0 | 0 | 0 | 0 | 0 | 0 | 0 | 0 | 0 | 0 | 0 | 0 | 0 | 0 | 0 | 0 | 0 | 0 | 0 | 0 | 0
5 | 0 | 0 | 0 | 0 | 0 | 0 | 0 | 0 | 0 | 0 | 0 | 0 | 0 | 0 | 0 | 0 | 0 | 0 | 0 | 0 | 0 | 0 | 0 | 0 | 0 | 0 | 0 | 0 | 0 | 0 | 0 | 0 | 0 | 0 | 0 | 0 | 0 | 0 | 0 | 0 | 0 | 0 | 0 | 0 | 0 | 0 | 0 | 0 | 0 | 0 | 0
Logit Model
System | Year 0: Actual Shares; Year 1: Annualized Cost; Year 2: Desirability Index; Year 3: Logit; Year 4: Uncalibrated Shares; Year 5: Coefficient; Year 6: Calibrated Desirability Index; Year 7: Calibrated Logit; Year 8: Coefficients available in base year; Year 9: Linear Interpolated Coefficients
1 | Year 0: 0%; Year 1: 0; Year 2: 0; Year 3: 0; Year 4: 0%; Year 5: 0; Year 6: 0; Year 7: 0; Year 8: 0; Year 9: 0
2 | Year 0: 0%; Year 1: 0; Year 2: 0; Year 3: 0; Year 4: 0%; Year 5: 0; Year 6: 0; Year 7: 0; Year 8: 0; Year 9: 0
3 | Year 0: 0%; Year 1: 0; Year 2: 0; Year 3: 0; Year 4: 0%; Year 5: 0; Year 6: 0; Year 7: 0; Year 8: 0; Year 9: 0
4 | Year 0: 0%; Year 1: 0; Year 2: 0; Year 3: 0; Year 4: 0%; Year 5: 0; Year 6: 0; Year 7: 0; Year 8: 0; Year 9: 0
5 | Year 0: 0%; Year 1: 0; Year 2: 0; Year 3: 0; Year 4: 0%; Year 5: 0; Year 6: 0; Year 7: 0; Year 8: 0; Year 9: 0
Nothing | Year 0: 100%; Year 1: 0; Year 2: 0; Year 3: 1; Year 4: #N/A; Year 5: #N/A; Year 6: #N/A; Year 7: #N/A; Year 8: #N/A; Year 9: 0
|  |  |  | 1 |  |  |  | #N/A
Calibrated Logit of Desirability Index
1 | 0 | 0 | 0 | 0 | 0 | 0 | 0 | 0 | 0 | 0 | 0 | 0 | 0 | 0 | 0 | 0 | 0 | 0 | 0 | 0 | 0 | 0 | 0 | 0 | 0 | 0 | 0 | 0 | 0 | 0 | 0 | 0 | 0 | 0 | 0 | 0 | 0 | 0 | 0 | 0 | 0 | 0 | 0 | 0 | 0 | 0 | 0 | 0 | 0 | 0 | 0
2 | 0 | 0 | 0 | 0 | 0 | 0 | 0 | 0 | 0 | 0 | 0 | 0 | 0 | 0 | 0 | 0 | 0 | 0 | 0 | 0 | 0 | 0 | 0 | 0 | 0 | 0 | 0 | 0 | 0 | 0 | 0 | 0 | 0 | 0 | 0 | 0 | 0 | 0 | 0 | 0 | 0 | 0 | 0 | 0 | 0 | 0 | 0 | 0 | 0 | 0 | 0
3 | 0 | 0 | 0 | 0 | 0 | 0 | 0 | 0 | 0 | 0 | 0 | 0 | 0 | 0 | 0 | 0 | 0 | 0 | 0 | 0 | 0 | 0 | 0 | 0 | 0 | 0 | 0 | 0 | 0 | 0 | 0 | 0 | 0 | 0 | 0 | 0 | 0 | 0 | 0 | 0 | 0 | 0 | 0 | 0 | 0 | 0 | 0 | 0 | 0 | 0 | 0
4 | 0 | 0 | 0 | 0 | 0 | 0 | 0 | 0 | 0 | 0 | 0 | 0 | 0 | 0 | 0 | 0 | 0 | 0 | 0 | 0 | 0 | 0 | 0 | 0 | 0 | 0 | 0 | 0 | 0 | 0 | 0 | 0 | 0 | 0 | 0 | 0 | 0 | 0 | 0 | 0 | 0 | 0 | 0 | 0 | 0 | 0 | 0 | 0 | 0 | 0 | 0
5 | 0 | 0 | 0 | 0 | 0 | 0 | 0 | 0 | 0 | 0 | 0 | 0 | 0 | 0 | 0 | 0 | 0 | 0 | 0 | 0 | 0 | 0 | 0 | 0 | 0 | 0 | 0 | 0 | 0 | 0 | 0 | 0 | 0 | 0 | 0 | 0 | 0 | 0 | 0 | 0 | 0 | 0 | 0 | 0 | 0 | 0 | 0 | 0 | 0 | 0 | 0
Nothing | 0 | 0 | 0 | 0 | 0 | 0 | 0 | 0 | 0 | 0 | 0 | 0 | 0 | 0 | 0 | 0 | 0 | 0 | 0 | 0 | 0 | 0 | 0 | 0 | 0 | 0 | 0 | 0 | 0 | 0 | 0 | 0 | 0 | 0 | 0 | 0 | 0 | 0 | 0 | 0 | 0 | 0 | 0 | 0 | 0 | 0 | 0 | 0 | 0 | 0 | 0
Total | 0 | 0 | 0 | 0 | 0 | 0 | 0 | 0 | 0 | 0 | 0 | 0 | 0 | 0 | 0 | 0 | 0 | 0 | 0 | 0 | 0 | 0 | 0 | 0 | 0 | 0 | 0 | 0 | 0 | 0 | 0 | 0 | 0 | 0 | 0 | 0 | 0 | 0 | 0 | 0 | 0 | 0 | 0 | 0 | 0 | 0 | 0 | 0 | 0 | 0 | 0
Linear Interpolated Purchase Shares
1 | bar: Year 0 to Year 50
2 | bar: Year 0 to Year 50
3 | bar: Year 0 to Year 50
4 | bar: Year 0 to Year 50
5 | bar: Year 0 to Year 50
Nothing | bar: Year 0 to Year 50
Baseline Forecast Purchase Shares
Equipment | Year 0 | Year 1 | Year 2 | Year 3 | Year 4 | Year 5 | Year 6 | Year 7 | Year 8 | Year 9 | Year 10 | Year 11 | Year 12 | Year 13 | Year 14 | Year 15 | Year 16 | Year 17 | Year 18 | Year 19 | Year 20 | Year 21 | Year 22 | Year 23 | Year 24 | Year 25 | Year 26 | Year 27 | Year 28 | Year 29 | Year 30 | Year 31 | Year 32 | Year 33 | Year 34 | Year 35 | Year 36 | Year 37 | Year 38 | Year 39 | Year 40 | Year 41 | Year 42 | Year 43 | Year 44 | Year 45 | Year 46 | Year 47 | Year 48 | Year 49 | Year 50
1 | bar: Year 0 to Year 50
2 | bar: Year 0 to Year 50
3 | bar: Year 0 to Year 50
4 | bar: Year 0 to Year 50
5 | bar: Year 0 to Year 50
Technical Potential Purchase Shares (Sorted)
Equipment | Year 0 | Year 1 | Year 2 | Year 3 | Year 4 | Year 5 | Year 6 | Year 7 | Year 8 | Year 9 | Year 10 | Year 11 | Year 12 | Year 13 | Year 14 | Year 15 | Year 16 | Year 17 | Year 18 | Year 19 | Year 20 | Year 21 | Year 22 | Year 23 | Year 24 | Year 25 | Year 26 | Year 27 | Year 28 | Year 29 | Year 30 | Year 31 | Year 32 | Year 33 | Year 34 | Year 35 | Year 36 | Year 37 | Year 38 | Year 39 | Year 40 | Year 41 | Year 42 | Year 43 | Year 44 | Year 45 | Year 46 | Year 47 | Year 48 | Year 49 | Year 50
1 | bar: Year 0 to Year 50
2 | bar: Year 0 to Year 50
3 | bar: Year 0 to Year 50
4 | bar: Year 0 to Year 50
5 | bar: Year 0 to Year 50
Economic Potential Purchase Shares (Sorted)
Equipment | Year 0 | Year 1 | Year 2 | Year 3 | Year 4 | Year 5 | Year 6 | Year 7 | Year 8 | Year 9 | Year 10 | Year 11 | Year 12 | Year 13 | Year 14 | Year 15 | Year 16 | Year 17 | Year 18 | Year 19 | Year 20 | Year 21 | Year 22 | Year 23 | Year 24 | Year 25 | Year 26 | Year 27 | Year 28 | Year 29 | Year 30 | Year 31 | Year 32 | Year 33 | Year 34 | Year 35 | Year 36 | Year 37 | Year 38 | Year 39 | Year 40 | Year 41 | Year 42 | Year 43 | Year 44 | Year 45 | Year 46 | Year 47 | Year 48 | Year 49 | Year 50
1 | bar: Year 0 to Year 50
2 | bar: Year 0 to Year 50
3 | bar: Year 0 to Year 50
4 | bar: Year 0 to Year 50
5 | bar: Year 0 to Year 50
Technical Potential Purchase Shares (Actual)
Equipment | Year 0 | Year 1 | Year 2 | Year 3 | Year 4 | Year 5 | Year 6 | Year 7 | Year 8 | Year 9 | Year 10 | Year 11 | Year 12 | Year 13 | Year 14 | Year 15 | Year 16 | Year 17 | Year 18 | Year 19 | Year 20 | Year 21 | Year 22 | Year 23 | Year 24 | Year 25 | Year 26 | Year 27 | Year 28 | Year 29 | Year 30 | Year 31 | Year 32 | Year 33 | Year 34 | Year 35 | Year 36 | Year 37 | Year 38 | Year 39 | Year 40 | Year 41 | Year 42 | Year 43 | Year 44 | Year 45 | Year 46 | Year 47 | Year 48 | Year 49 | Year 50
1 | bar: Year 0 to Year 50
2 | bar: Year 0 to Year 50
3 | bar: Year 0 to Year 50
4 | bar: Year 0 to Year 50
5 | bar: Year 0 to Year 50
Economic Potential Purchase Shares (Actual)
Equipment | Year 0 | Year 1 | Year 2 | Year 3 | Year 4 | Year 5 | Year 6 | Year 7 | Year 8 | Year 9 | Year 10 | Year 11 | Year 12 | Year 13 | Year 14 | Year 15 | Year 16 | Year 17 | Year 18 | Year 19 | Year 20 | Year 21 | Year 22 | Year 23 | Year 24 | Year 25 | Year 26 | Year 27 | Year 28 | Year 29 | Year 30 | Year 31 | Year 32 | Year 33 | Year 34 | Year 35 | Year 36 | Year 37 | Year 38 | Year 39 | Year 40 | Year 41 | Year 42 | Year 43 | Year 44 | Year 45 | Year 46 | Year 47 | Year 48 | Year 49 | Year 50
1 | bar: Year 0 to Year 50
2 | bar: Year 0 to Year 50
3 | bar: Year 0 to Year 50
4 | bar: Year 0 to Year 50
5 | bar: Year 0 to Year 50
Maximum Achievable Potential Purchase Shares
Equipment | Year 0 | Year 1 | Year 2 | Year 3 | Year 4 | Year 5 | Year 6 | Year 7 | Year 8 | Year 9 | Year 10 | Year 11 | Year 12 | Year 13 | Year 14 | Year 15 | Year 16 | Year 17 | Year 18 | Year 19 | Year 20 | Year 21 | Year 22 | Year 23 | Year 24 | Year 25 | Year 26 | Year 27 | Year 28 | Year 29 | Year 30 | Year 31 | Year 32 | Year 33 | Year 34 | Year 35 | Year 36 | Year 37 | Year 38 | Year 39 | Year 40 | Year 41 | Year 42 | Year 43 | Year 44 | Year 45 | Year 46 | Year 47 | Year 48 | Year 49 | Year 50
1 | bar: Year 0 to Year 50
2 | bar: Year 0 to Year 50
3 | bar: Year 0 to Year 50
4 | bar: Year 0 to Year 50
5 | bar: Year 0 to Year 50
Realistic Achievable Potential Purchase Shares
Equipment | Year 0 | Year 1 | Year 2 | Year 3 | Year 4 | Year 5 | Year 6 | Year 7 | Year 8 | Year 9 | Year 10 | Year 11 | Year 12 | Year 13 | Year 14 | Year 15 | Year 16 | Year 17 | Year 18 | Year 19 | Year 20 | Year 21 | Year 22 | Year 23 | Year 24 | Year 25 | Year 26 | Year 27 | Year 28 | Year 29 | Year 30 | Year 31 | Year 32 | Year 33 | Year 34 | Year 35 | Year 36 | Year 37 | Year 38 | Year 39 | Year 40 | Year 41 | Year 42 | Year 43 | Year 44 | Year 45 | Year 46 | Year 47 | Year 48 | Year 49 | Year 50
1 | bar: Year 0 to Year 50
2 | bar: Year 0 to Year 50
3 | bar: Year 0 to Year 50
4 | bar: Year 0 to Year 50
5 | bar: Year 0 to Year 50
Codes & Standards Forecast Purchase Shares
Equipment | Year 0 | Year 1 | Year 2 | Year 3 | Year 4 | Year 5 | Year 6 | Year 7 | Year 8 | Year 9 | Year 10 | Year 11 | Year 12 | Year 13 | Year 14 | Year 15 | Year 16 | Year 17 | Year 18 | Year 19 | Year 20 | Year 21 | Year 22 | Year 23 | Year 24 | Year 25 | Year 26 | Year 27 | Year 28 | Year 29 | Year 30 | Year 31 | Year 32 | Year 33 | Year 34 | Year 35 | Year 36 | Year 37 | Year 38 | Year 39 | Year 40 | Year 41 | Year 42 | Year 43 | Year 44 | Year 45 | Year 46 | Year 47 | Year 48 | Year 49 | Year 50
1 | bar: Year 0 to Year 50
2 | bar: Year 0 to Year 50
3 | bar: Year 0 to Year 50
4 | bar: Year 0 to Year 50
5 | bar: Year 0 to Year 50
Checks
Invalid Economic Test Chosen | Year 0: FALSE; Year 1: OK
Base Year Shares for Unavailable System | Year 0: FALSE; Year 1: OK
Baseline Forecast Purchase Shares - Raw (Not conserved)
Equipment | Year 0 | Year 1 | Year 2 | Year 3 | Year 4 | Year 5 | Year 6 | Year 7 | Year 8 | Year 9 | Year 10 | Year 11 | Year 12 | Year 13 | Year 14 | Year 15 | Year 16 | Year 17 | Year 18 | Year 19 | Year 20 | Year 21 | Year 22 | Year 23 | Year 24 | Year 25 | Year 26 | Year 27 | Year 28 | Year 29 | Year 30 | Year 31 | Year 32 | Year 33 | Year 34 | Year 35 | Year 36 | Year 37 | Year 38 | Year 39 | Year 40 | Year 41 | Year 42 | Year 43 | Year 44 | Year 45 | Year 46 | Year 47 | Year 48 | Year 49 | Year 50
1 | bar: Year 0 to Year 50
2 | bar: Year 0 to Year 50
3 | bar: Year 0 to Year 50
4 | bar: Year 0 to Year 50
5 | bar: Year 0 to Year 50

## Sys Forecast (hidden)
Market Units
| Year | Year 0 | Year 1 | Year 2 | Year 3 | Year 4 | Year 5 | Year 6 | Year 7 | Year 8 | Year 9 | Year 10 | Year 11 | Year 12 | Year 13 | Year 14 | Year 15 | Year 16 | Year 17 | Year 18 | Year 19 | Year 20 | Year 21 | Year 22 | Year 23 | Year 24 | Year 25 | Year 26 | Year 27 | Year 28 | Year 29 | Year 30 | Year 31 | Year 32 | Year 33 | Year 34 | Year 35 | Year 36 | Year 37 | Year 38 | Year 39 | Year 40 | Year 41 | Year 42 | Year 43 | Year 44 | Year 45 | Year 46 | Year 47 | Year 48 | Year 49 | Year 50
| Market Size | 0 | 0 | 0 | 0 | 0 | 0 | 0 | 0 | 0 | 0 | 0 | 0 | 0 | 0 | 0 | 0 | 0 | 0 | 0 | 0 | 0 | 0 | 0 | 0 | 0 | 0 | 0 | 0 | 0 | 0 | 0 | 0 | 0 | 0 | 0 | 0 | 0 | 0 | 0 | 0 | 0 | 0 | 0 | 0 | 0 | 0 | 0 | 0 | 0 | 0 | 0
S1 Purchase Shares | bar: Year 0 to Year 50
S2 Purchase Shares | bar: Year 0 to Year 50
S3 Purchase Shares | bar: Year 0 to Year 50
S4 Purchase Shares | bar: Year 0 to Year 50
S5 Purchase Shares | bar: Year 0 to Year 50
Base Year Systems
|  | Saturation | Base Stock
| S1 Base Saturation | Year 0: 0%; Year 1: #N/A
| S2 Base Saturation | Year 0: 0%; Year 1: #N/A
| S3 Base Saturation | Year 0: 0%; Year 1: #N/A
| S4 Base Saturation | Year 0: 0%; Year 1: #N/A
| S5 Base Saturation | Year 0: 0%; Year 1: #N/A
COMPONENT Stock
|  | Year 0 | Year 1 | Year 2 | Year 3 | Year 4 | Year 5 | Year 6 | Year 7 | Year 8 | Year 9 | Year 10 | Year 11 | Year 12 | Year 13 | Year 14 | Year 15 | Year 16 | Year 17 | Year 18 | Year 19 | Year 20 | Year 21 | Year 22 | Year 23 | Year 24 | Year 25 | Year 26 | Year 27 | Year 28 | Year 29 | Year 30 | Year 31 | Year 32 | Year 33 | Year 34 | Year 35 | Year 36 | Year 37 | Year 38 | Year 39 | Year 40 | Year 41 | Year 42 | Year 43 | Year 44 | Year 45 | Year 46 | Year 47 | Year 48 | Year 49 | Year 50
CompStock_S1C1 | System 1 - C1 | 0 | 0 | 0 | 601.6189 | 1939.1651 | 3238.5262 | 4528.4058 | 5638.3601 | 6700.0416 | 7899.6412 | 9241.3082 | 10619.1127 | 11966.2499 | 13311.8919 | 14635.643 | 15939.4297 | 17224.1241 | 18519.7491 | 19811.4889 | 21104.2083 | 22401.6956 | 23696.7482 | 24964.9165 | 26198.1823 | 27415.0935 | 28630.9476 | 29823.5283 | 30998.3566 | 32153.9333 | 33303.249 | 34449.3895 | 35592.4049 | 36732.3447 | 37869.2582 | 39003.1946 | 40134.2025 | 41262.3306 | 42387.6271 | 43510.1398 | 44629.9165 | 45747.0047 | 46861.4513 | 0 | 0 | 0 | 0 | 0 | 0 | 0 | 0 | 0
| System 1 - C2 | 0 | 0 | 0 | 34.8903 | 112.4598 | 187.8149 | 262.6201 | 326.9908 | 388.5619 | 458.1314 | 535.94 | 615.8443 | 693.9701 | 772.0092 | 848.7787 | 924.3905 | 998.895 | 1074.0334 | 1148.9465 | 1223.9164 | 1299.1628 | 1374.268 | 1447.8141 | 1519.336 | 1589.9095 | 1660.4217 | 1729.5842 | 1797.7171 | 1864.7336 | 1931.3869 | 1997.8561 | 2064.1441 | 2130.2537 | 2196.1878 | 2261.9493 | 2327.5409 | 2392.9655 | 2458.2259 | 2523.3248 | 2588.2651 | 2653.0494 | 2717.6806 | 0 | 0 | 0 | 0 | 0 | 0 | 0 | 0 | 0
| System 1 - C3 | 0 | 0 | 0 | 0 | 0 | 0 | 0 | 0 | 0 | 0 | 0 | 0 | 0 | 0 | 0 | 0 | 0 | 0 | 0 | 0 | 0 | 0 | 0 | 0 | 0 | 0 | 0 | 0 | 0 | 0 | 0 | 0 | 0 | 0 | 0 | 0 | 0 | 0 | 0 | 0 | 0 | 0 | 0 | 0 | 0 | 0 | 0 | 0 | 0 | 0 | 0
| System 1 - C4 | 0 | 0 | 0 | 0 | 0 | 0 | 0 | 0 | 0 | 0 | 0 | 0 | 0 | 0 | 0 | 0 | 0 | 0 | 0 | 0 | 0 | 0 | 0 | 0 | 0 | 0 | 0 | 0 | 0 | 0 | 0 | 0 | 0 | 0 | 0 | 0 | 0 | 0 | 0 | 0 | 0 | 0 | 0 | 0 | 0 | 0 | 0 | 0 | 0 | 0 | 0
| System 1 - C5 | 0 | 0 | 0 | 0 | 0 | 0 | 0 | 0 | 0 | 0 | 0 | 0 | 0 | 0 | 0 | 0 | 0 | 0 | 0 | 0 | 0 | 0 | 0 | 0 | 0 | 0 | 0 | 0 | 0 | 0 | 0 | 0 | 0 | 0 | 0 | 0 | 0 | 0 | 0 | 0 | 0 | 0 | 0 | 0 | 0 | 0 | 0 | 0 | 0 | 0 | 0
| System 2 - C1 | 0 | 0 | 0 | 63.8549 | 205.8199 | 343.7321 | 480.6379 | 598.4467 | 711.1319 | 838.4556 | 980.858 | 1127.096 | 1270.079 | 1412.9034 | 1553.4043 | 1691.7861 | 1828.1416 | 1965.6572 | 2102.7604 | 2239.9677 | 2377.6809 | 2515.1358 | 2649.7372 | 2780.6341 | 2909.7951 | 3038.844 | 3165.4226 | 3290.1171 | 3412.7682 | 3534.7548 | 3656.4043 | 3777.7222 | 3898.7136 | 4019.3838 | 4139.7381 | 4259.7815 | 4379.5192 | 4498.9564 | 4618.0982 | 4736.9495 | 4855.5155 | 4973.8011 | 0 | 0 | 0 | 0 | 0 | 0 | 0 | 0 | 0
| System 2 - C2 | 0 | 0 | 0 | 0 | 0 | 0 | 0 | 0 | 0 | 0 | 0 | 0 | 0 | 0 | 0 | 0 | 0 | 0 | 0 | 0 | 0 | 0 | 0 | 0 | 0 | 0 | 0 | 0 | 0 | 0 | 0 | 0 | 0 | 0 | 0 | 0 | 0 | 0 | 0 | 0 | 0 | 0 | 0 | 0 | 0 | 0 | 0 | 0 | 0 | 0 | 0
| System 2 - C3 | 0 | 0 | 0 | 0 | 0 | 0 | 0 | 0 | 0 | 0 | 0 | 0 | 0 | 0 | 0 | 0 | 0 | 0 | 0 | 0 | 0 | 0 | 0 | 0 | 0 | 0 | 0 | 0 | 0 | 0 | 0 | 0 | 0 | 0 | 0 | 0 | 0 | 0 | 0 | 0 | 0 | 0 | 0 | 0 | 0 | 0 | 0 | 0 | 0 | 0 | 0
| System 2 - C4 | 0 | 0 | 0 | 0 | 0 | 0 | 0 | 0 | 0 | 0 | 0 | 0 | 0 | 0 | 0 | 0 | 0 | 0 | 0 | 0 | 0 | 0 | 0 | 0 | 0 | 0 | 0 | 0 | 0 | 0 | 0 | 0 | 0 | 0 | 0 | 0 | 0 | 0 | 0 | 0 | 0 | 0 | 0 | 0 | 0 | 0 | 0 | 0 | 0 | 0 | 0
| System 2 - C5 | 0 | 0 | 0 | 0 | 0 | 0 | 0 | 0 | 0 | 0 | 0 | 0 | 0 | 0 | 0 | 0 | 0 | 0 | 0 | 0 | 0 | 0 | 0 | 0 | 0 | 0 | 0 | 0 | 0 | 0 | 0 | 0 | 0 | 0 | 0 | 0 | 0 | 0 | 0 | 0 | 0 | 0 | 0 | 0 | 0 | 0 | 0 | 0 | 0 | 0 | 0
| System 3 - C1 | 0 | 0 | 0 | 460.9096 | 1485.6245 | 2481.0852 | 3469.282 | 4319.6352 | 5133.0059 | 6052.0378 | 7079.9097 | 8135.4671 | 9167.5299 | 10198.4471 | 11212.5933 | 12211.4446 | 13195.6689 | 14188.2673 | 15177.8892 | 16168.2617 | 17162.2869 | 18154.4467 | 19126.0102 | 20070.8343 | 21003.1288 | 21934.6135 | 22848.2681 | 23748.3223 | 24633.6275 | 25514.1362 | 26392.2122 | 27267.894 | 28141.2196 | 29012.2267 | 29880.953 | 30747.4357 | 31611.7122 | 32473.8193 | 33333.7937 | 34191.672 | 35047.4906 | 35901.2855 | 0 | 0 | 0 | 0 | 0 | 0 | 0 | 0 | 0
| System 3 - C2 | 0 | 0 | 0 | 460.9096 | 1485.6245 | 2481.0852 | 3469.282 | 4319.6352 | 5133.0059 | 6052.0378 | 7079.9097 | 8135.4671 | 9167.5299 | 10198.4471 | 11212.5933 | 12211.4446 | 13195.6689 | 14188.2673 | 15177.8892 | 16168.2617 | 17162.2869 | 18154.4467 | 19126.0102 | 20070.8343 | 21003.1288 | 21934.6135 | 22848.2681 | 23748.3223 | 24633.6275 | 25514.1362 | 26392.2122 | 27267.894 | 28141.2196 | 29012.2267 | 29880.953 | 30747.4357 | 31611.7122 | 32473.8193 | 33333.7937 | 34191.672 | 35047.4906 | 35901.2855 | 0 | 0 | 0 | 0 | 0 | 0 | 0 | 0 | 0
| System 3 - C3 | 0 | 0 | 0 | 0 | 0 | 0 | 0 | 0 | 0 | 0 | 0 | 0 | 0 | 0 | 0 | 0 | 0 | 0 | 0 | 0 | 0 | 0 | 0 | 0 | 0 | 0 | 0 | 0 | 0 | 0 | 0 | 0 | 0 | 0 | 0 | 0 | 0 | 0 | 0 | 0 | 0 | 0 | 0 | 0 | 0 | 0 | 0 | 0 | 0 | 0 | 0
| System 3 - C4 | 0 | 0 | 0 | 0 | 0 | 0 | 0 | 0 | 0 | 0 | 0 | 0 | 0 | 0 | 0 | 0 | 0 | 0 | 0 | 0 | 0 | 0 | 0 | 0 | 0 | 0 | 0 | 0 | 0 | 0 | 0 | 0 | 0 | 0 | 0 | 0 | 0 | 0 | 0 | 0 | 0 | 0 | 0 | 0 | 0 | 0 | 0 | 0 | 0 | 0 | 0
| System 3 - C5 | 0 | 0 | 0 | 0 | 0 | 0 | 0 | 0 | 0 | 0 | 0 | 0 | 0 | 0 | 0 | 0 | 0 | 0 | 0 | 0 | 0 | 0 | 0 | 0 | 0 | 0 | 0 | 0 | 0 | 0 | 0 | 0 | 0 | 0 | 0 | 0 | 0 | 0 | 0 | 0 | 0 | 0 | 0 | 0 | 0 | 0 | 0 | 0 | 0 | 0 | 0
| System 4 - C1 | 0 | 0 | 0 | 14.3047 | 46.1075 | 77.0023 | 107.6717 | 134.0631 | 159.3066 | 187.8295 | 219.7302 | 252.4903 | 284.5211 | 316.5164 | 347.9911 | 378.9912 | 409.5374 | 440.3434 | 471.057 | 501.794 | 532.6443 | 563.4367 | 593.5899 | 622.9132 | 651.8477 | 680.757 | 709.1129 | 737.0468 | 764.5229 | 791.8501 | 819.1019 | 846.2793 | 873.3836 | 900.416 | 927.3775 | 954.2695 | 981.0929 | 1007.8491 | 1034.539 | 1061.1639 | 1087.7249 | 1114.223 | 0 | 0 | 0 | 0 | 0 | 0 | 0 | 0 | 0
| System 4 - C2 | 0 | 0 | 0 | 10.8239 | 34.8881 | 58.2653 | 81.472 | 101.4415 | 120.5425 | 142.1249 | 166.2632 | 191.0518 | 215.2885 | 239.4984 | 263.3144 | 286.7712 | 309.8846 | 333.1946 | 356.4347 | 379.6924 | 403.0359 | 426.3356 | 449.1516 | 471.3396 | 493.2335 | 515.1083 | 536.5644 | 557.7011 | 578.4914 | 599.1691 | 619.7897 | 640.354 | 660.863 | 681.3176 | 701.7186 | 722.0669 | 742.3634 | 762.609 | 782.8045 | 802.9507 | 823.0486 | 843.0989 | 0 | 0 | 0 | 0 | 0 | 0 | 0 | 0 | 0
| System 4 - C3 | 0 | 0 | 0 | 0 | 0 | 0 | 0 | 0 | 0 | 0 | 0 | 0 | 0 | 0 | 0 | 0 | 0 | 0 | 0 | 0 | 0 | 0 | 0 | 0 | 0 | 0 | 0 | 0 | 0 | 0 | 0 | 0 | 0 | 0 | 0 | 0 | 0 | 0 | 0 | 0 | 0 | 0 | 0 | 0 | 0 | 0 | 0 | 0 | 0 | 0 | 0
| System 4 - C4 | 0 | 0 | 0 | 0 | 0 | 0 | 0 | 0 | 0 | 0 | 0 | 0 | 0 | 0 | 0 | 0 | 0 | 0 | 0 | 0 | 0 | 0 | 0 | 0 | 0 | 0 | 0 | 0 | 0 | 0 | 0 | 0 | 0 | 0 | 0 | 0 | 0 | 0 | 0 | 0 | 0 | 0 | 0 | 0 | 0 | 0 | 0 | 0 | 0 | 0 | 0
| System 4 - C5 | 0 | 0 | 0 | 0 | 0 | 0 | 0 | 0 | 0 | 0 | 0 | 0 | 0 | 0 | 0 | 0 | 0 | 0 | 0 | 0 | 0 | 0 | 0 | 0 | 0 | 0 | 0 | 0 | 0 | 0 | 0 | 0 | 0 | 0 | 0 | 0 | 0 | 0 | 0 | 0 | 0 | 0 | 0 | 0 | 0 | 0 | 0 | 0 | 0 | 0 | 0
| System 5 - C1 | 0 | 0 | 0 | 0 | 0 | 0 | 0 | 0 | 0 | 0 | 0 | 0 | 0 | 0 | 0 | 0 | 0 | 0 | 0 | 0 | 0 | 0 | 0 | 0 | 0 | 0 | 0 | 0 | 0 | 0 | 0 | 0 | 0 | 0 | 0 | 0 | 0 | 0 | 0 | 0 | 0 | 0 | 0 | 0 | 0 | 0 | 0 | 0 | 0 | 0 | 0
| System 5 - C2 | 0 | 0 | 0 | 0 | 0 | 0 | 0 | 0 | 0 | 0 | 0 | 0 | 0 | 0 | 0 | 0 | 0 | 0 | 0 | 0 | 0 | 0 | 0 | 0 | 0 | 0 | 0 | 0 | 0 | 0 | 0 | 0 | 0 | 0 | 0 | 0 | 0 | 0 | 0 | 0 | 0 | 0 | 0 | 0 | 0 | 0 | 0 | 0 | 0 | 0 | 0
| System 5 - C3 | 0 | 0 | 0 | 0 | 0 | 0 | 0 | 0 | 0 | 0 | 0 | 0 | 0 | 0 | 0 | 0 | 0 | 0 | 0 | 0 | 0 | 0 | 0 | 0 | 0 | 0 | 0 | 0 | 0 | 0 | 0 | 0 | 0 | 0 | 0 | 0 | 0 | 0 | 0 | 0 | 0 | 0 | 0 | 0 | 0 | 0 | 0 | 0 | 0 | 0 | 0
| System 5 - C4 | 0 | 0 | 0 | 0 | 0 | 0 | 0 | 0 | 0 | 0 | 0 | 0 | 0 | 0 | 0 | 0 | 0 | 0 | 0 | 0 | 0 | 0 | 0 | 0 | 0 | 0 | 0 | 0 | 0 | 0 | 0 | 0 | 0 | 0 | 0 | 0 | 0 | 0 | 0 | 0 | 0 | 0 | 0 | 0 | 0 | 0 | 0 | 0 | 0 | 0 | 0
| System 5 - C5 | 0 | 0 | 0 | 0 | 0 | 0 | 0 | 0 | 0 | 0 | 0 | 0 | 0 | 0 | 0 | 0 | 0 | 0 | 0 | 0 | 0 | 0 | 0 | 0 | 0 | 0 | 0 | 0 | 0 | 0 | 0 | 0 | 0 | 0 | 0 | 0 | 0 | 0 | 0 | 0 | 0 | 0 | 0 | 0 | 0 | 0 | 0 | 0 | 0 | 0 | 0
COMPONENT Turnover
|  | Year 0 | Year 1 | Year 2 | Year 3 | Year 4 | Year 5 | Year 6 | Year 7 | Year 8 | Year 9 | Year 10 | Year 11 | Year 12 | Year 13 | Year 14 | Year 15 | Year 16 | Year 17 | Year 18 | Year 19 | Year 20 | Year 21 | Year 22 | Year 23 | Year 24 | Year 25 | Year 26 | Year 27 | Year 28 | Year 29 | Year 30 | Year 31 | Year 32 | Year 33 | Year 34 | Year 35 | Year 36 | Year 37 | Year 38 | Year 39 | Year 40 | Year 41 | Year 42 | Year 43 | Year 44 | Year 45 | Year 46 | Year 47 | Year 48 | Year 49 | Year 50
CompTurn_S1C1 | System 1 - C1 | 0 | 0 | 0 | 0 | 0 | 0 | 0 | 0 | 0 | 0 | 0 | 0 | 0 | 0 | 0 | 0 | 0 | 0 | 0 | 0 | 0 | 0 | 0 | 0 | 0 | 0 | 0 | 0 | 0 | 0 | 0 | 0 | 0 | 0 | 0 | 0 | 0 | 0 | 0 | 0 | 0 | 0 | 0 | 0 | 0 | 0 | 0 | 0 | 0 | 0 | 0
| System 1 - C2 | 0 | 0 | 0 | 0 | 0 | 0 | 0 | 0 | 0 | 0 | 0 | 0 | 0 | 0 | 0 | 0 | 0 | 0 | 0 | 0 | 0 | 0 | 0 | 0 | 0 | 0 | 0 | 0 | 0 | 0 | 0 | 0 | 0 | 0 | 0 | 0 | 0 | 0 | 0 | 0 | 0 | 0 | 0 | 0 | 0 | 0 | 0 | 0 | 0 | 0 | 0
| System 1 - C3 | 0 | 0 | 0 | 0 | 0 | 0 | 0 | 0 | 0 | 0 | 0 | 0 | 0 | 0 | 0 | 0 | 0 | 0 | 0 | 0 | 0 | 0 | 0 | 0 | 0 | 0 | 0 | 0 | 0 | 0 | 0 | 0 | 0 | 0 | 0 | 0 | 0 | 0 | 0 | 0 | 0 | 0 | 0 | 0 | 0 | 0 | 0 | 0 | 0 | 0 | 0
| System 1 - C4 | 0 | 0 | 0 | 0 | 0 | 0 | 0 | 0 | 0 | 0 | 0 | 0 | 0 | 0 | 0 | 0 | 0 | 0 | 0 | 0 | 0 | 0 | 0 | 0 | 0 | 0 | 0 | 0 | 0 | 0 | 0 | 0 | 0 | 0 | 0 | 0 | 0 | 0 | 0 | 0 | 0 | 0 | 0 | 0 | 0 | 0 | 0 | 0 | 0 | 0 | 0
| System 1 - C5 | 0 | 0 | 0 | 0 | 0 | 0 | 0 | 0 | 0 | 0 | 0 | 0 | 0 | 0 | 0 | 0 | 0 | 0 | 0 | 0 | 0 | 0 | 0 | 0 | 0 | 0 | 0 | 0 | 0 | 0 | 0 | 0 | 0 | 0 | 0 | 0 | 0 | 0 | 0 | 0 | 0 | 0 | 0 | 0 | 0 | 0 | 0 | 0 | 0 | 0 | 0
| System 2 - C1 | 0 | 0 | 0 | 0 | 0 | 0 | 0 | 0 | 0 | 0 | 0 | 0 | 0 | 0 | 0 | 0 | 0 | 0 | 0 | 0 | 0 | 0 | 0 | 0 | 0 | 0 | 0 | 0 | 0 | 0 | 0 | 0 | 0 | 0 | 0 | 0 | 0 | 0 | 0 | 0 | 0 | 0 | 0 | 0 | 0 | 0 | 0 | 0 | 0 | 0 | 0
| System 2 - C2 | 0 | 0 | 0 | 0 | 0 | 0 | 0 | 0 | 0 | 0 | 0 | 0 | 0 | 0 | 0 | 0 | 0 | 0 | 0 | 0 | 0 | 0 | 0 | 0 | 0 | 0 | 0 | 0 | 0 | 0 | 0 | 0 | 0 | 0 | 0 | 0 | 0 | 0 | 0 | 0 | 0 | 0 | 0 | 0 | 0 | 0 | 0 | 0 | 0 | 0 | 0
| System 2 - C3 | 0 | 0 | 0 | 0 | 0 | 0 | 0 | 0 | 0 | 0 | 0 | 0 | 0 | 0 | 0 | 0 | 0 | 0 | 0 | 0 | 0 | 0 | 0 | 0 | 0 | 0 | 0 | 0 | 0 | 0 | 0 | 0 | 0 | 0 | 0 | 0 | 0 | 0 | 0 | 0 | 0 | 0 | 0 | 0 | 0 | 0 | 0 | 0 | 0 | 0 | 0
| System 2 - C4 | 0 | 0 | 0 | 0 | 0 | 0 | 0 | 0 | 0 | 0 | 0 | 0 | 0 | 0 | 0 | 0 | 0 | 0 | 0 | 0 | 0 | 0 | 0 | 0 | 0 | 0 | 0 | 0 | 0 | 0 | 0 | 0 | 0 | 0 | 0 | 0 | 0 | 0 | 0 | 0 | 0 | 0 | 0 | 0 | 0 | 0 | 0 | 0 | 0 | 0 | 0
| System 2 - C5 | 0 | 0 | 0 | 0 | 0 | 0 | 0 | 0 | 0 | 0 | 0 | 0 | 0 | 0 | 0 | 0 | 0 | 0 | 0 | 0 | 0 | 0 | 0 | 0 | 0 | 0 | 0 | 0 | 0 | 0 | 0 | 0 | 0 | 0 | 0 | 0 | 0 | 0 | 0 | 0 | 0 | 0 | 0 | 0 | 0 | 0 | 0 | 0 | 0 | 0 | 0
| System 3 - C1 | 0 | 0 | 0 | 0 | 0 | 0 | 0 | 0 | 0 | 0 | 0 | 0 | 0 | 0 | 0 | 0 | 0 | 0 | 0 | 0 | 0 | 0 | 0 | 0 | 0 | 0 | 0 | 0 | 0 | 0 | 0 | 0 | 0 | 0 | 0 | 0 | 0 | 0 | 0 | 0 | 0 | 0 | 0 | 0 | 0 | 0 | 0 | 0 | 0 | 0 | 0
| System 3 - C2 | 0 | 0 | 0 | 0 | 0 | 0 | 0 | 0 | 0 | 0 | 0 | 0 | 0 | 0 | 0 | 0 | 0 | 0 | 0 | 0 | 0 | 0 | 0 | 0 | 0 | 0 | 0 | 0 | 0 | 0 | 0 | 0 | 0 | 0 | 0 | 0 | 0 | 0 | 0 | 0 | 0 | 0 | 0 | 0 | 0 | 0 | 0 | 0 | 0 | 0 | 0
| System 3 - C3 | 0 | 0 | 0 | 0 | 0 | 0 | 0 | 0 | 0 | 0 | 0 | 0 | 0 | 0 | 0 | 0 | 0 | 0 | 0 | 0 | 0 | 0 | 0 | 0 | 0 | 0 | 0 | 0 | 0 | 0 | 0 | 0 | 0 | 0 | 0 | 0 | 0 | 0 | 0 | 0 | 0 | 0 | 0 | 0 | 0 | 0 | 0 | 0 | 0 | 0 | 0
| System 3 - C4 | 0 | 0 | 0 | 0 | 0 | 0 | 0 | 0 | 0 | 0 | 0 | 0 | 0 | 0 | 0 | 0 | 0 | 0 | 0 | 0 | 0 | 0 | 0 | 0 | 0 | 0 | 0 | 0 | 0 | 0 | 0 | 0 | 0 | 0 | 0 | 0 | 0 | 0 | 0 | 0 | 0 | 0 | 0 | 0 | 0 | 0 | 0 | 0 | 0 | 0 | 0
| System 3 - C5 | 0 | 0 | 0 | 0 | 0 | 0 | 0 | 0 | 0 | 0 | 0 | 0 | 0 | 0 | 0 | 0 | 0 | 0 | 0 | 0 | 0 | 0 | 0 | 0 | 0 | 0 | 0 | 0 | 0 | 0 | 0 | 0 | 0 | 0 | 0 | 0 | 0 | 0 | 0 | 0 | 0 | 0 | 0 | 0 | 0 | 0 | 0 | 0 | 0 | 0 | 0
| System 4 - C1 | 0 | 0 | 0 | 0 | 0 | 0 | 0 | 0 | 0 | 0 | 0 | 0 | 0 | 0 | 0 | 0 | 0 | 0 | 0 | 0 | 0 | 0 | 0 | 0 | 0 | 0 | 0 | 0 | 0 | 0 | 0 | 0 | 0 | 0 | 0 | 0 | 0 | 0 | 0 | 0 | 0 | 0 | 0 | 0 | 0 | 0 | 0 | 0 | 0 | 0 | 0
| System 4 - C2 | 0 | 0 | 0 | 0 | 0 | 0 | 0 | 0 | 0 | 0 | 0 | 0 | 0 | 0 | 0 | 0 | 0 | 0 | 0 | 0 | 0 | 0 | 0 | 0 | 0 | 0 | 0 | 0 | 0 | 0 | 0 | 0 | 0 | 0 | 0 | 0 | 0 | 0 | 0 | 0 | 0 | 0 | 0 | 0 | 0 | 0 | 0 | 0 | 0 | 0 | 0
| System 4 - C3 | 0 | 0 | 0 | 0 | 0 | 0 | 0 | 0 | 0 | 0 | 0 | 0 | 0 | 0 | 0 | 0 | 0 | 0 | 0 | 0 | 0 | 0 | 0 | 0 | 0 | 0 | 0 | 0 | 0 | 0 | 0 | 0 | 0 | 0 | 0 | 0 | 0 | 0 | 0 | 0 | 0 | 0 | 0 | 0 | 0 | 0 | 0 | 0 | 0 | 0 | 0
| System 4 - C4 | 0 | 0 | 0 | 0 | 0 | 0 | 0 | 0 | 0 | 0 | 0 | 0 | 0 | 0 | 0 | 0 | 0 | 0 | 0 | 0 | 0 | 0 | 0 | 0 | 0 | 0 | 0 | 0 | 0 | 0 | 0 | 0 | 0 | 0 | 0 | 0 | 0 | 0 | 0 | 0 | 0 | 0 | 0 | 0 | 0 | 0 | 0 | 0 | 0 | 0 | 0
| System 4 - C5 | 0 | 0 | 0 | 0 | 0 | 0 | 0 | 0 | 0 | 0 | 0 | 0 | 0 | 0 | 0 | 0 | 0 | 0 | 0 | 0 | 0 | 0 | 0 | 0 | 0 | 0 | 0 | 0 | 0 | 0 | 0 | 0 | 0 | 0 | 0 | 0 | 0 | 0 | 0 | 0 | 0 | 0 | 0 | 0 | 0 | 0 | 0 | 0 | 0 | 0 | 0
| System 5 - C1 | 0 | 0 | 0 | 0 | 0 | 0 | 0 | 0 | 0 | 0 | 0 | 0 | 0 | 0 | 0 | 0 | 0 | 0 | 0 | 0 | 0 | 0 | 0 | 0 | 0 | 0 | 0 | 0 | 0 | 0 | 0 | 0 | 0 | 0 | 0 | 0 | 0 | 0 | 0 | 0 | 0 | 0 | 0 | 0 | 0 | 0 | 0 | 0 | 0 | 0 | 0
| System 5 - C2 | 0 | 0 | 0 | 0 | 0 | 0 | 0 | 0 | 0 | 0 | 0 | 0 | 0 | 0 | 0 | 0 | 0 | 0 | 0 | 0 | 0 | 0 | 0 | 0 | 0 | 0 | 0 | 0 | 0 | 0 | 0 | 0 | 0 | 0 | 0 | 0 | 0 | 0 | 0 | 0 | 0 | 0 | 0 | 0 | 0 | 0 | 0 | 0 | 0 | 0 | 0
| System 5 - C3 | 0 | 0 | 0 | 0 | 0 | 0 | 0 | 0 | 0 | 0 | 0 | 0 | 0 | 0 | 0 | 0 | 0 | 0 | 0 | 0 | 0 | 0 | 0 | 0 | 0 | 0 | 0 | 0 | 0 | 0 | 0 | 0 | 0 | 0 | 0 | 0 | 0 | 0 | 0 | 0 | 0 | 0 | 0 | 0 | 0 | 0 | 0 | 0 | 0 | 0 | 0
| System 5 - C4 | 0 | 0 | 0 | 0 | 0 | 0 | 0 | 0 | 0 | 0 | 0 | 0 | 0 | 0 | 0 | 0 | 0 | 0 | 0 | 0 | 0 | 0 | 0 | 0 | 0 | 0 | 0 | 0 | 0 | 0 | 0 | 0 | 0 | 0 | 0 | 0 | 0 | 0 | 0 | 0 | 0 | 0 | 0 | 0 | 0 | 0 | 0 | 0 | 0 | 0 | 0
| System 5 - C5 | 0 | 0 | 0 | 0 | 0 | 0 | 0 | 0 | 0 | 0 | 0 | 0 | 0 | 0 | 0 | 0 | 0 | 0 | 0 | 0 | 0 | 0 | 0 | 0 | 0 | 0 | 0 | 0 | 0 | 0 | 0 | 0 | 0 | 0 | 0 | 0 | 0 | 0 | 0 | 0 | 0 | 0 | 0 | 0 | 0 | 0 | 0 | 0 | 0 | 0 | 0
COMPONENT System-accessible Turnover
|  | Year 0 | Year 1 | Year 2 | Year 3 | Year 4 | Year 5 | Year 6 | Year 7 | Year 8 | Year 9 | Year 10 | Year 11 | Year 12 | Year 13 | Year 14 | Year 15 | Year 16 | Year 17 | Year 18 | Year 19 | Year 20 | Year 21 | Year 22 | Year 23 | Year 24 | Year 25 | Year 26 | Year 27 | Year 28 | Year 29 | Year 30 | Year 31 | Year 32 | Year 33 | Year 34 | Year 35 | Year 36 | Year 37 | Year 38 | Year 39 | Year 40 | Year 41 | Year 42 | Year 43 | Year 44 | Year 45 | Year 46 | Year 47 | Year 48 | Year 49 | Year 50
| System 1 - C1 | 0 | 0 | 0 | #N/A | #N/A | #N/A | #N/A | #N/A | #N/A | #N/A | #N/A | #N/A | #N/A | #N/A | #N/A | #N/A | #N/A | #N/A | #N/A | #N/A | #N/A | #N/A | #N/A | #N/A | #N/A | #N/A | #N/A | #N/A | #N/A | #N/A | #N/A | #N/A | #N/A | #N/A | #N/A | #N/A | #N/A | #N/A | #N/A | #N/A | #N/A | #N/A | 0 | 0 | 0 | 0 | 0 | 0 | 0 | 0 | 0
| System 1 - C2 | 0 | 0 | 0 | #N/A | #N/A | #N/A | #N/A | #N/A | #N/A | #N/A | #N/A | #N/A | #N/A | #N/A | #N/A | #N/A | #N/A | #N/A | #N/A | #N/A | #N/A | #N/A | #N/A | #N/A | #N/A | #N/A | #N/A | #N/A | #N/A | #N/A | #N/A | #N/A | #N/A | #N/A | #N/A | #N/A | #N/A | #N/A | #N/A | #N/A | #N/A | #N/A | 0 | 0 | 0 | 0 | 0 | 0 | 0 | 0 | 0
| System 1 - C3 | 0 | 0 | 0 | 0 | 0 | 0 | 0 | 0 | 0 | 0 | 0 | 0 | 0 | 0 | 0 | 0 | 0 | 0 | 0 | 0 | 0 | 0 | 0 | 0 | 0 | 0 | 0 | 0 | 0 | 0 | 0 | 0 | 0 | 0 | 0 | 0 | 0 | 0 | 0 | 0 | 0 | 0 | 0 | 0 | 0 | 0 | 0 | 0 | 0 | 0 | 0
| System 1 - C4 | 0 | 0 | 0 | 0 | 0 | 0 | 0 | 0 | 0 | 0 | 0 | 0 | 0 | 0 | 0 | 0 | 0 | 0 | 0 | 0 | 0 | 0 | 0 | 0 | 0 | 0 | 0 | 0 | 0 | 0 | 0 | 0 | 0 | 0 | 0 | 0 | 0 | 0 | 0 | 0 | 0 | 0 | 0 | 0 | 0 | 0 | 0 | 0 | 0 | 0 | 0
| System 1 - C5 | 0 | 0 | 0 | 0 | 0 | 0 | 0 | 0 | 0 | 0 | 0 | 0 | 0 | 0 | 0 | 0 | 0 | 0 | 0 | 0 | 0 | 0 | 0 | 0 | 0 | 0 | 0 | 0 | 0 | 0 | 0 | 0 | 0 | 0 | 0 | 0 | 0 | 0 | 0 | 0 | 0 | 0 | 0 | 0 | 0 | 0 | 0 | 0 | 0 | 0 | 0
| System 2 - C1 | 0 | 0 | 0 | #N/A | #N/A | #N/A | #N/A | #N/A | #N/A | #N/A | #N/A | #N/A | #N/A | #N/A | #N/A | #N/A | #N/A | #N/A | #N/A | #N/A | #N/A | #N/A | #N/A | #N/A | #N/A | #N/A | #N/A | #N/A | #N/A | #N/A | #N/A | #N/A | #N/A | #N/A | #N/A | #N/A | #N/A | #N/A | #N/A | #N/A | #N/A | #N/A | 0 | 0 | 0 | 0 | 0 | 0 | 0 | 0 | 0
| System 2 - C2 | 0 | 0 | 0 | 0 | 0 | 0 | 0 | 0 | 0 | 0 | 0 | 0 | 0 | 0 | 0 | 0 | 0 | 0 | 0 | 0 | 0 | 0 | 0 | 0 | 0 | 0 | 0 | 0 | 0 | 0 | 0 | 0 | 0 | 0 | 0 | 0 | 0 | 0 | 0 | 0 | 0 | 0 | 0 | 0 | 0 | 0 | 0 | 0 | 0 | 0 | 0
| System 2 - C3 | 0 | 0 | 0 | 0 | 0 | 0 | 0 | 0 | 0 | 0 | 0 | 0 | 0 | 0 | 0 | 0 | 0 | 0 | 0 | 0 | 0 | 0 | 0 | 0 | 0 | 0 | 0 | 0 | 0 | 0 | 0 | 0 | 0 | 0 | 0 | 0 | 0 | 0 | 0 | 0 | 0 | 0 | 0 | 0 | 0 | 0 | 0 | 0 | 0 | 0 | 0
| System 2 - C4 | 0 | 0 | 0 | 0 | 0 | 0 | 0 | 0 | 0 | 0 | 0 | 0 | 0 | 0 | 0 | 0 | 0 | 0 | 0 | 0 | 0 | 0 | 0 | 0 | 0 | 0 | 0 | 0 | 0 | 0 | 0 | 0 | 0 | 0 | 0 | 0 | 0 | 0 | 0 | 0 | 0 | 0 | 0 | 0 | 0 | 0 | 0 | 0 | 0 | 0 | 0
| System 2 - C5 | 0 | 0 | 0 | 0 | 0 | 0 | 0 | 0 | 0 | 0 | 0 | 0 | 0 | 0 | 0 | 0 | 0 | 0 | 0 | 0 | 0 | 0 | 0 | 0 | 0 | 0 | 0 | 0 | 0 | 0 | 0 | 0 | 0 | 0 | 0 | 0 | 0 | 0 | 0 | 0 | 0 | 0 | 0 | 0 | 0 | 0 | 0 | 0 | 0 | 0 | 0
| System 3 - C1 | 0 | 0 | 0 | #N/A | #N/A | #N/A | #N/A | #N/A | #N/A | #N/A | #N/A | #N/A | #N/A | #N/A | #N/A | #N/A | #N/A | #N/A | #N/A | #N/A | #N/A | #N/A | #N/A | #N/A | #N/A | #N/A | #N/A | #N/A | #N/A | #N/A | #N/A | #N/A | #N/A | #N/A | #N/A | #N/A | #N/A | #N/A | #N/A | #N/A | #N/A | #N/A | 0 | 0 | 0 | 0 | 0 | 0 | 0 | 0 | 0
| System 3 - C2 | 0 | 0 | 0 | #N/A | #N/A | #N/A | #N/A | #N/A | #N/A | #N/A | #N/A | #N/A | #N/A | #N/A | #N/A | #N/A | #N/A | #N/A | #N/A | #N/A | #N/A | #N/A | #N/A | #N/A | #N/A | #N/A | #N/A | #N/A | #N/A | #N/A | #N/A | #N/A | #N/A | #N/A | #N/A | #N/A | #N/A | #N/A | #N/A | #N/A | #N/A | #N/A | 0 | 0 | 0 | 0 | 0 | 0 | 0 | 0 | 0
| System 3 - C3 | 0 | 0 | 0 | 0 | 0 | 0 | 0 | 0 | 0 | 0 | 0 | 0 | 0 | 0 | 0 | 0 | 0 | 0 | 0 | 0 | 0 | 0 | 0 | 0 | 0 | 0 | 0 | 0 | 0 | 0 | 0 | 0 | 0 | 0 | 0 | 0 | 0 | 0 | 0 | 0 | 0 | 0 | 0 | 0 | 0 | 0 | 0 | 0 | 0 | 0 | 0
| System 3 - C4 | 0 | 0 | 0 | 0 | 0 | 0 | 0 | 0 | 0 | 0 | 0 | 0 | 0 | 0 | 0 | 0 | 0 | 0 | 0 | 0 | 0 | 0 | 0 | 0 | 0 | 0 | 0 | 0 | 0 | 0 | 0 | 0 | 0 | 0 | 0 | 0 | 0 | 0 | 0 | 0 | 0 | 0 | 0 | 0 | 0 | 0 | 0 | 0 | 0 | 0 | 0
| System 3 - C5 | 0 | 0 | 0 | 0 | 0 | 0 | 0 | 0 | 0 | 0 | 0 | 0 | 0 | 0 | 0 | 0 | 0 | 0 | 0 | 0 | 0 | 0 | 0 | 0 | 0 | 0 | 0 | 0 | 0 | 0 | 0 | 0 | 0 | 0 | 0 | 0 | 0 | 0 | 0 | 0 | 0 | 0 | 0 | 0 | 0 | 0 | 0 | 0 | 0 | 0 | 0
| System 4 - C1 | 0 | 0 | 0 | #N/A | #N/A | #N/A | #N/A | #N/A | #N/A | #N/A | #N/A | #N/A | #N/A | #N/A | #N/A | #N/A | #N/A | #N/A | #N/A | #N/A | #N/A | #N/A | #N/A | #N/A | #N/A | #N/A | #N/A | #N/A | #N/A | #N/A | #N/A | #N/A | #N/A | #N/A | #N/A | #N/A | #N/A | #N/A | #N/A | #N/A | #N/A | #N/A | 0 | 0 | 0 | 0 | 0 | 0 | 0 | 0 | 0
| System 4 - C2 | 0 | 0 | 0 | #N/A | #N/A | #N/A | #N/A | #N/A | #N/A | #N/A | #N/A | #N/A | #N/A | #N/A | #N/A | #N/A | #N/A | #N/A | #N/A | #N/A | #N/A | #N/A | #N/A | #N/A | #N/A | #N/A | #N/A | #N/A | #N/A | #N/A | #N/A | #N/A | #N/A | #N/A | #N/A | #N/A | #N/A | #N/A | #N/A | #N/A | #N/A | #N/A | 0 | 0 | 0 | 0 | 0 | 0 | 0 | 0 | 0
| System 4 - C3 | 0 | 0 | 0 | 0 | 0 | 0 | 0 | 0 | 0 | 0 | 0 | 0 | 0 | 0 | 0 | 0 | 0 | 0 | 0 | 0 | 0 | 0 | 0 | 0 | 0 | 0 | 0 | 0 | 0 | 0 | 0 | 0 | 0 | 0 | 0 | 0 | 0 | 0 | 0 | 0 | 0 | 0 | 0 | 0 | 0 | 0 | 0 | 0 | 0 | 0 | 0
| System 4 - C4 | 0 | 0 | 0 | 0 | 0 | 0 | 0 | 0 | 0 | 0 | 0 | 0 | 0 | 0 | 0 | 0 | 0 | 0 | 0 | 0 | 0 | 0 | 0 | 0 | 0 | 0 | 0 | 0 | 0 | 0 | 0 | 0 | 0 | 0 | 0 | 0 | 0 | 0 | 0 | 0 | 0 | 0 | 0 | 0 | 0 | 0 | 0 | 0 | 0 | 0 | 0
| System 4 - C5 | 0 | 0 | 0 | 0 | 0 | 0 | 0 | 0 | 0 | 0 | 0 | 0 | 0 | 0 | 0 | 0 | 0 | 0 | 0 | 0 | 0 | 0 | 0 | 0 | 0 | 0 | 0 | 0 | 0 | 0 | 0 | 0 | 0 | 0 | 0 | 0 | 0 | 0 | 0 | 0 | 0 | 0 | 0 | 0 | 0 | 0 | 0 | 0 | 0 | 0 | 0
| System 5 - C1 | 0 | 0 | 0 | 0 | 0 | 0 | 0 | 0 | 0 | 0 | 0 | 0 | 0 | 0 | 0 | 0 | 0 | 0 | 0 | 0 | 0 | 0 | 0 | 0 | 0 | 0 | 0 | 0 | 0 | 0 | 0 | 0 | 0 | 0 | 0 | 0 | 0 | 0 | 0 | 0 | 0 | 0 | 0 | 0 | 0 | 0 | 0 | 0 | 0 | 0 | 0
| System 5 - C2 | 0 | 0 | 0 | 0 | 0 | 0 | 0 | 0 | 0 | 0 | 0 | 0 | 0 | 0 | 0 | 0 | 0 | 0 | 0 | 0 | 0 | 0 | 0 | 0 | 0 | 0 | 0 | 0 | 0 | 0 | 0 | 0 | 0 | 0 | 0 | 0 | 0 | 0 | 0 | 0 | 0 | 0 | 0 | 0 | 0 | 0 | 0 | 0 | 0 | 0 | 0
| System 5 - C3 | 0 | 0 | 0 | 0 | 0 | 0 | 0 | 0 | 0 | 0 | 0 | 0 | 0 | 0 | 0 | 0 | 0 | 0 | 0 | 0 | 0 | 0 | 0 | 0 | 0 | 0 | 0 | 0 | 0 | 0 | 0 | 0 | 0 | 0 | 0 | 0 | 0 | 0 | 0 | 0 | 0 | 0 | 0 | 0 | 0 | 0 | 0 | 0 | 0 | 0 | 0
| System 5 - C4 | 0 | 0 | 0 | 0 | 0 | 0 | 0 | 0 | 0 | 0 | 0 | 0 | 0 | 0 | 0 | 0 | 0 | 0 | 0 | 0 | 0 | 0 | 0 | 0 | 0 | 0 | 0 | 0 | 0 | 0 | 0 | 0 | 0 | 0 | 0 | 0 | 0 | 0 | 0 | 0 | 0 | 0 | 0 | 0 | 0 | 0 | 0 | 0 | 0 | 0 | 0
| System 5 - C5 | 0 | 0 | 0 | 0 | 0 | 0 | 0 | 0 | 0 | 0 | 0 | 0 | 0 | 0 | 0 | 0 | 0 | 0 | 0 | 0 | 0 | 0 | 0 | 0 | 0 | 0 | 0 | 0 | 0 | 0 | 0 | 0 | 0 | 0 | 0 | 0 | 0 | 0 | 0 | 0 | 0 | 0 | 0 | 0 | 0 | 0 | 0 | 0 | 0 | 0 | 0
SYSTEM Turnover (Units Out)
|  | Year 0 | Year 1 | Year 2 | Year 3 | Year 4 | Year 5 | Year 6 | Year 7 | Year 8 | Year 9 | Year 10 | Year 11 | Year 12 | Year 13 | Year 14 | Year 15 | Year 16 | Year 17 | Year 18 | Year 19 | Year 20 | Year 21 | Year 22 | Year 23 | Year 24 | Year 25 | Year 26 | Year 27 | Year 28 | Year 29 | Year 30 | Year 31 | Year 32 | Year 33 | Year 34 | Year 35 | Year 36 | Year 37 | Year 38 | Year 39 | Year 40 | Year 41 | Year 42 | Year 43 | Year 44 | Year 45 | Year 46 | Year 47 | Year 48 | Year 49 | Year 50
OutUnits_Sys1 | System 1 | 0 | 0 | 0 | #N/A | #N/A | #N/A | #N/A | #N/A | #N/A | #N/A | #N/A | #N/A | #N/A | #N/A | #N/A | #N/A | #N/A | #N/A | #N/A | #N/A | #N/A | #N/A | #N/A | #N/A | #N/A | #N/A | #N/A | #N/A | #N/A | #N/A | #N/A | #N/A | #N/A | #N/A | #N/A | #N/A | #N/A | #N/A | #N/A | #N/A | #N/A | #N/A | 0 | 0 | 0 | 0 | 0 | 0 | 0 | 0 | 0
| System 2 | 0 | 0 | 0 | #N/A | #N/A | #N/A | #N/A | #N/A | #N/A | #N/A | #N/A | #N/A | #N/A | #N/A | #N/A | #N/A | #N/A | #N/A | #N/A | #N/A | #N/A | #N/A | #N/A | #N/A | #N/A | #N/A | #N/A | #N/A | #N/A | #N/A | #N/A | #N/A | #N/A | #N/A | #N/A | #N/A | #N/A | #N/A | #N/A | #N/A | #N/A | #N/A | 0 | 0 | 0 | 0 | 0 | 0 | 0 | 0 | 0
| System 3 | 0 | 0 | 0 | #N/A | #N/A | #N/A | #N/A | #N/A | #N/A | #N/A | #N/A | #N/A | #N/A | #N/A | #N/A | #N/A | #N/A | #N/A | #N/A | #N/A | #N/A | #N/A | #N/A | #N/A | #N/A | #N/A | #N/A | #N/A | #N/A | #N/A | #N/A | #N/A | #N/A | #N/A | #N/A | #N/A | #N/A | #N/A | #N/A | #N/A | #N/A | #N/A | 0 | 0 | 0 | 0 | 0 | 0 | 0 | 0 | 0
| System 4 | 0 | 0 | 0 | #N/A | #N/A | #N/A | #N/A | #N/A | #N/A | #N/A | #N/A | #N/A | #N/A | #N/A | #N/A | #N/A | #N/A | #N/A | #N/A | #N/A | #N/A | #N/A | #N/A | #N/A | #N/A | #N/A | #N/A | #N/A | #N/A | #N/A | #N/A | #N/A | #N/A | #N/A | #N/A | #N/A | #N/A | #N/A | #N/A | #N/A | #N/A | #N/A | 0 | 0 | 0 | 0 | 0 | 0 | 0 | 0 | 0
| System 5 | 0 | 0 | 0 | 0 | 0 | 0 | 0 | 0 | 0 | 0 | 0 | 0 | 0 | 0 | 0 | 0 | 0 | 0 | 0 | 0 | 0 | 0 | 0 | 0 | 0 | 0 | 0 | 0 | 0 | 0 | 0 | 0 | 0 | 0 | 0 | 0 | 0 | 0 | 0 | 0 | 0 | 0 | 0 | 0 | 0 | 0 | 0 | 0 | 0 | 0 | 0
| Total: | 0 | 0 | 0 | #N/A | #N/A | #N/A | #N/A | #N/A | #N/A | #N/A | #N/A | #N/A | #N/A | #N/A | #N/A | #N/A | #N/A | #N/A | #N/A | #N/A | #N/A | #N/A | #N/A | #N/A | #N/A | #N/A | #N/A | #N/A | #N/A | #N/A | #N/A | #N/A | #N/A | #N/A | #N/A | #N/A | #N/A | #N/A | #N/A | #N/A | #N/A | #N/A | 0 | 0 | 0 | 0 | 0 | 0 | 0 | 0 | 0
Purchases (Units IN)
|  | Year 0 | Year 1 | Year 2 | Year 3 | Year 4 | Year 5 | Year 6 | Year 7 | Year 8 | Year 9 | Year 10 | Year 11 | Year 12 | Year 13 | Year 14 | Year 15 | Year 16 | Year 17 | Year 18 | Year 19 | Year 20 | Year 21 | Year 22 | Year 23 | Year 24 | Year 25 | Year 26 | Year 27 | Year 28 | Year 29 | Year 30 | Year 31 | Year 32 | Year 33 | Year 34 | Year 35 | Year 36 | Year 37 | Year 38 | Year 39 | Year 40 | Year 41 | Year 42 | Year 43 | Year 44 | Year 45 | Year 46 | Year 47 | Year 48 | Year 49 | Year 50
InUnits_Sys1 | System 1 | 0 | 0 | 0 | #N/A | #N/A | #N/A | #N/A | #N/A | #N/A | #N/A | #N/A | #N/A | #N/A | #N/A | #N/A | #N/A | #N/A | #N/A | #N/A | #N/A | #N/A | #N/A | #N/A | #N/A | #N/A | #N/A | #N/A | #N/A | #N/A | #N/A | #N/A | #N/A | #N/A | #N/A | #N/A | #N/A | #N/A | #N/A | #N/A | #N/A | #N/A | #N/A | 0 | 0 | 0 | 0 | 0 | 0 | 0 | 0 | 0
| System 2 | 0 | 0 | 0 | #N/A | #N/A | #N/A | #N/A | #N/A | #N/A | #N/A | #N/A | #N/A | #N/A | #N/A | #N/A | #N/A | #N/A | #N/A | #N/A | #N/A | #N/A | #N/A | #N/A | #N/A | #N/A | #N/A | #N/A | #N/A | #N/A | #N/A | #N/A | #N/A | #N/A | #N/A | #N/A | #N/A | #N/A | #N/A | #N/A | #N/A | #N/A | #N/A | 0 | 0 | 0 | 0 | 0 | 0 | 0 | 0 | 0
| System 3 | 0 | 0 | 0 | #N/A | #N/A | #N/A | #N/A | #N/A | #N/A | #N/A | #N/A | #N/A | #N/A | #N/A | #N/A | #N/A | #N/A | #N/A | #N/A | #N/A | #N/A | #N/A | #N/A | #N/A | #N/A | #N/A | #N/A | #N/A | #N/A | #N/A | #N/A | #N/A | #N/A | #N/A | #N/A | #N/A | #N/A | #N/A | #N/A | #N/A | #N/A | #N/A | 0 | 0 | 0 | 0 | 0 | 0 | 0 | 0 | 0
| System 4 | 0 | 0 | 0 | #N/A | #N/A | #N/A | #N/A | #N/A | #N/A | #N/A | #N/A | #N/A | #N/A | #N/A | #N/A | #N/A | #N/A | #N/A | #N/A | #N/A | #N/A | #N/A | #N/A | #N/A | #N/A | #N/A | #N/A | #N/A | #N/A | #N/A | #N/A | #N/A | #N/A | #N/A | #N/A | #N/A | #N/A | #N/A | #N/A | #N/A | #N/A | #N/A | 0 | 0 | 0 | 0 | 0 | 0 | 0 | 0 | 0
| System 5 | 0 | 0 | 0 | #N/A | #N/A | #N/A | #N/A | #N/A | #N/A | #N/A | #N/A | #N/A | #N/A | #N/A | #N/A | #N/A | #N/A | #N/A | #N/A | #N/A | #N/A | #N/A | #N/A | #N/A | #N/A | #N/A | #N/A | #N/A | #N/A | #N/A | #N/A | #N/A | #N/A | #N/A | #N/A | #N/A | #N/A | #N/A | #N/A | #N/A | #N/A | #N/A | 0 | 0 | 0 | 0 | 0 | 0 | 0 | 0 | 0
| Total: | 0 | 0 | 0 | #N/A | #N/A | #N/A | #N/A | #N/A | #N/A | #N/A | #N/A | #N/A | #N/A | #N/A | #N/A | #N/A | #N/A | #N/A | #N/A | #N/A | #N/A | #N/A | #N/A | #N/A | #N/A | #N/A | #N/A | #N/A | #N/A | #N/A | #N/A | #N/A | #N/A | #N/A | #N/A | #N/A | #N/A | #N/A | #N/A | #N/A | #N/A | #N/A | 0 | 0 | 0 | 0 | 0 | 0 | 0 | 0 | 0
System Total Stock
| Year | Year 0 | Year 1 | Year 2 | Year 3 | Year 4 | Year 5 | Year 6 | Year 7 | Year 8 | Year 9 | Year 10 | Year 11 | Year 12 | Year 13 | Year 14 | Year 15 | Year 16 | Year 17 | Year 18 | Year 19 | Year 20 | Year 21 | Year 22 | Year 23 | Year 24 | Year 25 | Year 26 | Year 27 | Year 28 | Year 29 | Year 30 | Year 31 | Year 32 | Year 33 | Year 34 | Year 35 | Year 36 | Year 37 | Year 38 | Year 39 | Year 40 | Year 41 | Year 42 | Year 43 | Year 44 | Year 45 | Year 46 | Year 47 | Year 48 | Year 49 | Year 50
SysStock_S1 | System 1 | 0 | 0 | 0 | 0 | 0 | 0 | 0 | 0 | 0 | 0 | 0 | 0 | 0 | 0 | 0 | 0 | 0 | 0 | 0 | 0 | 0 | 0 | 0 | 0 | 0 | 0 | 0 | 0 | 0 | 0 | 0 | 0 | 0 | 0 | 0 | 0 | 0 | 0 | 0 | 0 | 0 | 0 | 0 | 0 | 0 | 0 | 0 | 0 | 0 | 0 | 0
| System 2 | 0 | 0 | 0 | 0 | 0 | 0 | 0 | 0 | 0 | 0 | 0 | 0 | 0 | 0 | 0 | 0 | 0 | 0 | 0 | 0 | 0 | 0 | 0 | 0 | 0 | 0 | 0 | 0 | 0 | 0 | 0 | 0 | 0 | 0 | 0 | 0 | 0 | 0 | 0 | 0 | 0 | 0 | 0 | 0 | 0 | 0 | 0 | 0 | 0 | 0 | 0
| System 3 | 0 | 0 | 0 | 0 | 0 | 0 | 0 | 0 | 0 | 0 | 0 | 0 | 0 | 0 | 0 | 0 | 0 | 0 | 0 | 0 | 0 | 0 | 0 | 0 | 0 | 0 | 0 | 0 | 0 | 0 | 0 | 0 | 0 | 0 | 0 | 0 | 0 | 0 | 0 | 0 | 0 | 0 | 0 | 0 | 0 | 0 | 0 | 0 | 0 | 0 | 0
| System 4 | 0 | 0 | 0 | 0 | 0 | 0 | 0 | 0 | 0 | 0 | 0 | 0 | 0 | 0 | 0 | 0 | 0 | 0 | 0 | 0 | 0 | 0 | 0 | 0 | 0 | 0 | 0 | 0 | 0 | 0 | 0 | 0 | 0 | 0 | 0 | 0 | 0 | 0 | 0 | 0 | 0 | 0 | 0 | 0 | 0 | 0 | 0 | 0 | 0 | 0 | 0
| System 5 | 0 | 0 | 0 | 0 | 0 | 0 | 0 | 0 | 0 | 0 | 0 | 0 | 0 | 0 | 0 | 0 | 0 | 0 | 0 | 0 | 0 | 0 | 0 | 0 | 0 | 0 | 0 | 0 | 0 | 0 | 0 | 0 | 0 | 0 | 0 | 0 | 0 | 0 | 0 | 0 | 0 | 0 | 0 | 0 | 0 | 0 | 0 | 0 | 0 | 0 | 0
|  | 0 | 0 | 0 | 0 | 0 | 0 | 0 | 0 | 0 | 0 | 0 | 0 | 0 | 0 | 0 | 0 | 0 | 0 | 0 | 0 | 0 | 0 | 0 | 0 | 0 | 0 | 0 | 0 | 0 | 0 | 0 | 0 | 0 | 0 | 0 | 0 | 0 | 0 | 0 | 0 | 0 | 0 | 0 | 0 | 0 | 0 | 0 | 0 | 0 | 0 | 0

## System Results (hidden)
| System |  |  | Forecast Variables
| Technology |  |  | Base Year | 2016
| Vintage |  |  | Forecast Start | 2017
System Level Forecast Result
|  | 2016 | 2017 | 2018 | 2019 | 2020 | 2021 | 2022 | 2023 | 2024 | 2025 | 2026 | 2027 | 2028 | 2029 | 2030 | 2031 | 2032 | 2033 | 2034 | 2035 | 2036 | 2037 | 2038 | 2039 | 2040 | 2041 | 2042 | 2043 | 2044 | 2045 | 2046 | 2047 | 2048 | 2049 | 2050 | 2051 | 2052 | 2053 | 2054 | 2055 | 2056 | 2057 | 2058 | 2059 | 2060 | 2061 | 2062 | 2063 | 2064 | 2065 | 2066
|  | Year 0 | Year 1 | Year 2 | Year 3 | Year 4 | Year 5 | Year 6 | Year 7 | Year 8 | Year 9 | Year 10 | Year 11 | Year 12 | Year 13 | Year 14 | Year 15 | Year 16 | Year 17 | Year 18 | Year 19 | Year 20 | Year 21 | Year 22 | Year 23 | Year 24 | Year 25 | Year 26 | Year 27 | Year 28 | Year 29 | Year 30 | Year 31 | Year 32 | Year 33 | Year 34 | Year 35 | Year 36 | Year 37 | Year 38 | Year 39 | Year 40 | Year 41 | Year 42 | Year 43 | Year 44 | Year 45 | Year 46 | Year 47 | Year 48 | Year 49 | Year 50
sys_forecast | Total System Stock | 0 | 0 | 0 | 1.6257 | 7.1747 | 9.2662 | 10.8151 | 11.895 | 12.7799 | 13.058 | 12.4042 | 11.4153 | 10.4955 | 9.7376 | 9.1388 | 8.5473 | 7.8657 | 7.1181 | 6.3433 | 5.0137 | 3.1481 | 1.4893 | 0 | 0 | 0 | 0 | 0 | 0 | 0 | 0 | 0 | 0 | 0 | 0 | 0 | 0 | 0 | 0 | 0 | 0 | 0 | 0 | 0 | 0 | 0 | 0 | 0 | 0 | 0 | 0 | 0
| Units OUT (Incremental) | 0 | 0 | 0 | 63.8549 | 141.9651 | 42.7867 | 25.4329 | 15.6514 | 12.0236 | 12.0062 | 12.3639 | 11.5866 | 10.4946 | 9.685 | 8.8852 | 8.3135 | 7.9287 | 7.742 | 7.5154 | 7.9359 | 8.3696 | 7.9682 | 7.5813 | 7.1014 | 6.8455 | 6.8867 | 6.9598 | 6.9282 | 6.8252 | 6.7338 | 6.6265 | 6.551 | 6.5075 | 6.49 | 6.4593 | 6.5255 | 6.5844 | 6.4953 | 6.4109 | 6.3125 | 6.2576 | 6.2678 | 0 | 0 | 0 | 0 | 0 | 0 | 0 | 0 | 0
| Units IN (Incremental) | 0 | 0 | 0 | 65.4805 | 147.5141 | 44.8783 | 26.9817 | 16.7314 | 12.9085 | 12.2842 | 11.7102 | 10.5977 | 9.5749 | 8.9271 | 8.2864 | 7.7219 | 7.2471 | 6.9944 | 6.7406 | 6.6063 | 6.504 | 6.3095 | 6.0687 | 5.8194 | 5.6556 | 5.5713 | 5.875 | 6.2283 | 6.0119 | 5.8581 | 5.6164 | 5.4768 | 5.4594 | 5.4461 | 5.4121 | 5.4034 | 5.3986 | 5.357 | 5.302 | 5.2408 | 5.2067 | 5.1794 | 0 | 0 | 0 | 0 | 0 | 0 | 0 | 0 | 0
Component Technology Processing
E0 Data
UEC_EUI_Data | Existing Unit Usage | 2016 Year 0: 0
| New Unit Usage | 2016 Year 0: 13033.8338
| Peak Factor (S) | 2016 Year 0: 0
| Peak Factor (W) | 2016 Year 0: 0
Tech Data
| Equipment | 2016 Year 0: Label; 2017 Year 1: Base Year Usage; 2018 Year 2: Base Year Summer Peak; 2019 Year 3: Base Year Winter Peak
TechData | E1 | 2016 Year 0: Standard - UEF 0.563; 2017 Year 1: 13920.234; 2018 Year 2: 0; 2019 Year 3: 0
| E2 | 2016 Year 0: ENERGY STAR (3.2) - UEF 0.64; 2017 Year 1: 12267.2063; 2018 Year 2: 0; 2019 Year 3: 0
| E3 | 2016 Year 0: UEF 0.81 (Condensing); 2017 Year 1: 9692.6074; 2018 Year 2: 0; 2019 Year 3: 0
| E4 | 2016 Year 0: UEF 0.87 (Instantaneous); 2017 Year 1: 9024.1517; 2018 Year 2: 0; 2019 Year 3: 0
| E5 | 2016 Year 0: UEF 0.92 (Instantaneous Condensing); 2017 Year 1: 8533.7087; 2018 Year 2: 0; 2019 Year 3: 0
| E6 | 2017 Year 1: 0; 2018 Year 2: 0; 2019 Year 3: 0
| E7 | 2017 Year 1: 0; 2018 Year 2: 0; 2019 Year 3: 0
| E8 | 2017 Year 1: 0; 2018 Year 2: 0; 2019 Year 3: 0
| E9 | 2017 Year 1: 0; 2018 Year 2: 0; 2019 Year 3: 0
| E10 | 2017 Year 1: 0; 2018 Year 2: 0; 2019 Year 3: 0
| Utilization Factors | Year 0 | Year 1 | Year 2 | Year 3 | Year 4 | Year 5 | Year 6 | Year 7 | Year 8 | Year 9 | Year 10 | Year 11 | Year 12 | Year 13 | Year 14 | Year 15 | Year 16 | Year 17 | Year 18 | Year 19 | Year 20 | Year 21 | Year 22 | Year 23 | Year 24 | Year 25 | Year 26 | Year 27 | Year 28 | Year 29 | Year 30 | Year 31 | Year 32 | Year 33 | Year 34 | Year 35 | Year 36 | Year 37 | Year 38 | Year 39 | Year 40 | Year 41 | Year 42 | Year 43 | Year 44 | Year 45 | Year 46 | Year 47 | Year 48 | Year 49 | Year 50
key_util | Utilization | 1 | 1 | 1 | 1 | 1 | 1 | 1 | 1 | 1 | 1 | 1 | 1 | 1 | 1 | 1 | 1 | 1 | 1 | 1 | 1 | 1 | 1 | 1 | 1 | 1 | 1 | 1 | 1 | 1 | 1 | 1 | 1 | 1 | 1 | 1 | 1 | 1 | 1 | 1 | 1 | 1 | 1 | 1.0938 | 1.0939 | 1.0939 | 1.0939 | 1.0939 | 1.0939 | 1.0939 | 1.0939 | 1.0939
Original Forecast Results
| Year | Year 0 | Year 1 | Year 2 | Year 3 | Year 4 | Year 5 | Year 6 | Year 7 | Year 8 | Year 9 | Year 10 | Year 11 | Year 12 | Year 13 | Year 14 | Year 15 | Year 16 | Year 17 | Year 18 | Year 19 | Year 20 | Year 21 | Year 22 | Year 23 | Year 24 | Year 25 | Year 26 | Year 27 | Year 28 | Year 29 | Year 30 | Year 31 | Year 32 | Year 33 | Year 34 | Year 35 | Year 36 | Year 37 | Year 38 | Year 39 | Year 40 | Year 41 | Year 42 | Year 43 | Year 44 | Year 45 | Year 46 | Year 47 | Year 48 | Year 49 | Year 50
orig_results | Units | 0 | 0 | 0 | 63.8549 | 205.8199 | 343.7321 | 480.6379 | 598.4467 | 711.1319 | 838.4556 | 980.858 | 1127.096 | 1270.079 | 1412.9034 | 1553.4043 | 1691.7861 | 1828.1416 | 1965.6572 | 2102.7604 | 2239.9677 | 2377.6809 | 2515.1358 | 2649.7372 | 2780.6341 | 2909.7951 | 3038.844 | 3165.4226 | 3290.1171 | 3412.7682 | 3534.7548 | 3656.4043 | 3777.7222 | 3898.7136 | 4019.3838 | 4139.7381 | 4259.7815 | 4379.5192 | 4498.9564 | 4618.0982 | 4736.9495 | 4855.5155 | 4973.8011 | 0 | 0 | 0 | 0 | 0 | 0 | 0 | 0 | 0
| Usage | 0 | 0 | 0 | 0.83224 | 2.6825 | 4.4798 | 6.264 | 7.7992 | 9.2676 | 10.9268 | 12.7823 | 14.6878 | 16.5509 | 18.4118 | 20.2425 | 22.0456 | 23.8223 | 25.614 | 27.4004 | 29.1881 | 30.9823 | 32.7731 | 34.5268 | 36.2322 | 37.915 | 39.5964 | 41.2455 | 42.8701 | 44.468 | 46.0573 | 47.6421 | 49.2226 | 50.7989 | 52.371 | 53.939 | 55.5029 | 57.0629 | 58.6189 | 60.1712 | 61.7196 | 63.2644 | 64.8055 | 0 | 0 | 0 | 0 | 0 | 0 | 0 | 0 | 0
| Peak Demand (S) | 0 | 0 | 0 | 0 | 0 | 0 | 0 | 0 | 0 | 0 | 0 | 0 | 0 | 0 | 0 | 0 | 0 | 0 | 0 | 0 | 0 | 0 | 0 | 0 | 0 | 0 | 0 | 0 | 0 | 0 | 0 | 0 | 0 | 0 | 0 | 0 | 0 | 0 | 0 | 0 | 0 | 0 | 0 | 0 | 0 | 0 | 0 | 0 | 0 | 0 | 0
| Peak Demand (W) | 0 | 0 | 0 | 0 | 0 | 0 | 0 | 0 | 0 | 0 | 0 | 0 | 0 | 0 | 0 | 0 | 0 | 0 | 0 | 0 | 0 | 0 | 0 | 0 | 0 | 0 | 0 | 0 | 0 | 0 | 0 | 0 | 0 | 0 | 0 | 0 | 0 | 0 | 0 | 0 | 0 | 0 | 0 | 0 | 0 | 0 | 0 | 0 | 0 | 0 | 0
| Turnover | 0 | 0 | 0 | 63.8549 | 141.9651 | 137.9122 | 136.9058 | 117.8088 | 112.6852 | 133.7091 | 162.3459 | 177.9783 | 185.2399 | 192.6364 | 196.6002 | 202.2422 | 210.0644 | 221.6515 | 231.3495 | 261.3308 | 293.5963 | 296.702 | 298.6145 | 294.681 | 298.0938 | 313.819 | 331.2179 | 343.4456 | 351.6673 | 359.8904 | 366.8163 | 375.1203 | 384.9901 | 396.2497 | 406.5859 | 423.0494 | 439.25 | 445.4849 | 451.6838 | 456.5298 | 464.2062 | 476.6014 | 0 | 0 | 0 | 0 | 0 | 0 | 0 | 0 | 0
| Avg. Replacement Usage | 13033.8338 | 13033.4863 | 13034.307 | 13033.2644 | 13033.0321 | 13032.4441 | 13032.0855 | 13031.6122 | 13031.2201 | 13030.9077 | 13030.6679 | 13030.5464 | 13030.4932 | 13030.4756 | 13030.4565 | 13030.4056 | 13030.3202 | 13030.2329 | 13030.1687 | 13030.1213 | 13030.0622 | 13029.9907 | 13029.9331 | 13029.8811 | 13029.8252 | 13029.7621 | 13029.6886 | 13029.6184 | 13029.5501 | 13029.4832 | 13029.4229 | 13029.3771 | 13029.352 | 13029.3419 | 13029.3419 | 13029.3419 | 13029.3419 | 13029.3419 | 13029.3419 | 13029.3419 | 13029.3419 | 13029.3419 | 0 | 0 | 0 | 0 | 0 | 0 | 0 | 0 | 0
| Avg. Replacement Demand (S) | 0 | 0 | 0 | 0 | 0 | 0 | 0 | 0 | 0 | 0 | 0 | 0 | 0 | 0 | 0 | 0 | 0 | 0 | 0 | 0 | 0 | 0 | 0 | 0 | 0 | 0 | 0 | 0 | 0 | 0 | 0 | 0 | 0 | 0 | 0 | 0 | 0 | 0 | 0 | 0 | 0 | 0 | 0 | 0 | 0 | 0 | 0 | 0 | 0 | 0 | 0
| Avg. Replacement Demand (W) | 0 | 0 | 0 | 0 | 0 | 0 | 0 | 0 | 0 | 0 | 0 | 0 | 0 | 0 | 0 | 0 | 0 | 0 | 0 | 0 | 0 | 0 | 0 | 0 | 0 | 0 | 0 | 0 | 0 | 0 | 0 | 0 | 0 | 0 | 0 | 0 | 0 | 0 | 0 | 0 | 0 | 0 | 0 | 0 | 0 | 0 | 0 | 0 | 0 | 0 | 0
Original Forecast Purchases
| Year | Year 0 | Year 1 | Year 2 | Year 3 | Year 4 | Year 5 | Year 6 | Year 7 | Year 8 | Year 9 | Year 10 | Year 11 | Year 12 | Year 13 | Year 14 | Year 15 | Year 16 | Year 17 | Year 18 | Year 19 | Year 20 | Year 21 | Year 22 | Year 23 | Year 24 | Year 25 | Year 26 | Year 27 | Year 28 | Year 29 | Year 30 | Year 31 | Year 32 | Year 33 | Year 34 | Year 35 | Year 36 | Year 37 | Year 38 | Year 39 | Year 40 | Year 41 | Year 42 | Year 43 | Year 44 | Year 45 | Year 46 | Year 47 | Year 48 | Year 49 | Year 50
orig_purch | E1 | 0 | 0 | 0 | 29.5921 | 65.7705 | 63.8438 | 63.3482 | 54.4781 | 52.082 | 61.7738 | 74.9805 | 82.1874 | 85.5347 | 88.948 | 90.776 | 93.3748 | 96.9754 | 102.3128 | 106.7804 | 120.6109 | 135.4918 | 136.9122 | 137.7843 | 135.9601 | 137.5246 | 144.7674 | 152.7789 | 158.4045 | 162.1821 | 165.9598 | 169.1402 | 172.9588 | 177.5037 | 182.6927 | 187.4582 | 195.0488 | 202.5181 | 205.3927 | 208.2508 | 210.4851 | 214.0243 | 219.7392 | 0 | 0 | 0 | 0 | 0 | 0 | 0 | 0 | 0
| E2 | 0 | 0 | 0 | 34.2628 | 76.1945 | 74.0683 | 73.5576 | 63.3307 | 60.6032 | 71.9353 | 87.3654 | 95.791 | 99.7052 | 103.6884 | 105.8243 | 108.8674 | 113.089 | 119.3386 | 124.5691 | 140.7199 | 158.1045 | 159.7898 | 160.8302 | 158.7209 | 160.5692 | 169.0516 | 178.439 | 185.0411 | 189.4853 | 193.9306 | 197.676 | 202.1615 | 207.4864 | 213.5571 | 219.1277 | 228.0006 | 236.7319 | 240.0921 | 243.433 | 246.0447 | 250.1819 | 256.8623 | 0 | 0 | 0 | 0 | 0 | 0 | 0 | 0 | 0
| E3 | 0 | 0 | 0 | 0 | 0 | 0 | 0 | 0 | 0 | 0 | 0 | 0 | 0 | 0 | 0 | 0 | 0 | 0 | 0 | 0 | 0 | 0 | 0 | 0 | 0 | 0 | 0 | 0 | 0 | 0 | 0 | 0 | 0 | 0 | 0 | 0 | 0 | 0 | 0 | 0 | 0 | 0 | 0 | 0 | 0 | 0 | 0 | 0 | 0 | 0 | 0
| E4 | 0 | 0 | 0 | 0 | 0 | 0 | 0 | 0 | 0 | 0 | 0 | 0 | 0 | 0 | 0 | 0 | 0 | 0 | 0 | 0 | 0 | 0 | 0 | 0 | 0 | 0 | 0 | 0 | 0 | 0 | 0 | 0 | 0 | 0 | 0 | 0 | 0 | 0 | 0 | 0 | 0 | 0 | 0 | 0 | 0 | 0 | 0 | 0 | 0 | 0 | 0
| E5 | 0 | 0 | 0 | 0 | 0 | 0 | 0 | 0 | 0 | 0 | 0 | 0 | 0 | 0 | 0 | 0 | 0 | 0 | 0 | 0 | 0 | 0 | 0 | 0 | 0 | 0 | 0 | 0 | 0 | 0 | 0 | 0 | 0 | 0 | 0 | 0 | 0 | 0 | 0 | 0 | 0 | 0 | 0 | 0 | 0 | 0 | 0 | 0 | 0 | 0 | 0
| E6 | 0 | 0 | 0 | 0 | 0 | 0 | 0 | 0 | 0 | 0 | 0 | 0 | 0 | 0 | 0 | 0 | 0 | 0 | 0 | 0 | 0 | 0 | 0 | 0 | 0 | 0 | 0 | 0 | 0 | 0 | 0 | 0 | 0 | 0 | 0 | 0 | 0 | 0 | 0 | 0 | 0 | 0 | 0 | 0 | 0 | 0 | 0 | 0 | 0 | 0 | 0
| E7 | 0 | 0 | 0 | 0 | 0 | 0 | 0 | 0 | 0 | 0 | 0 | 0 | 0 | 0 | 0 | 0 | 0 | 0 | 0 | 0 | 0 | 0 | 0 | 0 | 0 | 0 | 0 | 0 | 0 | 0 | 0 | 0 | 0 | 0 | 0 | 0 | 0 | 0 | 0 | 0 | 0 | 0 | 0 | 0 | 0 | 0 | 0 | 0 | 0 | 0 | 0
| E8 | 0 | 0 | 0 | 0 | 0 | 0 | 0 | 0 | 0 | 0 | 0 | 0 | 0 | 0 | 0 | 0 | 0 | 0 | 0 | 0 | 0 | 0 | 0 | 0 | 0 | 0 | 0 | 0 | 0 | 0 | 0 | 0 | 0 | 0 | 0 | 0 | 0 | 0 | 0 | 0 | 0 | 0 | 0 | 0 | 0 | 0 | 0 | 0 | 0 | 0 | 0
| E9 | 0 | 0 | 0 | 0 | 0 | 0 | 0 | 0 | 0 | 0 | 0 | 0 | 0 | 0 | 0 | 0 | 0 | 0 | 0 | 0 | 0 | 0 | 0 | 0 | 0 | 0 | 0 | 0 | 0 | 0 | 0 | 0 | 0 | 0 | 0 | 0 | 0 | 0 | 0 | 0 | 0 | 0 | 0 | 0 | 0 | 0 | 0 | 0 | 0 | 0 | 0
| E10 | 0 | 0 | 0 | 0 | 0 | 0 | 0 | 0 | 0 | 0 | 0 | 0 | 0 | 0 | 0 | 0 | 0 | 0 | 0 | 0 | 0 | 0 | 0 | 0 | 0 | 0 | 0 | 0 | 0 | 0 | 0 | 0 | 0 | 0 | 0 | 0 | 0 | 0 | 0 | 0 | 0 | 0 | 0 | 0 | 0 | 0 | 0 | 0 | 0 | 0 | 0
Original Forecast Stock
| Year | Year 0 | Year 1 | Year 2 | Year 3 | Year 4 | Year 5 | Year 6 | Year 7 | Year 8 | Year 9 | Year 10 | Year 11 | Year 12 | Year 13 | Year 14 | Year 15 | Year 16 | Year 17 | Year 18 | Year 19 | Year 20 | Year 21 | Year 22 | Year 23 | Year 24 | Year 25 | Year 26 | Year 27 | Year 28 | Year 29 | Year 30 | Year 31 | Year 32 | Year 33 | Year 34 | Year 35 | Year 36 | Year 37 | Year 38 | Year 39 | Year 40 | Year 41 | Year 42 | Year 43 | Year 44 | Year 45 | Year 46 | Year 47 | Year 48 | Year 49 | Year 50
orig_stock | E1 | 0 | 0 | 0 | 29.5921 | 95.3626 | 159.2064 | 222.5547 | 277.0327 | 329.1148 | 387.9294 | 453.6696 | 521.1562 | 587.1255 | 653.0167 | 717.8334 | 781.6676 | 844.5583 | 907.9762 | 971.1977 | 1034.4245 | 1097.8398 | 1161.1503 | 1223.151 | 1283.4581 | 1342.9689 | 1402.4214 | 1460.7234 | 1518.1458 | 1574.6152 | 1630.7664 | 1686.7527 | 1742.5808 | 1798.2591 | 1853.7935 | 1909.189 | 1964.4452 | 2019.5663 | 2074.56 | 2129.4277 | 2184.1711 | 2238.7912 | 2293.2888 | 0 | 0 | 0 | 0 | 0 | 0 | 0 | 0 | 0
| E2 | 0 | 0 | 0 | 34.2628 | 110.4573 | 184.5257 | 258.0832 | 321.414 | 382.0171 | 450.5262 | 527.1884 | 605.9398 | 682.9536 | 759.8867 | 835.5708 | 910.1186 | 983.5833 | 1057.681 | 1131.5628 | 1205.5432 | 1279.8412 | 1353.9855 | 1426.5862 | 1497.176 | 1566.8262 | 1636.4226 | 1704.6993 | 1771.9713 | 1838.153 | 1903.9884 | 1969.6516 | 2035.1413 | 2100.4545 | 2165.5904 | 2230.5491 | 2295.3363 | 2359.9529 | 2424.3964 | 2488.6705 | 2552.7784 | 2616.7244 | 2680.5124 | 0 | 0 | 0 | 0 | 0 | 0 | 0 | 0 | 0
| E3 | 0 | 0 | 0 | 0 | 0 | 0 | 0 | 0 | 0 | 0 | 0 | 0 | 0 | 0 | 0 | 0 | 0 | 0 | 0 | 0 | 0 | 0 | 0 | 0 | 0 | 0 | 0 | 0 | 0 | 0 | 0 | 0 | 0 | 0 | 0 | 0 | 0 | 0 | 0 | 0 | 0 | 0 | 0 | 0 | 0 | 0 | 0 | 0 | 0 | 0 | 0
| E4 | 0 | 0 | 0 | 0 | 0 | 0 | 0 | 0 | 0 | 0 | 0 | 0 | 0 | 0 | 0 | 0 | 0 | 0 | 0 | 0 | 0 | 0 | 0 | 0 | 0 | 0 | 0 | 0 | 0 | 0 | 0 | 0 | 0 | 0 | 0 | 0 | 0 | 0 | 0 | 0 | 0 | 0 | 0 | 0 | 0 | 0 | 0 | 0 | 0 | 0 | 0
| E5 | 0 | 0 | 0 | 0 | 0 | 0 | 0 | 0 | 0 | 0 | 0 | 0 | 0 | 0 | 0 | 0 | 0 | 0 | 0 | 0 | 0 | 0 | 0 | 0 | 0 | 0 | 0 | 0 | 0 | 0 | 0 | 0 | 0 | 0 | 0 | 0 | 0 | 0 | 0 | 0 | 0 | 0 | 0 | 0 | 0 | 0 | 0 | 0 | 0 | 0 | 0
| E6 | 0 | 0 | 0 | 0 | 0 | 0 | 0 | 0 | 0 | 0 | 0 | 0 | 0 | 0 | 0 | 0 | 0 | 0 | 0 | 0 | 0 | 0 | 0 | 0 | 0 | 0 | 0 | 0 | 0 | 0 | 0 | 0 | 0 | 0 | 0 | 0 | 0 | 0 | 0 | 0 | 0 | 0 | 0 | 0 | 0 | 0 | 0 | 0 | 0 | 0 | 0
| E7 | 0 | 0 | 0 | 0 | 0 | 0 | 0 | 0 | 0 | 0 | 0 | 0 | 0 | 0 | 0 | 0 | 0 | 0 | 0 | 0 | 0 | 0 | 0 | 0 | 0 | 0 | 0 | 0 | 0 | 0 | 0 | 0 | 0 | 0 | 0 | 0 | 0 | 0 | 0 | 0 | 0 | 0 | 0 | 0 | 0 | 0 | 0 | 0 | 0 | 0 | 0
| E8 | 0 | 0 | 0 | 0 | 0 | 0 | 0 | 0 | 0 | 0 | 0 | 0 | 0 | 0 | 0 | 0 | 0 | 0 | 0 | 0 | 0 | 0 | 0 | 0 | 0 | 0 | 0 | 0 | 0 | 0 | 0 | 0 | 0 | 0 | 0 | 0 | 0 | 0 | 0 | 0 | 0 | 0 | 0 | 0 | 0 | 0 | 0 | 0 | 0 | 0 | 0
| E9 | 0 | 0 | 0 | 0 | 0 | 0 | 0 | 0 | 0 | 0 | 0 | 0 | 0 | 0 | 0 | 0 | 0 | 0 | 0 | 0 | 0 | 0 | 0 | 0 | 0 | 0 | 0 | 0 | 0 | 0 | 0 | 0 | 0 | 0 | 0 | 0 | 0 | 0 | 0 | 0 | 0 | 0 | 0 | 0 | 0 | 0 | 0 | 0 | 0 | 0 | 0
| E10 | 0 | 0 | 0 | 0 | 0 | 0 | 0 | 0 | 0 | 0 | 0 | 0 | 0 | 0 | 0 | 0 | 0 | 0 | 0 | 0 | 0 | 0 | 0 | 0 | 0 | 0 | 0 | 0 | 0 | 0 | 0 | 0 | 0 | 0 | 0 | 0 | 0 | 0 | 0 | 0 | 0 | 0 | 0 | 0 | 0 | 0 | 0 | 0 | 0 | 0 | 0
| Vintage | 0 | 0 | 0 | 0 | 0 | 0 | 0 | 0 | 0 | 0 | 0 | 0 | 0 | 0 | 0 | 0 | 0 | 0 | 0 | 0 | 0 | 0 | 0 | 0 | 0 | 0 | 0 | 0 | 0 | 0 | 0 | 0 | 0 | 0 | 0 | 0 | 0 | 0 | 0 | 0 | 0 | 0 | 0 | 0 | 0 | 0 | 0 | 0 | 0 | 0 | 0
| Net stock iimpact (Incr.)* | 0 | 0 | 0 | 1.6257 | 5.549 | 2.0915 | 1.5488 | 1.08 | 0.88491 | 0.27804 | -0.65374 | -0.98891 | -0.91978 | -0.75795 | -0.59874 | -0.59154 | -0.68158 | -0.74759 | -0.77485 | -1.3296 | -1.8656 | -1.6588 | -1.5126 | -1.282 | -1.1899 | -1.3154 | -1.0849 | -0.6999 | -0.81332 | -0.87568 | -1.01 | -1.0742 | -1.0481 | -1.0438 | -1.0472 | -1.1221 | -1.1859 | -1.1384 | -1.1089 | -1.0716 | -1.0508 | -1.0884 | 0 | 0 | 0 | 0 | 0 | 0 | 0 | 0 | 0
| Net stock iimpact (cum.) | 0 | 0 | 0 | 67.1062 | 154.6888 | 149.2699 | 149.2697 | 130.7838 | 126.35 | 147.0451 | 174.0964 | 188.4047 | 194.8157 | 201.616 | 205.1404 | 210.198 | 217.2485 | 228.022 | 236.9179 | 265.0149 | 294.8788 | 296.5326 | 297.0786 | 292.0936 | 294.4087 | 308.693 | 325.2376 | 337.1504 | 344.4454 | 351.7304 | 357.5118 | 364.6775 | 373.5253 | 383.7454 | 393.031 | 408.2976 | 423.2485 | 428.3925 | 433.512 | 437.3236 | 443.97 | 455.2394 | 0 | 0 | 0 | 0 | 0 | 0 | 0 | 0 | 0
Modified Results
| Year | Year 0 | Year 1 | Year 2 | Year 3 | Year 4 | Year 5 | Year 6 | Year 7 | Year 8 | Year 9 | Year 10 | Year 11 | Year 12 | Year 13 | Year 14 | Year 15 | Year 16 | Year 17 | Year 18 | Year 19 | Year 20 | Year 21 | Year 22 | Year 23 | Year 24 | Year 25 | Year 26 | Year 27 | Year 28 | Year 29 | Year 30 | Year 31 | Year 32 | Year 33 | Year 34 | Year 35 | Year 36 | Year 37 | Year 38 | Year 39 | Year 40 | Year 41 | Year 42 | Year 43 | Year 44 | Year 45 | Year 46 | Year 47 | Year 48 | Year 49 | Year 50
mod_results | Units | 0 | 0 | 0 | 130.9611 | 360.5087 | 493.002 | 629.9076 | 729.2305 | 837.482 | 985.5007 | 1154.9544 | 1315.5008 | 1464.8947 | 1614.5194 | 1758.5446 | 1901.9841 | 2045.3901 | 2193.6792 | 2339.6784 | 2504.9826 | 2672.5598 | 2811.6684 | 2946.8158 | 3072.7277 | 3204.2039 | 3347.537 | 3490.6602 | 3627.2674 | 3757.2136 | 3886.4851 | 4013.9162 | 4142.3996 | 4272.2389 | 4403.1292 | 4532.7691 | 4668.0791 | 4802.7677 | 4927.3489 | 5051.6102 | 5174.2732 | 5299.4855 | 5429.0405 | 0 | 0 | 0 | 0 | 0 | 0 | 0 | 0 | 0
| Usage | 0 | 0 | 0 | 1.7069 | 4.6987 | 6.4254 | 8.2095 | 9.5038 | 10.9144 | 12.8433 | 15.0514 | 17.1434 | 19.09 | 21.0397 | 22.9163 | 24.7853 | 26.6539 | 28.586 | 30.4884 | 32.6422 | 34.8257 | 36.6381 | 38.3989 | 40.0393 | 41.7523 | 43.6199 | 45.4847 | 47.2645 | 48.9575 | 50.6417 | 52.3019 | 53.9758 | 55.6674 | 57.3727 | 59.0617 | 60.8247 | 62.5795 | 64.2026 | 65.8216 | 67.4197 | 69.0511 | 70.7391 | 0 | 0 | 0 | 0 | 0 | 0 | 0 | 0 | 0
| Peak Demand (S) | 0 | 0 | 0 | 0 | 0 | 0 | 0 | 0 | 0 | 0 | 0 | 0 | 0 | 0 | 0 | 0 | 0 | 0 | 0 | 0 | 0 | 0 | 0 | 0 | 0 | 0 | 0 | 0 | 0 | 0 | 0 | 0 | 0 | 0 | 0 | 0 | 0 | 0 | 0 | 0 | 0 | 0 | 0 | 0 | 0 | 0 | 0 | 0 | 0 | 0 | 0
| Peak Demand (W) | 0 | 0 | 0 | 0 | 0 | 0 | 0 | 0 | 0 | 0 | 0 | 0 | 0 | 0 | 0 | 0 | 0 | 0 | 0 | 0 | 0 | 0 | 0 | 0 | 0 | 0 | 0 | 0 | 0 | 0 | 0 | 0 | 0 | 0 | 0 | 0 | 0 | 0 | 0 | 0 | 0 | 0 | 0 | 0 | 0 | 0 | 0 | 0 | 0 | 0 | 0
| Turnover | 0 | 0 | 0 | 65.4805 | 147.5141 | 140.0037 | 138.4546 | 118.8888 | 113.5701 | 133.9872 | 161.6921 | 176.9894 | 184.3201 | 191.8784 | 196.0015 | 201.6507 | 209.3828 | 220.9039 | 230.5746 | 260.0012 | 291.7307 | 295.0432 | 297.1019 | 293.3989 | 296.9039 | 312.5036 | 330.133 | 342.7457 | 350.854 | 359.0147 | 365.8062 | 374.0461 | 383.942 | 395.2059 | 405.5387 | 421.9273 | 438.0641 | 444.3465 | 450.5749 | 455.4581 | 463.1553 | 475.5131 | 0 | 0 | 0 | 0 | 0 | 0 | 0 | 0 | 0
| Avg. Replacement Usage | 13033.8338 | 0 | 0 | 13033.2644 | 13033.0321 | 13032.4441 | 13032.0855 | 13031.6122 | 13031.2201 | 13030.9077 | 13030.6679 | 13030.5464 | 13030.4932 | 13030.4756 | 13030.4565 | 13030.4056 | 13030.3202 | 13030.2329 | 13030.1687 | 13030.1213 | 13030.0622 | 13029.9907 | 13029.9331 | 13029.8811 | 13029.8252 | 13029.7621 | 13029.6886 | 13029.6184 | 13029.5501 | 13029.4832 | 13029.4229 | 13029.3771 | 13029.352 | 13029.3419 | 13029.3419 | 13029.3419 | 13029.3419 | 13029.3419 | 13029.3419 | 13029.3419 | 13029.3419 | 13029.3419 | 0 | 0 | 0 | 0 | 0 | 0 | 0 | 0 | 0
| Avg. Replacement Demand (S) | 0 | 0 | 0 | 0 | 0 | 0 | 0 | 0 | 0 | 0 | 0 | 0 | 0 | 0 | 0 | 0 | 0 | 0 | 0 | 0 | 0 | 0 | 0 | 0 | 0 | 0 | 0 | 0 | 0 | 0 | 0 | 0 | 0 | 0 | 0 | 0 | 0 | 0 | 0 | 0 | 0 | 0 | 0 | 0 | 0 | 0 | 0 | 0 | 0 | 0 | 0
| Avg. Replacement Demand (W) | 0 | 0 | 0 | 0 | 0 | 0 | 0 | 0 | 0 | 0 | 0 | 0 | 0 | 0 | 0 | 0 | 0 | 0 | 0 | 0 | 0 | 0 | 0 | 0 | 0 | 0 | 0 | 0 | 0 | 0 | 0 | 0 | 0 | 0 | 0 | 0 | 0 | 0 | 0 | 0 | 0 | 0 | 0 | 0 | 0 | 0 | 0 | 0 | 0 | 0 | 0
Modified Purchases
| Year | Year 0 | Year 1 | Year 2 | Year 3 | Year 4 | Year 5 | Year 6 | Year 7 | Year 8 | Year 9 | Year 10 | Year 11 | Year 12 | Year 13 | Year 14 | Year 15 | Year 16 | Year 17 | Year 18 | Year 19 | Year 20 | Year 21 | Year 22 | Year 23 | Year 24 | Year 25 | Year 26 | Year 27 | Year 28 | Year 29 | Year 30 | Year 31 | Year 32 | Year 33 | Year 34 | Year 35 | Year 36 | Year 37 | Year 38 | Year 39 | Year 40 | Year 41 | Year 42 | Year 43 | Year 44 | Year 45 | Year 46 | Year 47 | Year 48 | Year 49 | Year 50
mod_purch | E1 | 0 | 0 | 0 | 30.3455 | 68.3413 | 64.8121 | 64.0649 | 54.9775 | 52.491 | 61.9023 | 74.6786 | 81.7307 | 85.11 | 88.598 | 90.4995 | 93.1017 | 96.6608 | 101.9678 | 106.4228 | 119.9973 | 134.6308 | 136.1468 | 137.0864 | 135.3686 | 136.9757 | 144.1606 | 152.2785 | 158.0817 | 161.807 | 165.556 | 168.6745 | 172.4635 | 177.0205 | 182.2114 | 186.9754 | 194.5314 | 201.9714 | 204.8679 | 207.7395 | 209.991 | 213.5398 | 219.2374 | 0 | 0 | 0 | 0 | 0 | 0 | 0 | 0 | 0
| E2 | 0 | 0 | 0 | 35.1351 | 79.1728 | 75.1916 | 74.3897 | 63.9113 | 61.0791 | 72.0849 | 87.0136 | 95.2587 | 99.2102 | 103.2805 | 105.502 | 108.549 | 112.722 | 118.9361 | 124.1519 | 140.0039 | 157.0999 | 158.8965 | 160.0155 | 158.0304 | 159.9283 | 168.343 | 177.8545 | 184.664 | 189.047 | 193.4587 | 197.1317 | 201.5825 | 206.9215 | 212.9945 | 218.5633 | 227.3959 | 236.0928 | 239.4786 | 242.8354 | 245.4672 | 249.6155 | 256.2757 | 0 | 0 | 0 | 0 | 0 | 0 | 0 | 0 | 0
| E3 | 0 | 0 | 0 | 0 | 0 | 0 | 0 | 0 | 0 | 0 | 0 | 0 | 0 | 0 | 0 | 0 | 0 | 0 | 0 | 0 | 0 | 0 | 0 | 0 | 0 | 0 | 0 | 0 | 0 | 0 | 0 | 0 | 0 | 0 | 0 | 0 | 0 | 0 | 0 | 0 | 0 | 0 | 0 | 0 | 0 | 0 | 0 | 0 | 0 | 0 | 0
| E4 | 0 | 0 | 0 | 0 | 0 | 0 | 0 | 0 | 0 | 0 | 0 | 0 | 0 | 0 | 0 | 0 | 0 | 0 | 0 | 0 | 0 | 0 | 0 | 0 | 0 | 0 | 0 | 0 | 0 | 0 | 0 | 0 | 0 | 0 | 0 | 0 | 0 | 0 | 0 | 0 | 0 | 0 | 0 | 0 | 0 | 0 | 0 | 0 | 0 | 0 | 0
| E5 | 0 | 0 | 0 | 0 | 0 | 0 | 0 | 0 | 0 | 0 | 0 | 0 | 0 | 0 | 0 | 0 | 0 | 0 | 0 | 0 | 0 | 0 | 0 | 0 | 0 | 0 | 0 | 0 | 0 | 0 | 0 | 0 | 0 | 0 | 0 | 0 | 0 | 0 | 0 | 0 | 0 | 0 | 0 | 0 | 0 | 0 | 0 | 0 | 0 | 0 | 0
| E6 | 0 | 0 | 0 | 0 | 0 | 0 | 0 | 0 | 0 | 0 | 0 | 0 | 0 | 0 | 0 | 0 | 0 | 0 | 0 | 0 | 0 | 0 | 0 | 0 | 0 | 0 | 0 | 0 | 0 | 0 | 0 | 0 | 0 | 0 | 0 | 0 | 0 | 0 | 0 | 0 | 0 | 0 | 0 | 0 | 0 | 0 | 0 | 0 | 0 | 0 | 0
| E7 | 0 | 0 | 0 | 0 | 0 | 0 | 0 | 0 | 0 | 0 | 0 | 0 | 0 | 0 | 0 | 0 | 0 | 0 | 0 | 0 | 0 | 0 | 0 | 0 | 0 | 0 | 0 | 0 | 0 | 0 | 0 | 0 | 0 | 0 | 0 | 0 | 0 | 0 | 0 | 0 | 0 | 0 | 0 | 0 | 0 | 0 | 0 | 0 | 0 | 0 | 0
| E8 | 0 | 0 | 0 | 0 | 0 | 0 | 0 | 0 | 0 | 0 | 0 | 0 | 0 | 0 | 0 | 0 | 0 | 0 | 0 | 0 | 0 | 0 | 0 | 0 | 0 | 0 | 0 | 0 | 0 | 0 | 0 | 0 | 0 | 0 | 0 | 0 | 0 | 0 | 0 | 0 | 0 | 0 | 0 | 0 | 0 | 0 | 0 | 0 | 0 | 0 | 0
| E9 | 0 | 0 | 0 | 0 | 0 | 0 | 0 | 0 | 0 | 0 | 0 | 0 | 0 | 0 | 0 | 0 | 0 | 0 | 0 | 0 | 0 | 0 | 0 | 0 | 0 | 0 | 0 | 0 | 0 | 0 | 0 | 0 | 0 | 0 | 0 | 0 | 0 | 0 | 0 | 0 | 0 | 0 | 0 | 0 | 0 | 0 | 0 | 0 | 0 | 0 | 0
| E10 | 0 | 0 | 0 | 0 | 0 | 0 | 0 | 0 | 0 | 0 | 0 | 0 | 0 | 0 | 0 | 0 | 0 | 0 | 0 | 0 | 0 | 0 | 0 | 0 | 0 | 0 | 0 | 0 | 0 | 0 | 0 | 0 | 0 | 0 | 0 | 0 | 0 | 0 | 0 | 0 | 0 | 0 | 0 | 0 | 0 | 0 | 0 | 0 | 0 | 0 | 0
Modified Stock
| Year | Year 0 | Year 1 | Year 2 | Year 3 | Year 4 | Year 5 | Year 6 | Year 7 | Year 8 | Year 9 | Year 10 | Year 11 | Year 12 | Year 13 | Year 14 | Year 15 | Year 16 | Year 17 | Year 18 | Year 19 | Year 20 | Year 21 | Year 22 | Year 23 | Year 24 | Year 25 | Year 26 | Year 27 | Year 28 | Year 29 | Year 30 | Year 31 | Year 32 | Year 33 | Year 34 | Year 35 | Year 36 | Year 37 | Year 38 | Year 39 | Year 40 | Year 41 | Year 42 | Year 43 | Year 44 | Year 45 | Year 46 | Year 47 | Year 48 | Year 49 | Year 50
mod_stock | E1 | 0 | 0 | 0 | 30.3455 | 98.6868 | 163.4989 | 227.5638 | 282.5412 | 335.0323 | 393.9753 | 459.4136 | 526.4436 | 591.9881 | 657.5294 | 722.0696 | 785.6306 | 848.2067 | 911.2795 | 974.1434 | 1036.7565 | 1099.3109 | 1161.8559 | 1223.1587 | 1282.8744 | 1341.8362 | 1400.6819 | 1458.4835 | 1515.5831 | 1571.6773 | 1627.4247 | 1682.9454 | 1738.2782 | 1793.4732 | 1848.5263 | 1903.439 | 1958.178 | 2012.7523 | 2067.2212 | 2121.5776 | 2175.8269 | 2229.9624 | 2283.9583 | 0 | 0 | 0 | 0 | 0 | 0 | 0 | 0 | 0
| E2 | 0 | 0 | 0 | 35.1351 | 114.3078 | 189.4995 | 263.8892 | 327.8005 | 388.8796 | 457.5382 | 533.8487 | 612.0678 | 688.5865 | 765.1116 | 840.4735 | 914.7028 | 987.8006 | 1061.4958 | 1134.9604 | 1208.2248 | 1281.5182 | 1354.7692 | 1426.5552 | 1496.4544 | 1565.4637 | 1634.3515 | 1702.0438 | 1768.9387 | 1834.6822 | 1900.0457 | 1965.1646 | 2030.0754 | 2094.8237 | 2159.397 | 2223.7913 | 2287.9738 | 2351.9514 | 2415.7813 | 2479.4578 | 2542.9881 | 2606.3677 | 2669.5692 | 0 | 0 | 0 | 0 | 0 | 0 | 0 | 0 | 0
| E3 | 0 | 0 | 0 | 0 | 0 | 0 | 0 | 0 | 0 | 0 | 0 | 0 | 0 | 0 | 0 | 0 | 0 | 0 | 0 | 0 | 0 | 0 | 0 | 0 | 0 | 0 | 0 | 0 | 0 | 0 | 0 | 0 | 0 | 0 | 0 | 0 | 0 | 0 | 0 | 0 | 0 | 0 | 0 | 0 | 0 | 0 | 0 | 0 | 0 | 0 | 0
| E4 | 0 | 0 | 0 | 0 | 0 | 0 | 0 | 0 | 0 | 0 | 0 | 0 | 0 | 0 | 0 | 0 | 0 | 0 | 0 | 0 | 0 | 0 | 0 | 0 | 0 | 0 | 0 | 0 | 0 | 0 | 0 | 0 | 0 | 0 | 0 | 0 | 0 | 0 | 0 | 0 | 0 | 0 | 0 | 0 | 0 | 0 | 0 | 0 | 0 | 0 | 0
| E5 | 0 | 0 | 0 | 0 | 0 | 0 | 0 | 0 | 0 | 0 | 0 | 0 | 0 | 0 | 0 | 0 | 0 | 0 | 0 | 0 | 0 | 0 | 0 | 0 | 0 | 0 | 0 | 0 | 0 | 0 | 0 | 0 | 0 | 0 | 0 | 0 | 0 | 0 | 0 | 0 | 0 | 0 | 0 | 0 | 0 | 0 | 0 | 0 | 0 | 0 | 0
| E6 | 0 | 0 | 0 | 0 | 0 | 0 | 0 | 0 | 0 | 0 | 0 | 0 | 0 | 0 | 0 | 0 | 0 | 0 | 0 | 0 | 0 | 0 | 0 | 0 | 0 | 0 | 0 | 0 | 0 | 0 | 0 | 0 | 0 | 0 | 0 | 0 | 0 | 0 | 0 | 0 | 0 | 0 | 0 | 0 | 0 | 0 | 0 | 0 | 0 | 0 | 0
| E7 | 0 | 0 | 0 | 0 | 0 | 0 | 0 | 0 | 0 | 0 | 0 | 0 | 0 | 0 | 0 | 0 | 0 | 0 | 0 | 0 | 0 | 0 | 0 | 0 | 0 | 0 | 0 | 0 | 0 | 0 | 0 | 0 | 0 | 0 | 0 | 0 | 0 | 0 | 0 | 0 | 0 | 0 | 0 | 0 | 0 | 0 | 0 | 0 | 0 | 0 | 0
| E8 | 0 | 0 | 0 | 0 | 0 | 0 | 0 | 0 | 0 | 0 | 0 | 0 | 0 | 0 | 0 | 0 | 0 | 0 | 0 | 0 | 0 | 0 | 0 | 0 | 0 | 0 | 0 | 0 | 0 | 0 | 0 | 0 | 0 | 0 | 0 | 0 | 0 | 0 | 0 | 0 | 0 | 0 | 0 | 0 | 0 | 0 | 0 | 0 | 0 | 0 | 0
| E9 | 0 | 0 | 0 | 0 | 0 | 0 | 0 | 0 | 0 | 0 | 0 | 0 | 0 | 0 | 0 | 0 | 0 | 0 | 0 | 0 | 0 | 0 | 0 | 0 | 0 | 0 | 0 | 0 | 0 | 0 | 0 | 0 | 0 | 0 | 0 | 0 | 0 | 0 | 0 | 0 | 0 | 0 | 0 | 0 | 0 | 0 | 0 | 0 | 0 | 0 | 0
| E10 | 0 | 0 | 0 | 0 | 0 | 0 | 0 | 0 | 0 | 0 | 0 | 0 | 0 | 0 | 0 | 0 | 0 | 0 | 0 | 0 | 0 | 0 | 0 | 0 | 0 | 0 | 0 | 0 | 0 | 0 | 0 | 0 | 0 | 0 | 0 | 0 | 0 | 0 | 0 | 0 | 0 | 0 | 0 | 0 | 0 | 0 | 0 | 0 | 0 | 0 | 0
| Vintage | 0 | 0 | 0 | 65.4805 | 147.5141 | 140.0037 | 138.4546 | 118.8888 | 113.5701 | 133.9872 | 161.6921 | 176.9894 | 184.3201 | 191.8784 | 196.0015 | 201.6507 | 209.3828 | 220.9039 | 230.5746 | 260.0012 | 291.7307 | 295.0432 | 297.1019 | 293.3989 | 296.9039 | 312.5036 | 330.133 | 342.7457 | 350.854 | 359.0147 | 365.8062 | 374.0461 | 383.942 | 395.2059 | 405.5387 | 421.9273 | 438.0641 | 444.3465 | 450.5749 | 455.4581 | 463.1553 | 475.5131 | 0 | 0 | 0 | 0 | 0 | 0 | 0 | 0 | 0
Note on B75: Walter, Kenneth:

## System Cache (hidden)
Setup |  |  |  |  | Market Size | Building Systems | BC Ratio Factors |  | Potential Factors |  |  |  | System Data | [14 empty] | System Purchase Shares | [5 empty] | System Costs | [5 empty] | System Stock
Key | Sector | Segment | Vintage | System | Market Size-Row | Building Systems-Row | Incentive Rate-Row | Admin Adder-Row | Potential Factors-MAP-Key | Potential Factors-MAP-Row | Potential Factors-RAP-Key | Potential Factors-RAP-Row | System Data-C1-Row | System Data-C1-Tech-Key | System Data-C1-Tech-Row | System Data-C2-Row | System Data-C2-Tech-Key | System Data-C2-Tech-Row | System Data-C3-Row | System Data-C3-Tech-Key | System Data-C3-Tech-Row | System Data-C4-Row | System Data-C4-Tech-Key | System Data-C4-Tech-Row | System Data-C5-Row | System Data-C5-Tech-Key | System Data-C5-Tech-Row | System Purchase Shares-Baseline Forecast-Row | System Purchase Shares-Codes & Standards Forecast-Row | System Purchase Shares-Realistic Achievable Potential-Row | System Purchase Shares-Maximum Achievable Potential-Row | System Purchase Shares-Economic Potential-Row | System Purchase Shares-Technical Potential-Row | System Costs-F1-Row | System Costs-F2-Row | System Costs-F3-Row | System Costs-F4-Row | System Costs-F5-Row | System Costs-F6-Row | System Stock-BLF-Row | System Stock-CSF-Row | System Stock-RAP-Row | System Stock-MAP-Row | System Stock-EP-Row | System Stock-TP-Row
Residential_Single Family_Existing_S1 | Residential | Single Family | Existing | S1 | #N/A | 0 | #N/A | #N/A | Residential_Single Family_S1_MAP | #N/A | Residential_Single Family_S1_RAP | #N/A | 2 | #N/A | 0 | 3 | #N/A | 0 | 4 | #N/A | 0 | 5 | #N/A | 0 | 6 | #N/A | 0 | #N/A | #N/A | #N/A | #N/A | #N/A | #N/A | 2 | 3 | 4 | 5 | 6 | 7 | 2 | #N/A | #N/A | #N/A | #N/A | #N/A

## Technology Costs
Key | Field | Sector | Segment | Vintage | End Use | Fuel | Technology | Equipment | Label | 2019 | 2020 | 2021 | 2022 | 2023 | 2024 | 2025 | 2026 | 2027 | 2028 | 2029 | 2030 | 2031 | 2032 | 2033 | 2034 | 2035 | 2036 | 2037 | 2038 | 2039 | 2040 | 2041 | 2042 | 2043 | 2044 | 2045 | 2046 | 2047 | 2048 | 2049 | 2050 | 2051 | 2052 | 2053 | 2054 | 2055 | 2056 | 2057 | 2058 | 2059 | 2060
F1_Industrial_Industrial - Firm_Existing_Space Heating_Natural Gas_Furnace_E1 | F1 | Industrial | Industrial - Firm | Existing | Space Heating | Natural Gas | Furnace | E1 | RVT - Cost of Equipment | 849.1377 | 849.8933 | 850.7183 | 851.9512 | 853.7068 | 856.3785 | 858.2488 | 859.6975 | 861.3041 | 862.7901 | 863.8155 | 864.446 | 865.0088 | 865.518 | 866.1835 | 866.4543 | 866.9267 | 867.8205 | 868.7644 | 869.8654 | 871.1665 | 872.255 | 873.1068 | 873.7508 | 874.18 | 874.304 | 874.076 | 873.6059 | 873.2357 | 873.0561 | 873.187 | 873.2374 | 873.2374
F1_Industrial_Industrial - Firm_Existing_Space Heating_Natural Gas_Furnace_E2 | F1 | Industrial | Industrial - Firm | Existing | Space Heating | Natural Gas | Furnace | E2 | RVT - Cost of Equipment | 754.8169 | 755.4885 | 756.2219 | 757.3178 | 758.8784 | 761.2533 | 762.9159 | 764.2037 | 765.6318 | 766.9528 | 767.8642 | 768.4247 | 768.925 | 769.3776 | 769.9692 | 770.2099 | 770.6298 | 771.4244 | 772.2635 | 773.2422 | 774.3987 | 775.3663 | 776.1235 | 776.696 | 777.0774 | 777.1877 | 776.9851 | 776.5671 | 776.238 | 776.0784 | 776.1948 | 776.2396 | 776.2396
F1_Industrial_Industrial - Firm_Existing_Space Heating_Natural Gas_Furnace_E3 | F1 | Industrial | Industrial - Firm | Existing | Space Heating | Natural Gas | Furnace | E3 | RVT - Cost of Equipment | 707.5731 | 708.2027 | 708.8902 | 709.9176 | 711.3804 | 713.6067 | 715.1652 | 716.3724 | 717.7111 | 718.9494 | 719.8039 | 720.3292 | 720.7982 | 721.2225 | 721.7771 | 722.0027 | 722.3964 | 723.1412 | 723.9277 | 724.8452 | 725.9294 | 726.8363 | 727.5461 | 728.0828 | 728.4404 | 728.5438 | 728.3538 | 727.962 | 727.6535 | 727.5039 | 727.613 | 727.655 | 727.655
F1_Industrial_Industrial - Firm_Existing_Space Heating_Natural Gas_Furnace_E4 | F1 | Industrial | Industrial - Firm | Existing | Space Heating | Natural Gas | Furnace | E4 | RVT - Cost of Equipment | 0 | 0 | 0 | 0 | 0 | 0 | 0 | 0 | 0 | 0 | 0 | 0 | 0 | 0 | 0 | 0 | 0 | 0 | 0 | 0 | 0 | 0 | 0 | 0 | 0 | 0 | 0 | 0 | 0 | 0 | 0 | 0 | 0
F1_Industrial_Industrial - Firm_Existing_Space Heating_Natural Gas_Furnace_E5 | F1 | Industrial | Industrial - Firm | Existing | Space Heating | Natural Gas | Furnace | E5 | RVT - Cost of Equipment | 0 | 0 | 0 | 0 | 0 | 0 | 0 | 0 | 0 | 0 | 0 | 0 | 0 | 0 | 0 | 0 | 0 | 0 | 0 | 0 | 0 | 0 | 0 | 0 | 0 | 0 | 0 | 0 | 0 | 0 | 0 | 0 | 0
F1_Industrial_Industrial - Firm_Existing_Space Heating_Natural Gas_Furnace_E6 | F1 | Industrial | Industrial - Firm | Existing | Space Heating | Natural Gas | Furnace | E6 | RVT - Cost of Equipment | 0 | 0 | 0 | 0 | 0 | 0 | 0 | 0 | 0 | 0 | 0 | 0 | 0 | 0 | 0 | 0 | 0 | 0 | 0 | 0 | 0 | 0 | 0 | 0 | 0 | 0 | 0 | 0 | 0 | 0 | 0 | 0 | 0
F1_Industrial_Industrial - Firm_Existing_Space Heating_Natural Gas_Furnace_E7 | F1 | Industrial | Industrial - Firm | Existing | Space Heating | Natural Gas | Furnace | E7 | RVT - Cost of Equipment | 0 | 0 | 0 | 0 | 0 | 0 | 0 | 0 | 0 | 0 | 0 | 0 | 0 | 0 | 0 | 0 | 0 | 0 | 0 | 0 | 0 | 0 | 0 | 0 | 0 | 0 | 0 | 0 | 0 | 0 | 0 | 0 | 0
F1_Industrial_Industrial - Firm_Existing_Space Heating_Natural Gas_Furnace_E8 | F1 | Industrial | Industrial - Firm | Existing | Space Heating | Natural Gas | Furnace | E8 | RVT - Cost of Equipment | 0 | 0 | 0 | 0 | 0 | 0 | 0 | 0 | 0 | 0 | 0 | 0 | 0 | 0 | 0 | 0 | 0 | 0 | 0 | 0 | 0 | 0 | 0 | 0 | 0 | 0 | 0 | 0 | 0 | 0 | 0 | 0 | 0
F1_Industrial_Industrial - Firm_Existing_Space Heating_Natural Gas_Furnace_E9 | F1 | Industrial | Industrial - Firm | Existing | Space Heating | Natural Gas | Furnace | E9 | RVT - Cost of Equipment | 0 | 0 | 0 | 0 | 0 | 0 | 0 | 0 | 0 | 0 | 0 | 0 | 0 | 0 | 0 | 0 | 0 | 0 | 0 | 0 | 0 | 0 | 0 | 0 | 0 | 0 | 0 | 0 | 0 | 0 | 0 | 0 | 0
F1_Industrial_Industrial - Firm_Existing_Space Heating_Natural Gas_Furnace_E10 | F1 | Industrial | Industrial - Firm | Existing | Space Heating | Natural Gas | Furnace | E10 | RVT - Cost of Equipment | 0 | 0 | 0 | 0 | 0 | 0 | 0 | 0 | 0 | 0 | 0 | 0 | 0 | 0 | 0 | 0 | 0 | 0 | 0 | 0 | 0 | 0 | 0 | 0 | 0 | 0 | 0 | 0 | 0 | 0 | 0 | 0 | 0
F2_Industrial_Industrial - Firm_Existing_Space Heating_Natural Gas_Furnace_E1 | F2 | Industrial | Industrial - Firm | Existing | Space Heating | Natural Gas | Furnace | E1 | RVT - Cost of Operation | 1017.3223 | 1018.2275 | 1019.216 | 1020.6931 | 1022.7963 | 1025.9972 | 1028.2379 | 1029.9736 | 1031.8984 | 1033.6787 | 1034.9072 | 1035.6626 | 1036.3368 | 1036.9469 | 1037.7442 | 1038.0686 | 1038.6346 | 1039.7055 | 1040.8364 | 1042.1554 | 1043.7142 | 1045.0183 | 1046.0388 | 1046.8104 | 1047.3245 | 1047.4732 | 1047.2 | 1046.6367 | 1046.1932 | 1045.978 | 1046.135 | 1046.1953 | 1046.1953
F2_Industrial_Industrial - Firm_Existing_Space Heating_Natural Gas_Furnace_E2 | F2 | Industrial | Industrial - Firm | Existing | Space Heating | Natural Gas | Furnace | E2 | RVT - Cost of Operation | 904.3198 | 905.1244 | 906.0031 | 907.3161 | 909.1857 | 912.031 | 914.0229 | 915.5658 | 917.2767 | 918.8594 | 919.9514 | 920.6228 | 921.2222 | 921.7645 | 922.4732 | 922.7616 | 923.2647 | 924.2166 | 925.2219 | 926.3945 | 927.7801 | 928.9393 | 929.8464 | 930.5323 | 930.9894 | 931.1215 | 930.8787 | 930.378 | 929.9837 | 929.7924 | 929.932 | 929.9856 | 929.9856
F2_Industrial_Industrial - Firm_Existing_Space Heating_Natural Gas_Furnace_E3 | F2 | Industrial | Industrial - Firm | Existing | Space Heating | Natural Gas | Furnace | E3 | RVT - Cost of Operation | 847.7187 | 848.4729 | 849.2966 | 850.5275 | 852.2801 | 854.9473 | 856.8145 | 858.2608 | 859.8647 | 861.3482 | 862.3719 | 863.0014 | 863.5632 | 864.0715 | 864.7359 | 865.0063 | 865.4779 | 866.3702 | 867.3126 | 868.4117 | 869.7107 | 870.7973 | 871.6476 | 872.2906 | 872.7191 | 872.8429 | 872.6153 | 872.1459 | 871.7763 | 871.597 | 871.7278 | 871.7781 | 871.7781
F2_Industrial_Industrial - Firm_Existing_Space Heating_Natural Gas_Furnace_E4 | F2 | Industrial | Industrial - Firm | Existing | Space Heating | Natural Gas | Furnace | E4 | RVT - Cost of Operation | 0 | 0 | 0 | 0 | 0 | 0 | 0 | 0 | 0 | 0 | 0 | 0 | 0 | 0 | 0 | 0 | 0 | 0 | 0 | 0 | 0 | 0 | 0 | 0 | 0 | 0 | 0 | 0 | 0 | 0 | 0 | 0 | 0
F2_Industrial_Industrial - Firm_Existing_Space Heating_Natural Gas_Furnace_E5 | F2 | Industrial | Industrial - Firm | Existing | Space Heating | Natural Gas | Furnace | E5 | RVT - Cost of Operation | 0 | 0 | 0 | 0 | 0 | 0 | 0 | 0 | 0 | 0 | 0 | 0 | 0 | 0 | 0 | 0 | 0 | 0 | 0 | 0 | 0 | 0 | 0 | 0 | 0 | 0 | 0 | 0 | 0 | 0 | 0 | 0 | 0
F2_Industrial_Industrial - Firm_Existing_Space Heating_Natural Gas_Furnace_E6 | F2 | Industrial | Industrial - Firm | Existing | Space Heating | Natural Gas | Furnace | E6 | RVT - Cost of Operation | 0 | 0 | 0 | 0 | 0 | 0 | 0 | 0 | 0 | 0 | 0 | 0 | 0 | 0 | 0 | 0 | 0 | 0 | 0 | 0 | 0 | 0 | 0 | 0 | 0 | 0 | 0 | 0 | 0 | 0 | 0 | 0 | 0
F2_Industrial_Industrial - Firm_Existing_Space Heating_Natural Gas_Furnace_E7 | F2 | Industrial | Industrial - Firm | Existing | Space Heating | Natural Gas | Furnace | E7 | RVT - Cost of Operation | 0 | 0 | 0 | 0 | 0 | 0 | 0 | 0 | 0 | 0 | 0 | 0 | 0 | 0 | 0 | 0 | 0 | 0 | 0 | 0 | 0 | 0 | 0 | 0 | 0 | 0 | 0 | 0 | 0 | 0 | 0 | 0 | 0
F2_Industrial_Industrial - Firm_Existing_Space Heating_Natural Gas_Furnace_E8 | F2 | Industrial | Industrial - Firm | Existing | Space Heating | Natural Gas | Furnace | E8 | RVT - Cost of Operation | 0 | 0 | 0 | 0 | 0 | 0 | 0 | 0 | 0 | 0 | 0 | 0 | 0 | 0 | 0 | 0 | 0 | 0 | 0 | 0 | 0 | 0 | 0 | 0 | 0 | 0 | 0 | 0 | 0 | 0 | 0 | 0 | 0
F2_Industrial_Industrial - Firm_Existing_Space Heating_Natural Gas_Furnace_E9 | F2 | Industrial | Industrial - Firm | Existing | Space Heating | Natural Gas | Furnace | E9 | RVT - Cost of Operation | 0 | 0 | 0 | 0 | 0 | 0 | 0 | 0 | 0 | 0 | 0 | 0 | 0 | 0 | 0 | 0 | 0 | 0 | 0 | 0 | 0 | 0 | 0 | 0 | 0 | 0 | 0 | 0 | 0 | 0 | 0 | 0 | 0
F2_Industrial_Industrial - Firm_Existing_Space Heating_Natural Gas_Furnace_E10 | F2 | Industrial | Industrial - Firm | Existing | Space Heating | Natural Gas | Furnace | E10 | RVT - Cost of Operation | 0 | 0 | 0 | 0 | 0 | 0 | 0 | 0 | 0 | 0 | 0 | 0 | 0 | 0 | 0 | 0 | 0 | 0 | 0 | 0 | 0 | 0 | 0 | 0 | 0 | 0 | 0 | 0 | 0 | 0 | 0 | 0 | 0
F3_Industrial_Industrial - Firm_Existing_Space Heating_Natural Gas_Furnace_E1 | F3 | Industrial | Industrial - Firm | Existing | Space Heating | Natural Gas | Furnace | E1 | System - kBTUs of Consumption | 18.0363 | 18.0363 | 18.0363 | 18.0363 | 18.0363 | 18.0363 | 18.0363 | 18.0363 | 18.0363 | 18.0363 | 18.0363 | 18.0363 | 18.0363 | 18.0363 | 18.0363 | 18.0363 | 18.0363 | 18.0363 | 18.0363 | 18.0363 | 18.0363 | 18.0363 | 18.0363 | 18.0363 | 18.0363 | 18.0363 | 18.0363 | 18.0363 | 18.0363 | 18.0363 | 18.0363 | 18.0363 | 18.0363
F3_Industrial_Industrial - Firm_Existing_Space Heating_Natural Gas_Furnace_E2 | F3 | Industrial | Industrial - Firm | Existing | Space Heating | Natural Gas | Furnace | E2 | System - kBTUs of Consumption | 21.9449 | 21.9449 | 21.9449 | 21.9449 | 21.9449 | 21.9449 | 21.9449 | 21.9449 | 21.9449 | 21.9449 | 21.9449 | 21.9449 | 21.9449 | 21.9449 | 21.9449 | 21.9449 | 21.9449 | 21.9449 | 21.9449 | 21.9449 | 21.9449 | 21.9449 | 21.9449 | 21.9449 | 21.9449 | 21.9449 | 21.9449 | 21.9449 | 21.9449 | 21.9449 | 21.9449 | 21.9449 | 21.9449
F3_Industrial_Industrial - Firm_Existing_Space Heating_Natural Gas_Furnace_E3 | F3 | Industrial | Industrial - Firm | Existing | Space Heating | Natural Gas | Furnace | E3 | System - kBTUs of Consumption | 25.8536 | 25.8536 | 25.8536 | 25.8536 | 25.8536 | 25.8536 | 25.8536 | 25.8536 | 25.8536 | 25.8536 | 25.8536 | 25.8536 | 25.8536 | 25.8536 | 25.8536 | 25.8536 | 25.8536 | 25.8536 | 25.8536 | 25.8536 | 25.8536 | 25.8536 | 25.8536 | 25.8536 | 25.8536 | 25.8536 | 25.8536 | 25.8536 | 25.8536 | 25.8536 | 25.8536 | 25.8536 | 25.8536
F3_Industrial_Industrial - Firm_Existing_Space Heating_Natural Gas_Furnace_E4 | F3 | Industrial | Industrial - Firm | Existing | Space Heating | Natural Gas | Furnace | E4 | System - kBTUs of Consumption | 0 | 0 | 0 | 0 | 0 | 0 | 0 | 0 | 0 | 0 | 0 | 0 | 0 | 0 | 0 | 0 | 0 | 0 | 0 | 0 | 0 | 0 | 0 | 0 | 0 | 0 | 0 | 0 | 0 | 0 | 0 | 0 | 0
F3_Industrial_Industrial - Firm_Existing_Space Heating_Natural Gas_Furnace_E5 | F3 | Industrial | Industrial - Firm | Existing | Space Heating | Natural Gas | Furnace | E5 | System - kBTUs of Consumption | 0 | 0 | 0 | 0 | 0 | 0 | 0 | 0 | 0 | 0 | 0 | 0 | 0 | 0 | 0 | 0 | 0 | 0 | 0 | 0 | 0 | 0 | 0 | 0 | 0 | 0 | 0 | 0 | 0 | 0 | 0 | 0 | 0
F3_Industrial_Industrial - Firm_Existing_Space Heating_Natural Gas_Furnace_E6 | F3 | Industrial | Industrial - Firm | Existing | Space Heating | Natural Gas | Furnace | E6 | System - kBTUs of Consumption | 0 | 0 | 0 | 0 | 0 | 0 | 0 | 0 | 0 | 0 | 0 | 0 | 0 | 0 | 0 | 0 | 0 | 0 | 0 | 0 | 0 | 0 | 0 | 0 | 0 | 0 | 0 | 0 | 0 | 0 | 0 | 0 | 0
F3_Industrial_Industrial - Firm_Existing_Space Heating_Natural Gas_Furnace_E7 | F3 | Industrial | Industrial - Firm | Existing | Space Heating | Natural Gas | Furnace | E7 | System - kBTUs of Consumption | 0 | 0 | 0 | 0 | 0 | 0 | 0 | 0 | 0 | 0 | 0 | 0 | 0 | 0 | 0 | 0 | 0 | 0 | 0 | 0 | 0 | 0 | 0 | 0 | 0 | 0 | 0 | 0 | 0 | 0 | 0 | 0 | 0
F3_Industrial_Industrial - Firm_Existing_Space Heating_Natural Gas_Furnace_E8 | F3 | Industrial | Industrial - Firm | Existing | Space Heating | Natural Gas | Furnace | E8 | System - kBTUs of Consumption | 0 | 0 | 0 | 0 | 0 | 0 | 0 | 0 | 0 | 0 | 0 | 0 | 0 | 0 | 0 | 0 | 0 | 0 | 0 | 0 | 0 | 0 | 0 | 0 | 0 | 0 | 0 | 0 | 0 | 0 | 0 | 0 | 0
F3_Industrial_Industrial - Firm_Existing_Space Heating_Natural Gas_Furnace_E9 | F3 | Industrial | Industrial - Firm | Existing | Space Heating | Natural Gas | Furnace | E9 | System - kBTUs of Consumption | 0 | 0 | 0 | 0 | 0 | 0 | 0 | 0 | 0 | 0 | 0 | 0 | 0 | 0 | 0 | 0 | 0 | 0 | 0 | 0 | 0 | 0 | 0 | 0 | 0 | 0 | 0 | 0 | 0 | 0 | 0 | 0 | 0
F3_Industrial_Industrial - Firm_Existing_Space Heating_Natural Gas_Furnace_E10 | F3 | Industrial | Industrial - Firm | Existing | Space Heating | Natural Gas | Furnace | E10 | System - kBTUs of Consumption | 0 | 0 | 0 | 0 | 0 | 0 | 0 | 0 | 0 | 0 | 0 | 0 | 0 | 0 | 0 | 0 | 0 | 0 | 0 | 0 | 0 | 0 | 0 | 0 | 0 | 0 | 0 | 0 | 0 | 0 | 0 | 0 | 0
F4_Industrial_Industrial - Firm_Existing_Space Heating_Natural Gas_Furnace_E1 | F4 | Industrial | Industrial - Firm | Existing | Space Heating | Natural Gas | Furnace | E1 | Utility - Cost of Equipment | 1017.3223 | 1018.2275 | 1019.216 | 1020.6931 | 1022.7963 | 1025.9972 | 1028.2379 | 1029.9736 | 1031.8984 | 1033.6787 | 1034.9072 | 1035.6626 | 1036.3368 | 1036.9469 | 1037.7442 | 1038.0686 | 1038.6346 | 1039.7055 | 1040.8364 | 1042.1554 | 1043.7142 | 1045.0183 | 1046.0388 | 1046.8104 | 1047.3245 | 1047.4732 | 1047.2 | 1046.6367 | 1046.1932 | 1045.978 | 1046.135 | 1046.1953 | 1046.1953
F4_Industrial_Industrial - Firm_Existing_Space Heating_Natural Gas_Furnace_E2 | F4 | Industrial | Industrial - Firm | Existing | Space Heating | Natural Gas | Furnace | E2 | Utility - Cost of Equipment | 904.3198 | 905.1244 | 906.0031 | 907.3161 | 909.1857 | 912.031 | 914.0229 | 915.5658 | 917.2767 | 918.8594 | 919.9514 | 920.6228 | 921.2222 | 921.7645 | 922.4732 | 922.7616 | 923.2647 | 924.2166 | 925.2219 | 926.3945 | 927.7801 | 928.9393 | 929.8464 | 930.5323 | 930.9894 | 931.1215 | 930.8787 | 930.378 | 929.9837 | 929.7924 | 929.932 | 929.9856 | 929.9856
F4_Industrial_Industrial - Firm_Existing_Space Heating_Natural Gas_Furnace_E3 | F4 | Industrial | Industrial - Firm | Existing | Space Heating | Natural Gas | Furnace | E3 | Utility - Cost of Equipment | 847.7187 | 848.4729 | 849.2966 | 850.5275 | 852.2801 | 854.9473 | 856.8145 | 858.2608 | 859.8647 | 861.3482 | 862.3719 | 863.0014 | 863.5632 | 864.0715 | 864.7359 | 865.0063 | 865.4779 | 866.3702 | 867.3126 | 868.4117 | 869.7107 | 870.7973 | 871.6476 | 872.2906 | 872.7191 | 872.8429 | 872.6153 | 872.1459 | 871.7763 | 871.597 | 871.7278 | 871.7781 | 871.7781
F4_Industrial_Industrial - Firm_Existing_Space Heating_Natural Gas_Furnace_E4 | F4 | Industrial | Industrial - Firm | Existing | Space Heating | Natural Gas | Furnace | E4 | Utility - Cost of Equipment | 0 | 0 | 0 | 0 | 0 | 0 | 0 | 0 | 0 | 0 | 0 | 0 | 0 | 0 | 0 | 0 | 0 | 0 | 0 | 0 | 0 | 0 | 0 | 0 | 0 | 0 | 0 | 0 | 0 | 0 | 0 | 0 | 0
F4_Industrial_Industrial - Firm_Existing_Space Heating_Natural Gas_Furnace_E5 | F4 | Industrial | Industrial - Firm | Existing | Space Heating | Natural Gas | Furnace | E5 | Utility - Cost of Equipment | 0 | 0 | 0 | 0 | 0 | 0 | 0 | 0 | 0 | 0 | 0 | 0 | 0 | 0 | 0 | 0 | 0 | 0 | 0 | 0 | 0 | 0 | 0 | 0 | 0 | 0 | 0 | 0 | 0 | 0 | 0 | 0 | 0
F4_Industrial_Industrial - Firm_Existing_Space Heating_Natural Gas_Furnace_E6 | F4 | Industrial | Industrial - Firm | Existing | Space Heating | Natural Gas | Furnace | E6 | Utility - Cost of Equipment | 0 | 0 | 0 | 0 | 0 | 0 | 0 | 0 | 0 | 0 | 0 | 0 | 0 | 0 | 0 | 0 | 0 | 0 | 0 | 0 | 0 | 0 | 0 | 0 | 0 | 0 | 0 | 0 | 0 | 0 | 0 | 0 | 0
F4_Industrial_Industrial - Firm_Existing_Space Heating_Natural Gas_Furnace_E7 | F4 | Industrial | Industrial - Firm | Existing | Space Heating | Natural Gas | Furnace | E7 | Utility - Cost of Equipment | 0 | 0 | 0 | 0 | 0 | 0 | 0 | 0 | 0 | 0 | 0 | 0 | 0 | 0 | 0 | 0 | 0 | 0 | 0 | 0 | 0 | 0 | 0 | 0 | 0 | 0 | 0 | 0 | 0 | 0 | 0 | 0 | 0
F4_Industrial_Industrial - Firm_Existing_Space Heating_Natural Gas_Furnace_E8 | F4 | Industrial | Industrial - Firm | Existing | Space Heating | Natural Gas | Furnace | E8 | Utility - Cost of Equipment | 0 | 0 | 0 | 0 | 0 | 0 | 0 | 0 | 0 | 0 | 0 | 0 | 0 | 0 | 0 | 0 | 0 | 0 | 0 | 0 | 0 | 0 | 0 | 0 | 0 | 0 | 0 | 0 | 0 | 0 | 0 | 0 | 0
F4_Industrial_Industrial - Firm_Existing_Space Heating_Natural Gas_Furnace_E9 | F4 | Industrial | Industrial - Firm | Existing | Space Heating | Natural Gas | Furnace | E9 | Utility - Cost of Equipment | 0 | 0 | 0 | 0 | 0 | 0 | 0 | 0 | 0 | 0 | 0 | 0 | 0 | 0 | 0 | 0 | 0 | 0 | 0 | 0 | 0 | 0 | 0 | 0 | 0 | 0 | 0 | 0 | 0 | 0 | 0 | 0 | 0
F4_Industrial_Industrial - Firm_Existing_Space Heating_Natural Gas_Furnace_E10 | F4 | Industrial | Industrial - Firm | Existing | Space Heating | Natural Gas | Furnace | E10 | Utility - Cost of Equipment | 0 | 0 | 0 | 0 | 0 | 0 | 0 | 0 | 0 | 0 | 0 | 0 | 0 | 0 | 0 | 0 | 0 | 0 | 0 | 0 | 0 | 0 | 0 | 0 | 0 | 0 | 0 | 0 | 0 | 0 | 0 | 0 | 0
F5_Industrial_Industrial - Firm_Existing_Space Heating_Natural Gas_Furnace_E1 | F5 | Industrial | Industrial - Firm | Existing | Space Heating | Natural Gas | Furnace | E1 | Utility - Cost of Operation | 18.0363 | 18.0363 | 18.0363 | 18.0363 | 18.0363 | 18.0363 | 18.0363 | 18.0363 | 18.0363 | 18.0363 | 18.0363 | 18.0363 | 18.0363 | 18.0363 | 18.0363 | 18.0363 | 18.0363 | 18.0363 | 18.0363 | 18.0363 | 18.0363 | 18.0363 | 18.0363 | 18.0363 | 18.0363 | 18.0363 | 18.0363 | 18.0363 | 18.0363 | 18.0363 | 18.0363 | 18.0363 | 18.0363
F5_Industrial_Industrial - Firm_Existing_Space Heating_Natural Gas_Furnace_E2 | F5 | Industrial | Industrial - Firm | Existing | Space Heating | Natural Gas | Furnace | E2 | Utility - Cost of Operation | 21.9449 | 21.9449 | 21.9449 | 21.9449 | 21.9449 | 21.9449 | 21.9449 | 21.9449 | 21.9449 | 21.9449 | 21.9449 | 21.9449 | 21.9449 | 21.9449 | 21.9449 | 21.9449 | 21.9449 | 21.9449 | 21.9449 | 21.9449 | 21.9449 | 21.9449 | 21.9449 | 21.9449 | 21.9449 | 21.9449 | 21.9449 | 21.9449 | 21.9449 | 21.9449 | 21.9449 | 21.9449 | 21.9449
F5_Industrial_Industrial - Firm_Existing_Space Heating_Natural Gas_Furnace_E3 | F5 | Industrial | Industrial - Firm | Existing | Space Heating | Natural Gas | Furnace | E3 | Utility - Cost of Operation | 25.8536 | 25.8536 | 25.8536 | 25.8536 | 25.8536 | 25.8536 | 25.8536 | 25.8536 | 25.8536 | 25.8536 | 25.8536 | 25.8536 | 25.8536 | 25.8536 | 25.8536 | 25.8536 | 25.8536 | 25.8536 | 25.8536 | 25.8536 | 25.8536 | 25.8536 | 25.8536 | 25.8536 | 25.8536 | 25.8536 | 25.8536 | 25.8536 | 25.8536 | 25.8536 | 25.8536 | 25.8536 | 25.8536
F5_Industrial_Industrial - Firm_Existing_Space Heating_Natural Gas_Furnace_E4 | F5 | Industrial | Industrial - Firm | Existing | Space Heating | Natural Gas | Furnace | E4 | Utility - Cost of Operation | 0 | 0 | 0 | 0 | 0 | 0 | 0 | 0 | 0 | 0 | 0 | 0 | 0 | 0 | 0 | 0 | 0 | 0 | 0 | 0 | 0 | 0 | 0 | 0 | 0 | 0 | 0 | 0 | 0 | 0 | 0 | 0 | 0
F5_Industrial_Industrial - Firm_Existing_Space Heating_Natural Gas_Furnace_E5 | F5 | Industrial | Industrial - Firm | Existing | Space Heating | Natural Gas | Furnace | E5 | Utility - Cost of Operation | 0 | 0 | 0 | 0 | 0 | 0 | 0 | 0 | 0 | 0 | 0 | 0 | 0 | 0 | 0 | 0 | 0 | 0 | 0 | 0 | 0 | 0 | 0 | 0 | 0 | 0 | 0 | 0 | 0 | 0 | 0 | 0 | 0
F5_Industrial_Industrial - Firm_Existing_Space Heating_Natural Gas_Furnace_E6 | F5 | Industrial | Industrial - Firm | Existing | Space Heating | Natural Gas | Furnace | E6 | Utility - Cost of Operation | 0 | 0 | 0 | 0 | 0 | 0 | 0 | 0 | 0 | 0 | 0 | 0 | 0 | 0 | 0 | 0 | 0 | 0 | 0 | 0 | 0 | 0 | 0 | 0 | 0 | 0 | 0 | 0 | 0 | 0 | 0 | 0 | 0
F5_Industrial_Industrial - Firm_Existing_Space Heating_Natural Gas_Furnace_E7 | F5 | Industrial | Industrial - Firm | Existing | Space Heating | Natural Gas | Furnace | E7 | Utility - Cost of Operation | 0 | 0 | 0 | 0 | 0 | 0 | 0 | 0 | 0 | 0 | 0 | 0 | 0 | 0 | 0 | 0 | 0 | 0 | 0 | 0 | 0 | 0 | 0 | 0 | 0 | 0 | 0 | 0 | 0 | 0 | 0 | 0 | 0
F5_Industrial_Industrial - Firm_Existing_Space Heating_Natural Gas_Furnace_E8 | F5 | Industrial | Industrial - Firm | Existing | Space Heating | Natural Gas | Furnace | E8 | Utility - Cost of Operation | 0 | 0 | 0 | 0 | 0 | 0 | 0 | 0 | 0 | 0 | 0 | 0 | 0 | 0 | 0 | 0 | 0 | 0 | 0 | 0 | 0 | 0 | 0 | 0 | 0 | 0 | 0 | 0 | 0 | 0 | 0 | 0 | 0
F5_Industrial_Industrial - Firm_Existing_Space Heating_Natural Gas_Furnace_E9 | F5 | Industrial | Industrial - Firm | Existing | Space Heating | Natural Gas | Furnace | E9 | Utility - Cost of Operation | 0 | 0 | 0 | 0 | 0 | 0 | 0 | 0 | 0 | 0 | 0 | 0 | 0 | 0 | 0 | 0 | 0 | 0 | 0 | 0 | 0 | 0 | 0 | 0 | 0 | 0 | 0 | 0 | 0 | 0 | 0 | 0 | 0
F5_Industrial_Industrial - Firm_Existing_Space Heating_Natural Gas_Furnace_E10 | F5 | Industrial | Industrial - Firm | Existing | Space Heating | Natural Gas | Furnace | E10 | Utility - Cost of Operation | 0 | 0 | 0 | 0 | 0 | 0 | 0 | 0 | 0 | 0 | 0 | 0 | 0 | 0 | 0 | 0 | 0 | 0 | 0 | 0 | 0 | 0 | 0 | 0 | 0 | 0 | 0 | 0 | 0 | 0 | 0 | 0 | 0
F6_Industrial_Industrial - Firm_Existing_Space Heating_Natural Gas_Furnace_E1 | F6 | Industrial | Industrial - Firm | Existing | Space Heating | Natural Gas | Furnace | E1 | Utility - Value of Sales | 447.4041 | 445.0083 | 442.5036 | 439.9991 | 437.5031 | 435.024 | 432.5699 | 430.1495 | 427.771 | 425.4429 | 423.1733 | 420.9709 | 418.844 | 416.8008 | 414.8496 | 412.9991 | 411.2575 | 409.6248 | 408.1009 | 406.6859 | 405.3799 | 404.1828 | 403.0943 | 402.1148 | 401.2441 | 400.4823 | 399.8291 | 399.2849 | 398.8495 | 398.5229 | 398.3051 | 398.1962 | 398.1962
F6_Industrial_Industrial - Firm_Existing_Space Heating_Natural Gas_Furnace_E2 | F6 | Industrial | Industrial - Firm | Existing | Space Heating | Natural Gas | Furnace | E2 | Utility - Value of Sales | 397.7072 | 395.5775 | 393.351 | 391.1247 | 388.906 | 386.7022 | 384.5207 | 382.3692 | 380.2549 | 378.1854 | 376.1679 | 374.2102 | 372.3194 | 370.5032 | 368.7688 | 367.1239 | 365.5757 | 364.1243 | 362.7697 | 361.5119 | 360.351 | 359.2868 | 358.3192 | 357.4485 | 356.6745 | 355.9974 | 355.4167 | 354.933 | 354.5459 | 354.2556 | 354.062 | 353.9652 | 353.9652
F6_Industrial_Industrial - Firm_Existing_Space Heating_Natural Gas_Furnace_E3 | F6 | Industrial | Industrial - Firm | Existing | Space Heating | Natural Gas | Furnace | E3 | Utility - Value of Sales | 372.8148 | 370.8184 | 368.7313 | 366.6444 | 364.5645 | 362.4986 | 360.4537 | 358.4368 | 356.4549 | 354.5149 | 352.6237 | 350.7885 | 349.0161 | 347.3135 | 345.6877 | 344.1457 | 342.6944 | 341.3339 | 340.064 | 338.885 | 337.7967 | 336.7992 | 335.8921 | 335.0759 | 334.3504 | 333.7156 | 333.1713 | 332.7178 | 332.355 | 332.0829 | 331.9014 | 331.8106 | 331.8106
F6_Industrial_Industrial - Firm_Existing_Space Heating_Natural Gas_Furnace_E4 | F6 | Industrial | Industrial - Firm | Existing | Space Heating | Natural Gas | Furnace | E4 | Utility - Value of Sales | 0 | 0 | 0 | 0 | 0 | 0 | 0 | 0 | 0 | 0 | 0 | 0 | 0 | 0 | 0 | 0 | 0 | 0 | 0 | 0 | 0 | 0 | 0 | 0 | 0 | 0 | 0 | 0 | 0 | 0 | 0 | 0 | 0
F6_Industrial_Industrial - Firm_Existing_Space Heating_Natural Gas_Furnace_E5 | F6 | Industrial | Industrial - Firm | Existing | Space Heating | Natural Gas | Furnace | E5 | Utility - Value of Sales | 0 | 0 | 0 | 0 | 0 | 0 | 0 | 0 | 0 | 0 | 0 | 0 | 0 | 0 | 0 | 0 | 0 | 0 | 0 | 0 | 0 | 0 | 0 | 0 | 0 | 0 | 0 | 0 | 0 | 0 | 0 | 0 | 0
F6_Industrial_Industrial - Firm_Existing_Space Heating_Natural Gas_Furnace_E6 | F6 | Industrial | Industrial - Firm | Existing | Space Heating | Natural Gas | Furnace | E6 | Utility - Value of Sales | 0 | 0 | 0 | 0 | 0 | 0 | 0 | 0 | 0 | 0 | 0 | 0 | 0 | 0 | 0 | 0 | 0 | 0 | 0 | 0 | 0 | 0 | 0 | 0 | 0 | 0 | 0 | 0 | 0 | 0 | 0 | 0 | 0
F6_Industrial_Industrial - Firm_Existing_Space Heating_Natural Gas_Furnace_E7 | F6 | Industrial | Industrial - Firm | Existing | Space Heating | Natural Gas | Furnace | E7 | Utility - Value of Sales | 0 | 0 | 0 | 0 | 0 | 0 | 0 | 0 | 0 | 0 | 0 | 0 | 0 | 0 | 0 | 0 | 0 | 0 | 0 | 0 | 0 | 0 | 0 | 0 | 0 | 0 | 0 | 0 | 0 | 0 | 0 | 0 | 0
F6_Industrial_Industrial - Firm_Existing_Space Heating_Natural Gas_Furnace_E8 | F6 | Industrial | Industrial - Firm | Existing | Space Heating | Natural Gas | Furnace | E8 | Utility - Value of Sales | 0 | 0 | 0 | 0 | 0 | 0 | 0 | 0 | 0 | 0 | 0 | 0 | 0 | 0 | 0 | 0 | 0 | 0 | 0 | 0 | 0 | 0 | 0 | 0 | 0 | 0 | 0 | 0 | 0 | 0 | 0 | 0 | 0
F6_Industrial_Industrial - Firm_Existing_Space Heating_Natural Gas_Furnace_E9 | F6 | Industrial | Industrial - Firm | Existing | Space Heating | Natural Gas | Furnace | E9 | Utility - Value of Sales | 0 | 0 | 0 | 0 | 0 | 0 | 0 | 0 | 0 | 0 | 0 | 0 | 0 | 0 | 0 | 0 | 0 | 0 | 0 | 0 | 0 | 0 | 0 | 0 | 0 | 0 | 0 | 0 | 0 | 0 | 0 | 0 | 0
F6_Industrial_Industrial - Firm_Existing_Space Heating_Natural Gas_Furnace_E10 | F6 | Industrial | Industrial - Firm | Existing | Space Heating | Natural Gas | Furnace | E10 | Utility - Value of Sales | 0 | 0 | 0 | 0 | 0 | 0 | 0 | 0 | 0 | 0 | 0 | 0 | 0 | 0 | 0 | 0 | 0 | 0 | 0 | 0 | 0 | 0 | 0 | 0 | 0 | 0 | 0 | 0 | 0 | 0 | 0 | 0 | 0
F1_Industrial_Industrial - Firm_Existing_Space Heating_Natural Gas_Boiler_E1 | F1 | Industrial | Industrial - Firm | Existing | Space Heating | Natural Gas | Boiler | E1 | RVT - Cost of Equipment | 925.5462 | 926.4314 | 927.4013 | 928.7914 | 930.7051 | 933.5496 | 935.5385 | 937.0591 | 938.7099 | 940.2159 | 941.2436 | 941.8825 | 942.4663 | 943.0012 | 943.6937 | 943.9748 | 944.4651 | 945.3928 | 946.3725 | 947.5152 | 948.8656 | 949.9953 | 950.8794 | 951.5478 | 951.9932 | 952.122 | 951.8854 | 951.3974 | 951.0131 | 950.8267 | 950.9627 | 951.015 | 951.015
F1_Industrial_Industrial - Firm_Existing_Space Heating_Natural Gas_Boiler_E2 | F1 | Industrial | Industrial - Firm | Existing | Space Heating | Natural Gas | Boiler | E2 | RVT - Cost of Equipment | 871.0827 | 871.9158 | 872.8286 | 874.1369 | 875.938 | 878.6151 | 880.487 | 881.9181 | 883.4718 | 884.8891 | 885.8563 | 886.4577 | 887.0071 | 887.5106 | 888.1623 | 888.4269 | 888.8883 | 889.7614 | 890.6834 | 891.7589 | 893.0299 | 894.0931 | 894.9251 | 895.5542 | 895.9734 | 896.0946 | 895.8719 | 895.4126 | 895.051 | 894.8756 | 895.0035 | 895.0528 | 895.0528
F1_Industrial_Industrial - Firm_Existing_Space Heating_Natural Gas_Boiler_E3 | F1 | Industrial | Industrial - Firm | Existing | Space Heating | Natural Gas | Boiler | E3 | RVT - Cost of Equipment | 763.3239 | 764.054 | 764.8538 | 766.0003 | 767.5785 | 769.9245 | 771.5648 | 772.8189 | 774.1804 | 775.4224 | 776.27 | 776.7969 | 777.2784 | 777.7195 | 778.2907 | 778.5225 | 778.9268 | 779.6919 | 780.4999 | 781.4423 | 782.5561 | 783.4877 | 784.2169 | 784.7681 | 785.1355 | 785.2417 | 785.0465 | 784.6441 | 784.3272 | 784.1734 | 784.2856 | 784.3287 | 784.3287
F1_Industrial_Industrial - Firm_Existing_Space Heating_Natural Gas_Boiler_E4 | F1 | Industrial | Industrial - Firm | Existing | Space Heating | Natural Gas | Boiler | E4 | RVT - Cost of Equipment | 523.0316 | 523.488 | 523.9715 | 524.7529 | 525.9218 | 527.8175 | 529.0454 | 529.9351 | 530.9804 | 531.9627 | 532.6171 | 533.0182 | 533.4225 | 533.8274 | 534.3859 | 534.6446 | 535.0745 | 535.8373 | 536.6199 | 537.5127 | 538.5591 | 539.439 | 540.1294 | 540.6514 | 540.9993 | 541.0998 | 540.915 | 540.5339 | 540.2338 | 540.0883 | 540.1945 | 540.2353 | 540.2353
F1_Industrial_Industrial - Firm_Existing_Space Heating_Natural Gas_Boiler_E5 | F1 | Industrial | Industrial - Firm | Existing | Space Heating | Natural Gas | Boiler | E5 | RVT - Cost of Equipment | 0 | 0 | 0 | 0 | 0 | 0 | 0 | 0 | 0 | 0 | 0 | 0 | 0 | 0 | 0 | 0 | 0 | 0 | 0 | 0 | 0 | 0 | 0 | 0 | 0 | 0 | 0 | 0 | 0 | 0 | 0 | 0 | 0
F1_Industrial_Industrial - Firm_Existing_Space Heating_Natural Gas_Boiler_E6 | F1 | Industrial | Industrial - Firm | Existing | Space Heating | Natural Gas | Boiler | E6 | RVT - Cost of Equipment | 0 | 0 | 0 | 0 | 0 | 0 | 0 | 0 | 0 | 0 | 0 | 0 | 0 | 0 | 0 | 0 | 0 | 0 | 0 | 0 | 0 | 0 | 0 | 0 | 0 | 0 | 0 | 0 | 0 | 0 | 0 | 0 | 0
F1_Industrial_Industrial - Firm_Existing_Space Heating_Natural Gas_Boiler_E7 | F1 | Industrial | Industrial - Firm | Existing | Space Heating | Natural Gas | Boiler | E7 | RVT - Cost of Equipment | 0 | 0 | 0 | 0 | 0 | 0 | 0 | 0 | 0 | 0 | 0 | 0 | 0 | 0 | 0 | 0 | 0 | 0 | 0 | 0 | 0 | 0 | 0 | 0 | 0 | 0 | 0 | 0 | 0 | 0 | 0 | 0 | 0
F1_Industrial_Industrial - Firm_Existing_Space Heating_Natural Gas_Boiler_E8 | F1 | Industrial | Industrial - Firm | Existing | Space Heating | Natural Gas | Boiler | E8 | RVT - Cost of Equipment | 0 | 0 | 0 | 0 | 0 | 0 | 0 | 0 | 0 | 0 | 0 | 0 | 0 | 0 | 0 | 0 | 0 | 0 | 0 | 0 | 0 | 0 | 0 | 0 | 0 | 0 | 0 | 0 | 0 | 0 | 0 | 0 | 0
F1_Industrial_Industrial - Firm_Existing_Space Heating_Natural Gas_Boiler_E9 | F1 | Industrial | Industrial - Firm | Existing | Space Heating | Natural Gas | Boiler | E9 | RVT - Cost of Equipment | 0 | 0 | 0 | 0 | 0 | 0 | 0 | 0 | 0 | 0 | 0 | 0 | 0 | 0 | 0 | 0 | 0 | 0 | 0 | 0 | 0 | 0 | 0 | 0 | 0 | 0 | 0 | 0 | 0 | 0 | 0 | 0 | 0
F1_Industrial_Industrial - Firm_Existing_Space Heating_Natural Gas_Boiler_E10 | F1 | Industrial | Industrial - Firm | Existing | Space Heating | Natural Gas | Boiler | E10 | RVT - Cost of Equipment | 0 | 0 | 0 | 0 | 0 | 0 | 0 | 0 | 0 | 0 | 0 | 0 | 0 | 0 | 0 | 0 | 0 | 0 | 0 | 0 | 0 | 0 | 0 | 0 | 0 | 0 | 0 | 0 | 0 | 0 | 0 | 0 | 0
F2_Industrial_Industrial - Firm_Existing_Space Heating_Natural Gas_Boiler_E1 | F2 | Industrial | Industrial - Firm | Existing | Space Heating | Natural Gas | Boiler | E1 | RVT - Cost of Operation | 1108.8646 | 1109.9252 | 1111.0872 | 1112.7525 | 1115.0453 | 1118.4532 | 1120.8361 | 1122.6578 | 1124.6356 | 1126.4398 | 1127.6711 | 1128.4366 | 1129.136 | 1129.7769 | 1130.6066 | 1130.9433 | 1131.5307 | 1132.6421 | 1133.8159 | 1135.1849 | 1136.8028 | 1138.1562 | 1139.2154 | 1140.0162 | 1140.5499 | 1140.7042 | 1140.4206 | 1139.836 | 1139.3757 | 1139.1523 | 1139.3152 | 1139.3779 | 1139.3779
F2_Industrial_Industrial - Firm_Existing_Space Heating_Natural Gas_Boiler_E2 | F2 | Industrial | Industrial - Firm | Existing | Space Heating | Natural Gas | Boiler | E2 | RVT - Cost of Operation | 1043.6138 | 1044.6119 | 1045.7055 | 1047.2729 | 1049.4307 | 1052.6381 | 1054.8808 | 1056.5953 | 1058.4567 | 1060.1548 | 1061.3136 | 1062.034 | 1062.6923 | 1063.2954 | 1064.0763 | 1064.3932 | 1064.9461 | 1065.9921 | 1067.0968 | 1068.3853 | 1069.9079 | 1071.1817 | 1072.1786 | 1072.9323 | 1073.4345 | 1073.5797 | 1073.3129 | 1072.7627 | 1072.3294 | 1072.1192 | 1072.2725 | 1072.3315 | 1072.3315
F2_Industrial_Industrial - Firm_Existing_Space Heating_Natural Gas_Boiler_E3 | F2 | Industrial | Industrial - Firm | Existing | Space Heating | Natural Gas | Boiler | E3 | RVT - Cost of Operation | 914.5117 | 915.3864 | 916.3447 | 917.7182 | 919.6091 | 922.4197 | 924.3849 | 925.8873 | 927.5185 | 929.0065 | 930.022 | 930.6533 | 931.2301 | 931.7586 | 932.4429 | 932.7206 | 933.2051 | 934.1217 | 935.0897 | 936.2188 | 937.5531 | 938.6693 | 939.5429 | 940.2033 | 940.6434 | 940.7707 | 940.5369 | 940.0547 | 939.675 | 939.4909 | 939.6252 | 939.6769 | 939.6769
F2_Industrial_Industrial - Firm_Existing_Space Heating_Natural Gas_Boiler_E4 | F2 | Industrial | Industrial - Firm | Existing | Space Heating | Natural Gas | Boiler | E4 | RVT - Cost of Operation | 626.6259 | 627.1727 | 627.752 | 628.6882 | 630.0885 | 632.3598 | 633.8309 | 634.8968 | 636.1491 | 637.326 | 638.11 | 638.5905 | 639.0749 | 639.56 | 640.2291 | 640.539 | 641.0541 | 641.968 | 642.9056 | 643.9752 | 645.2288 | 646.283 | 647.1102 | 647.7356 | 648.1523 | 648.2728 | 648.0514 | 647.5948 | 647.2353 | 647.0609 | 647.1881 | 647.2371 | 647.2371
F2_Industrial_Industrial - Firm_Existing_Space Heating_Natural Gas_Boiler_E5 | F2 | Industrial | Industrial - Firm | Existing | Space Heating | Natural Gas | Boiler | E5 | RVT - Cost of Operation | 0 | 0 | 0 | 0 | 0 | 0 | 0 | 0 | 0 | 0 | 0 | 0 | 0 | 0 | 0 | 0 | 0 | 0 | 0 | 0 | 0 | 0 | 0 | 0 | 0 | 0 | 0 | 0 | 0 | 0 | 0 | 0 | 0
F2_Industrial_Industrial - Firm_Existing_Space Heating_Natural Gas_Boiler_E6 | F2 | Industrial | Industrial - Firm | Existing | Space Heating | Natural Gas | Boiler | E6 | RVT - Cost of Operation | 0 | 0 | 0 | 0 | 0 | 0 | 0 | 0 | 0 | 0 | 0 | 0 | 0 | 0 | 0 | 0 | 0 | 0 | 0 | 0 | 0 | 0 | 0 | 0 | 0 | 0 | 0 | 0 | 0 | 0 | 0 | 0 | 0
F2_Industrial_Industrial - Firm_Existing_Space Heating_Natural Gas_Boiler_E7 | F2 | Industrial | Industrial - Firm | Existing | Space Heating | Natural Gas | Boiler | E7 | RVT - Cost of Operation | 0 | 0 | 0 | 0 | 0 | 0 | 0 | 0 | 0 | 0 | 0 | 0 | 0 | 0 | 0 | 0 | 0 | 0 | 0 | 0 | 0 | 0 | 0 | 0 | 0 | 0 | 0 | 0 | 0 | 0 | 0 | 0 | 0
F2_Industrial_Industrial - Firm_Existing_Space Heating_Natural Gas_Boiler_E8 | F2 | Industrial | Industrial - Firm | Existing | Space Heating | Natural Gas | Boiler | E8 | RVT - Cost of Operation | 0 | 0 | 0 | 0 | 0 | 0 | 0 | 0 | 0 | 0 | 0 | 0 | 0 | 0 | 0 | 0 | 0 | 0 | 0 | 0 | 0 | 0 | 0 | 0 | 0 | 0 | 0 | 0 | 0 | 0 | 0 | 0 | 0
F2_Industrial_Industrial - Firm_Existing_Space Heating_Natural Gas_Boiler_E9 | F2 | Industrial | Industrial - Firm | Existing | Space Heating | Natural Gas | Boiler | E9 | RVT - Cost of Operation | 0 | 0 | 0 | 0 | 0 | 0 | 0 | 0 | 0 | 0 | 0 | 0 | 0 | 0 | 0 | 0 | 0 | 0 | 0 | 0 | 0 | 0 | 0 | 0 | 0 | 0 | 0 | 0 | 0 | 0 | 0 | 0 | 0
F2_Industrial_Industrial - Firm_Existing_Space Heating_Natural Gas_Boiler_E10 | F2 | Industrial | Industrial - Firm | Existing | Space Heating | Natural Gas | Boiler | E10 | RVT - Cost of Operation | 0 | 0 | 0 | 0 | 0 | 0 | 0 | 0 | 0 | 0 | 0 | 0 | 0 | 0 | 0 | 0 | 0 | 0 | 0 | 0 | 0 | 0 | 0 | 0 | 0 | 0 | 0 | 0 | 0 | 0 | 0 | 0 | 0
F3_Industrial_Industrial - Firm_Existing_Space Heating_Natural Gas_Boiler_E1 | F3 | Industrial | Industrial - Firm | Existing | Space Heating | Natural Gas | Boiler | E1 | System - kBTUs of Consumption | 37.8807 | 37.8807 | 37.8807 | 37.8807 | 37.8807 | 37.8807 | 37.8807 | 37.8807 | 37.8807 | 37.8807 | 37.8807 | 37.8807 | 37.8807 | 37.8807 | 37.8807 | 37.8807 | 37.8807 | 37.8807 | 37.8807 | 37.8807 | 37.8807 | 37.8807 | 37.8807 | 37.8807 | 37.8807 | 37.8807 | 37.8807 | 37.8807 | 37.8807 | 37.8807 | 37.8807 | 37.8807 | 37.8807
F3_Industrial_Industrial - Firm_Existing_Space Heating_Natural Gas_Boiler_E2 | F3 | Industrial | Industrial - Firm | Existing | Space Heating | Natural Gas | Boiler | E2 | System - kBTUs of Consumption | 42.7674 | 42.7674 | 42.7674 | 42.7674 | 42.7674 | 42.7674 | 42.7674 | 42.7674 | 42.7674 | 42.7674 | 42.7674 | 42.7674 | 42.7674 | 42.7674 | 42.7674 | 42.7674 | 42.7674 | 42.7674 | 42.7674 | 42.7674 | 42.7674 | 42.7674 | 42.7674 | 42.7674 | 42.7674 | 42.7674 | 42.7674 | 42.7674 | 42.7674 | 42.7674 | 42.7674 | 42.7674 | 42.7674
F3_Industrial_Industrial - Firm_Existing_Space Heating_Natural Gas_Boiler_E3 | F3 | Industrial | Industrial - Firm | Existing | Space Heating | Natural Gas | Boiler | E3 | System - kBTUs of Consumption | 52.5816 | 52.5816 | 52.5816 | 52.5816 | 52.5816 | 52.5816 | 52.5816 | 52.5816 | 52.5816 | 52.5816 | 52.5816 | 52.5816 | 52.5816 | 52.5816 | 52.5816 | 52.5816 | 52.5816 | 52.5816 | 52.5816 | 52.5816 | 52.5816 | 52.5816 | 52.5816 | 52.5816 | 52.5816 | 52.5816 | 52.5816 | 52.5816 | 52.5816 | 52.5816 | 52.5816 | 52.5816 | 52.5816
F3_Industrial_Industrial - Firm_Existing_Space Heating_Natural Gas_Boiler_E4 | F3 | Industrial | Industrial - Firm | Existing | Space Heating | Natural Gas | Boiler | E4 | System - kBTUs of Consumption | 213972.3989 | 213972.3989 | 213972.3989 | 213972.3989 | 213972.3989 | 213972.3989 | 213972.3989 | 213972.3989 | 213972.3989 | 213972.3989 | 213972.3989 | 213972.3989 | 213972.3989 | 213972.3989 | 213972.3989 | 213972.3989 | 213972.3989 | 213972.3989 | 213972.3989 | 213972.3989 | 213972.3989 | 213972.3989 | 213972.3989 | 213972.3989 | 213972.3989 | 213972.3989 | 213972.3989 | 213972.3989 | 213972.3989 | 213972.3989 | 213972.3989 | 213972.3989 | 213972.3989
F3_Industrial_Industrial - Firm_Existing_Space Heating_Natural Gas_Boiler_E5 | F3 | Industrial | Industrial - Firm | Existing | Space Heating | Natural Gas | Boiler | E5 | System - kBTUs of Consumption | 0 | 0 | 0 | 0 | 0 | 0 | 0 | 0 | 0 | 0 | 0 | 0 | 0 | 0 | 0 | 0 | 0 | 0 | 0 | 0 | 0 | 0 | 0 | 0 | 0 | 0 | 0 | 0 | 0 | 0 | 0 | 0 | 0
F3_Industrial_Industrial - Firm_Existing_Space Heating_Natural Gas_Boiler_E6 | F3 | Industrial | Industrial - Firm | Existing | Space Heating | Natural Gas | Boiler | E6 | System - kBTUs of Consumption | 0 | 0 | 0 | 0 | 0 | 0 | 0 | 0 | 0 | 0 | 0 | 0 | 0 | 0 | 0 | 0 | 0 | 0 | 0 | 0 | 0 | 0 | 0 | 0 | 0 | 0 | 0 | 0 | 0 | 0 | 0 | 0 | 0
F3_Industrial_Industrial - Firm_Existing_Space Heating_Natural Gas_Boiler_E7 | F3 | Industrial | Industrial - Firm | Existing | Space Heating | Natural Gas | Boiler | E7 | System - kBTUs of Consumption | 0 | 0 | 0 | 0 | 0 | 0 | 0 | 0 | 0 | 0 | 0 | 0 | 0 | 0 | 0 | 0 | 0 | 0 | 0 | 0 | 0 | 0 | 0 | 0 | 0 | 0 | 0 | 0 | 0 | 0 | 0 | 0 | 0
F3_Industrial_Industrial - Firm_Existing_Space Heating_Natural Gas_Boiler_E8 | F3 | Industrial | Industrial - Firm | Existing | Space Heating | Natural Gas | Boiler | E8 | System - kBTUs of Consumption | 0 | 0 | 0 | 0 | 0 | 0 | 0 | 0 | 0 | 0 | 0 | 0 | 0 | 0 | 0 | 0 | 0 | 0 | 0 | 0 | 0 | 0 | 0 | 0 | 0 | 0 | 0 | 0 | 0 | 0 | 0 | 0 | 0
F3_Industrial_Industrial - Firm_Existing_Space Heating_Natural Gas_Boiler_E9 | F3 | Industrial | Industrial - Firm | Existing | Space Heating | Natural Gas | Boiler | E9 | System - kBTUs of Consumption | 0 | 0 | 0 | 0 | 0 | 0 | 0 | 0 | 0 | 0 | 0 | 0 | 0 | 0 | 0 | 0 | 0 | 0 | 0 | 0 | 0 | 0 | 0 | 0 | 0 | 0 | 0 | 0 | 0 | 0 | 0 | 0 | 0
F3_Industrial_Industrial - Firm_Existing_Space Heating_Natural Gas_Boiler_E10 | F3 | Industrial | Industrial - Firm | Existing | Space Heating | Natural Gas | Boiler | E10 | System - kBTUs of Consumption | 0 | 0 | 0 | 0 | 0 | 0 | 0 | 0 | 0 | 0 | 0 | 0 | 0 | 0 | 0 | 0 | 0 | 0 | 0 | 0 | 0 | 0 | 0 | 0 | 0 | 0 | 0 | 0 | 0 | 0 | 0 | 0 | 0
F4_Industrial_Industrial - Firm_Existing_Space Heating_Natural Gas_Boiler_E1 | F4 | Industrial | Industrial - Firm | Existing | Space Heating | Natural Gas | Boiler | E1 | Utility - Cost of Equipment | 1108.8646 | 1109.9252 | 1111.0872 | 1112.7525 | 1115.0453 | 1118.4532 | 1120.8361 | 1122.6578 | 1124.6356 | 1126.4398 | 1127.6711 | 1128.4366 | 1129.136 | 1129.7769 | 1130.6066 | 1130.9433 | 1131.5307 | 1132.6421 | 1133.8159 | 1135.1849 | 1136.8028 | 1138.1562 | 1139.2154 | 1140.0162 | 1140.5499 | 1140.7042 | 1140.4206 | 1139.836 | 1139.3757 | 1139.1523 | 1139.3152 | 1139.3779 | 1139.3779
F4_Industrial_Industrial - Firm_Existing_Space Heating_Natural Gas_Boiler_E2 | F4 | Industrial | Industrial - Firm | Existing | Space Heating | Natural Gas | Boiler | E2 | Utility - Cost of Equipment | 1043.6138 | 1044.6119 | 1045.7055 | 1047.2729 | 1049.4307 | 1052.6381 | 1054.8808 | 1056.5953 | 1058.4567 | 1060.1548 | 1061.3136 | 1062.034 | 1062.6923 | 1063.2954 | 1064.0763 | 1064.3932 | 1064.9461 | 1065.9921 | 1067.0968 | 1068.3853 | 1069.9079 | 1071.1817 | 1072.1786 | 1072.9323 | 1073.4345 | 1073.5797 | 1073.3129 | 1072.7627 | 1072.3294 | 1072.1192 | 1072.2725 | 1072.3315 | 1072.3315
F4_Industrial_Industrial - Firm_Existing_Space Heating_Natural Gas_Boiler_E3 | F4 | Industrial | Industrial - Firm | Existing | Space Heating | Natural Gas | Boiler | E3 | Utility - Cost of Equipment | 914.5117 | 915.3864 | 916.3447 | 917.7182 | 919.6091 | 922.4197 | 924.3849 | 925.8873 | 927.5185 | 929.0065 | 930.022 | 930.6533 | 931.2301 | 931.7586 | 932.4429 | 932.7206 | 933.2051 | 934.1217 | 935.0897 | 936.2188 | 937.5531 | 938.6693 | 939.5429 | 940.2033 | 940.6434 | 940.7707 | 940.5369 | 940.0547 | 939.675 | 939.4909 | 939.6252 | 939.6769 | 939.6769
F4_Industrial_Industrial - Firm_Existing_Space Heating_Natural Gas_Boiler_E4 | F4 | Industrial | Industrial - Firm | Existing | Space Heating | Natural Gas | Boiler | E4 | Utility - Cost of Equipment | 626.6259 | 627.1727 | 627.752 | 628.6882 | 630.0885 | 632.3598 | 633.8309 | 634.8968 | 636.1491 | 637.326 | 638.11 | 638.5905 | 639.0749 | 639.56 | 640.2291 | 640.539 | 641.0541 | 641.968 | 642.9056 | 643.9752 | 645.2288 | 646.283 | 647.1102 | 647.7356 | 648.1523 | 648.2728 | 648.0514 | 647.5948 | 647.2353 | 647.0609 | 647.1881 | 647.2371 | 647.2371
F4_Industrial_Industrial - Firm_Existing_Space Heating_Natural Gas_Boiler_E5 | F4 | Industrial | Industrial - Firm | Existing | Space Heating | Natural Gas | Boiler | E5 | Utility - Cost of Equipment | 0 | 0 | 0 | 0 | 0 | 0 | 0 | 0 | 0 | 0 | 0 | 0 | 0 | 0 | 0 | 0 | 0 | 0 | 0 | 0 | 0 | 0 | 0 | 0 | 0 | 0 | 0 | 0 | 0 | 0 | 0 | 0 | 0
F4_Industrial_Industrial - Firm_Existing_Space Heating_Natural Gas_Boiler_E6 | F4 | Industrial | Industrial - Firm | Existing | Space Heating | Natural Gas | Boiler | E6 | Utility - Cost of Equipment | 0 | 0 | 0 | 0 | 0 | 0 | 0 | 0 | 0 | 0 | 0 | 0 | 0 | 0 | 0 | 0 | 0 | 0 | 0 | 0 | 0 | 0 | 0 | 0 | 0 | 0 | 0 | 0 | 0 | 0 | 0 | 0 | 0
F4_Industrial_Industrial - Firm_Existing_Space Heating_Natural Gas_Boiler_E7 | F4 | Industrial | Industrial - Firm | Existing | Space Heating | Natural Gas | Boiler | E7 | Utility - Cost of Equipment | 0 | 0 | 0 | 0 | 0 | 0 | 0 | 0 | 0 | 0 | 0 | 0 | 0 | 0 | 0 | 0 | 0 | 0 | 0 | 0 | 0 | 0 | 0 | 0 | 0 | 0 | 0 | 0 | 0 | 0 | 0 | 0 | 0
F4_Industrial_Industrial - Firm_Existing_Space Heating_Natural Gas_Boiler_E8 | F4 | Industrial | Industrial - Firm | Existing | Space Heating | Natural Gas | Boiler | E8 | Utility - Cost of Equipment | 0 | 0 | 0 | 0 | 0 | 0 | 0 | 0 | 0 | 0 | 0 | 0 | 0 | 0 | 0 | 0 | 0 | 0 | 0 | 0 | 0 | 0 | 0 | 0 | 0 | 0 | 0 | 0 | 0 | 0 | 0 | 0 | 0
F4_Industrial_Industrial - Firm_Existing_Space Heating_Natural Gas_Boiler_E9 | F4 | Industrial | Industrial - Firm | Existing | Space Heating | Natural Gas | Boiler | E9 | Utility - Cost of Equipment | 0 | 0 | 0 | 0 | 0 | 0 | 0 | 0 | 0 | 0 | 0 | 0 | 0 | 0 | 0 | 0 | 0 | 0 | 0 | 0 | 0 | 0 | 0 | 0 | 0 | 0 | 0 | 0 | 0 | 0 | 0 | 0 | 0
F4_Industrial_Industrial - Firm_Existing_Space Heating_Natural Gas_Boiler_E10 | F4 | Industrial | Industrial - Firm | Existing | Space Heating | Natural Gas | Boiler | E10 | Utility - Cost of Equipment | 0 | 0 | 0 | 0 | 0 | 0 | 0 | 0 | 0 | 0 | 0 | 0 | 0 | 0 | 0 | 0 | 0 | 0 | 0 | 0 | 0 | 0 | 0 | 0 | 0 | 0 | 0 | 0 | 0 | 0 | 0 | 0 | 0
F5_Industrial_Industrial - Firm_Existing_Space Heating_Natural Gas_Boiler_E1 | F5 | Industrial | Industrial - Firm | Existing | Space Heating | Natural Gas | Boiler | E1 | Utility - Cost of Operation | 37.8807 | 37.8807 | 37.8807 | 37.8807 | 37.8807 | 37.8807 | 37.8807 | 37.8807 | 37.8807 | 37.8807 | 37.8807 | 37.8807 | 37.8807 | 37.8807 | 37.8807 | 37.8807 | 37.8807 | 37.8807 | 37.8807 | 37.8807 | 37.8807 | 37.8807 | 37.8807 | 37.8807 | 37.8807 | 37.8807 | 37.8807 | 37.8807 | 37.8807 | 37.8807 | 37.8807 | 37.8807 | 37.8807
F5_Industrial_Industrial - Firm_Existing_Space Heating_Natural Gas_Boiler_E2 | F5 | Industrial | Industrial - Firm | Existing | Space Heating | Natural Gas | Boiler | E2 | Utility - Cost of Operation | 42.7674 | 42.7674 | 42.7674 | 42.7674 | 42.7674 | 42.7674 | 42.7674 | 42.7674 | 42.7674 | 42.7674 | 42.7674 | 42.7674 | 42.7674 | 42.7674 | 42.7674 | 42.7674 | 42.7674 | 42.7674 | 42.7674 | 42.7674 | 42.7674 | 42.7674 | 42.7674 | 42.7674 | 42.7674 | 42.7674 | 42.7674 | 42.7674 | 42.7674 | 42.7674 | 42.7674 | 42.7674 | 42.7674
F5_Industrial_Industrial - Firm_Existing_Space Heating_Natural Gas_Boiler_E3 | F5 | Industrial | Industrial - Firm | Existing | Space Heating | Natural Gas | Boiler | E3 | Utility - Cost of Operation | 52.5816 | 52.5816 | 52.5816 | 52.5816 | 52.5816 | 52.5816 | 52.5816 | 52.5816 | 52.5816 | 52.5816 | 52.5816 | 52.5816 | 52.5816 | 52.5816 | 52.5816 | 52.5816 | 52.5816 | 52.5816 | 52.5816 | 52.5816 | 52.5816 | 52.5816 | 52.5816 | 52.5816 | 52.5816 | 52.5816 | 52.5816 | 52.5816 | 52.5816 | 52.5816 | 52.5816 | 52.5816 | 52.5816
F5_Industrial_Industrial - Firm_Existing_Space Heating_Natural Gas_Boiler_E4 | F5 | Industrial | Industrial - Firm | Existing | Space Heating | Natural Gas | Boiler | E4 | Utility - Cost of Operation | 213972.3989 | 213972.3989 | 213972.3989 | 213972.3989 | 213972.3989 | 213972.3989 | 213972.3989 | 213972.3989 | 213972.3989 | 213972.3989 | 213972.3989 | 213972.3989 | 213972.3989 | 213972.3989 | 213972.3989 | 213972.3989 | 213972.3989 | 213972.3989 | 213972.3989 | 213972.3989 | 213972.3989 | 213972.3989 | 213972.3989 | 213972.3989 | 213972.3989 | 213972.3989 | 213972.3989 | 213972.3989 | 213972.3989 | 213972.3989 | 213972.3989 | 213972.3989 | 213972.3989
F5_Industrial_Industrial - Firm_Existing_Space Heating_Natural Gas_Boiler_E5 | F5 | Industrial | Industrial - Firm | Existing | Space Heating | Natural Gas | Boiler | E5 | Utility - Cost of Operation | 0 | 0 | 0 | 0 | 0 | 0 | 0 | 0 | 0 | 0 | 0 | 0 | 0 | 0 | 0 | 0 | 0 | 0 | 0 | 0 | 0 | 0 | 0 | 0 | 0 | 0 | 0 | 0 | 0 | 0 | 0 | 0 | 0
F5_Industrial_Industrial - Firm_Existing_Space Heating_Natural Gas_Boiler_E6 | F5 | Industrial | Industrial - Firm | Existing | Space Heating | Natural Gas | Boiler | E6 | Utility - Cost of Operation | 0 | 0 | 0 | 0 | 0 | 0 | 0 | 0 | 0 | 0 | 0 | 0 | 0 | 0 | 0 | 0 | 0 | 0 | 0 | 0 | 0 | 0 | 0 | 0 | 0 | 0 | 0 | 0 | 0 | 0 | 0 | 0 | 0
F5_Industrial_Industrial - Firm_Existing_Space Heating_Natural Gas_Boiler_E7 | F5 | Industrial | Industrial - Firm | Existing | Space Heating | Natural Gas | Boiler | E7 | Utility - Cost of Operation | 0 | 0 | 0 | 0 | 0 | 0 | 0 | 0 | 0 | 0 | 0 | 0 | 0 | 0 | 0 | 0 | 0 | 0 | 0 | 0 | 0 | 0 | 0 | 0 | 0 | 0 | 0 | 0 | 0 | 0 | 0 | 0 | 0
F5_Industrial_Industrial - Firm_Existing_Space Heating_Natural Gas_Boiler_E8 | F5 | Industrial | Industrial - Firm | Existing | Space Heating | Natural Gas | Boiler | E8 | Utility - Cost of Operation | 0 | 0 | 0 | 0 | 0 | 0 | 0 | 0 | 0 | 0 | 0 | 0 | 0 | 0 | 0 | 0 | 0 | 0 | 0 | 0 | 0 | 0 | 0 | 0 | 0 | 0 | 0 | 0 | 0 | 0 | 0 | 0 | 0
F5_Industrial_Industrial - Firm_Existing_Space Heating_Natural Gas_Boiler_E9 | F5 | Industrial | Industrial - Firm | Existing | Space Heating | Natural Gas | Boiler | E9 | Utility - Cost of Operation | 0 | 0 | 0 | 0 | 0 | 0 | 0 | 0 | 0 | 0 | 0 | 0 | 0 | 0 | 0 | 0 | 0 | 0 | 0 | 0 | 0 | 0 | 0 | 0 | 0 | 0 | 0 | 0 | 0 | 0 | 0 | 0 | 0
F5_Industrial_Industrial - Firm_Existing_Space Heating_Natural Gas_Boiler_E10 | F5 | Industrial | Industrial - Firm | Existing | Space Heating | Natural Gas | Boiler | E10 | Utility - Cost of Operation | 0 | 0 | 0 | 0 | 0 | 0 | 0 | 0 | 0 | 0 | 0 | 0 | 0 | 0 | 0 | 0 | 0 | 0 | 0 | 0 | 0 | 0 | 0 | 0 | 0 | 0 | 0 | 0 | 0 | 0 | 0 | 0 | 0
F6_Industrial_Industrial - Firm_Existing_Space Heating_Natural Gas_Boiler_E1 | F6 | Industrial | Industrial - Firm | Existing | Space Heating | Natural Gas | Boiler | E1 | Utility - Value of Sales | 483.3476 | 480.737 | 478.0177 | 475.3084 | 472.619 | 469.9593 | 467.3392 | 464.7686 | 462.2574 | 459.8155 | 457.4527 | 455.1789 | 453.0041 | 450.9381 | 448.9807 | 447.1322 | 445.3926 | 443.7616 | 442.2394 | 440.826 | 439.5214 | 438.3256 | 437.2383 | 436.2598 | 435.3901 | 434.6292 | 433.9767 | 433.4331 | 432.9982 | 432.672 | 432.4544 | 432.3456 | 432.3456
F6_Industrial_Industrial - Firm_Existing_Space Heating_Natural Gas_Boiler_E2 | F6 | Industrial | Industrial - Firm | Existing | Space Heating | Natural Gas | Boiler | E2 | Utility - Value of Sales | 454.9051 | 452.4481 | 449.8888 | 447.339 | 444.8078 | 442.3047 | 439.8387 | 437.4194 | 435.056 | 432.7578 | 430.534 | 428.394 | 426.3472 | 424.4027 | 422.5606 | 420.8209 | 419.1835 | 417.6486 | 416.2159 | 414.8857 | 413.6579 | 412.5325 | 411.5091 | 410.5883 | 409.7697 | 409.0535 | 408.4394 | 407.9278 | 407.5185 | 407.2115 | 407.0067 | 406.9044 | 406.9044
F6_Industrial_Industrial - Firm_Existing_Space Heating_Natural Gas_Boiler_E3 | F6 | Industrial | Industrial - Firm | Existing | Space Heating | Natural Gas | Boiler | E3 | Utility - Value of Sales | 398.6303 | 396.4773 | 394.2345 | 392.0001 | 389.7821 | 387.5886 | 385.4277 | 383.3077 | 381.2367 | 379.2228 | 377.274 | 375.3988 | 373.6052 | 371.9013 | 370.287 | 368.7625 | 367.3277 | 365.9827 | 364.7272 | 363.5616 | 362.4856 | 361.4994 | 360.6027 | 359.7957 | 359.0784 | 358.4509 | 357.9127 | 357.4644 | 357.1057 | 356.8367 | 356.6572 | 356.5675 | 356.5675
F6_Industrial_Industrial - Firm_Existing_Space Heating_Natural Gas_Boiler_E4 | F6 | Industrial | Industrial - Firm | Existing | Space Heating | Natural Gas | Boiler | E4 | Utility - Value of Sales | 283.7198 | 282.2691 | 280.7148 | 279.1607 | 277.6066 | 276.0526 | 274.4985 | 272.9446 | 271.3907 | 269.8369 | 268.2832 | 266.7296 | 265.176 | 263.632 | 262.1067 | 260.6099 | 259.1508 | 257.7387 | 256.3831 | 255.0935 | 253.8793 | 252.7499 | 251.7143 | 250.7825 | 249.9542 | 249.2295 | 248.608 | 248.0903 | 247.6761 | 247.3655 | 247.1582 | 247.0546 | 247.0546
F6_Industrial_Industrial - Firm_Existing_Space Heating_Natural Gas_Boiler_E5 | F6 | Industrial | Industrial - Firm | Existing | Space Heating | Natural Gas | Boiler | E5 | Utility - Value of Sales | 0 | 0 | 0 | 0 | 0 | 0 | 0 | 0 | 0 | 0 | 0 | 0 | 0 | 0 | 0 | 0 | 0 | 0 | 0 | 0 | 0 | 0 | 0 | 0 | 0 | 0 | 0 | 0 | 0 | 0 | 0 | 0 | 0
F6_Industrial_Industrial - Firm_Existing_Space Heating_Natural Gas_Boiler_E6 | F6 | Industrial | Industrial - Firm | Existing | Space Heating | Natural Gas | Boiler | E6 | Utility - Value of Sales | 0 | 0 | 0 | 0 | 0 | 0 | 0 | 0 | 0 | 0 | 0 | 0 | 0 | 0 | 0 | 0 | 0 | 0 | 0 | 0 | 0 | 0 | 0 | 0 | 0 | 0 | 0 | 0 | 0 | 0 | 0 | 0 | 0
F6_Industrial_Industrial - Firm_Existing_Space Heating_Natural Gas_Boiler_E7 | F6 | Industrial | Industrial - Firm | Existing | Space Heating | Natural Gas | Boiler | E7 | Utility - Value of Sales | 0 | 0 | 0 | 0 | 0 | 0 | 0 | 0 | 0 | 0 | 0 | 0 | 0 | 0 | 0 | 0 | 0 | 0 | 0 | 0 | 0 | 0 | 0 | 0 | 0 | 0 | 0 | 0 | 0 | 0 | 0 | 0 | 0
F6_Industrial_Industrial - Firm_Existing_Space Heating_Natural Gas_Boiler_E8 | F6 | Industrial | Industrial - Firm | Existing | Space Heating | Natural Gas | Boiler | E8 | Utility - Value of Sales | 0 | 0 | 0 | 0 | 0 | 0 | 0 | 0 | 0 | 0 | 0 | 0 | 0 | 0 | 0 | 0 | 0 | 0 | 0 | 0 | 0 | 0 | 0 | 0 | 0 | 0 | 0 | 0 | 0 | 0 | 0 | 0 | 0
F6_Industrial_Industrial - Firm_Existing_Space Heating_Natural Gas_Boiler_E9 | F6 | Industrial | Industrial - Firm | Existing | Space Heating | Natural Gas | Boiler | E9 | Utility - Value of Sales | 0 | 0 | 0 | 0 | 0 | 0 | 0 | 0 | 0 | 0 | 0 | 0 | 0 | 0 | 0 | 0 | 0 | 0 | 0 | 0 | 0 | 0 | 0 | 0 | 0 | 0 | 0 | 0 | 0 | 0 | 0 | 0 | 0
F6_Industrial_Industrial - Firm_Existing_Space Heating_Natural Gas_Boiler_E10 | F6 | Industrial | Industrial - Firm | Existing | Space Heating | Natural Gas | Boiler | E10 | Utility - Value of Sales | 0 | 0 | 0 | 0 | 0 | 0 | 0 | 0 | 0 | 0 | 0 | 0 | 0 | 0 | 0 | 0 | 0 | 0 | 0 | 0 | 0 | 0 | 0 | 0 | 0 | 0 | 0 | 0 | 0 | 0 | 0 | 0 | 0
F1_Industrial_Industrial - Firm_Existing_Space Heating_Natural Gas_Unit Heater_E1 | F1 | Industrial | Industrial - Firm | Existing | Space Heating | Natural Gas | Unit Heater | E1 | RVT - Cost of Equipment | 968.3656 | 969.4624 | 970.668 | 972.4733 | 975.0416 | 979.0749 | 981.4443 | 982.901 | 984.6057 | 986.1377 | 987.0005 | 987.4327 | 988.0291 | 988.8054 | 990.057 | 990.749 | 991.8095 | 993.5581 | 995.2952 | 997.2265 | 999.4673 | 1001.3636 | 1002.8563 | 1003.9849 | 1004.737 | 1004.9544 | 1004.5548 | 1003.7309 | 1003.0822 | 1002.7674 | 1002.997 | 1003.0853 | 1003.0853
F1_Industrial_Industrial - Firm_Existing_Space Heating_Natural Gas_Unit Heater_E2 | F1 | Industrial | Industrial - Firm | Existing | Space Heating | Natural Gas | Unit Heater | E2 | RVT - Cost of Equipment | 922.2742 | 923.3188 | 924.467 | 926.1864 | 928.6324 | 932.4738 | 934.7304 | 936.1177 | 937.7413 | 939.2004 | 940.0221 | 940.4338 | 941.0017 | 941.7411 | 942.9331 | 943.5922 | 944.6022 | 946.2676 | 947.922 | 949.7614 | 951.8955 | 953.7016 | 955.1232 | 956.1981 | 956.9144 | 957.1215 | 956.7409 | 955.9562 | 955.3383 | 955.0386 | 955.2572 | 955.3413 | 955.3413
F1_Industrial_Industrial - Firm_Existing_Space Heating_Natural Gas_Unit Heater_E3 | F1 | Industrial | Industrial - Firm | Existing | Space Heating | Natural Gas | Unit Heater | E3 | RVT - Cost of Equipment | 822.014 | 822.7397 | 823.4869 | 824.6828 | 826.4859 | 829.3802 | 831.2288 | 832.5795 | 834.1978 | 835.7558 | 836.849 | 837.5412 | 838.2315 | 838.9178 | 839.8362 | 840.2658 | 840.9353 | 842.1015 | 843.3002 | 844.6824 | 846.3294 | 847.7108 | 848.7918 | 849.6091 | 850.1538 | 850.3113 | 850.0219 | 849.4252 | 848.9554 | 848.7274 | 848.8937 | 848.9576 | 848.9576
F1_Industrial_Industrial - Firm_Existing_Space Heating_Natural Gas_Unit Heater_E4 | F1 | Industrial | Industrial - Firm | Existing | Space Heating | Natural Gas | Unit Heater | E4 | RVT - Cost of Equipment | 0 | 0 | 0 | 0 | 0 | 0 | 0 | 0 | 0 | 0 | 0 | 0 | 0 | 0 | 0 | 0 | 0 | 0 | 0 | 0 | 0 | 0 | 0 | 0 | 0 | 0 | 0 | 0 | 0 | 0 | 0 | 0 | 0
F1_Industrial_Industrial - Firm_Existing_Space Heating_Natural Gas_Unit Heater_E5 | F1 | Industrial | Industrial - Firm | Existing | Space Heating | Natural Gas | Unit Heater | E5 | RVT - Cost of Equipment | 0 | 0 | 0 | 0 | 0 | 0 | 0 | 0 | 0 | 0 | 0 | 0 | 0 | 0 | 0 | 0 | 0 | 0 | 0 | 0 | 0 | 0 | 0 | 0 | 0 | 0 | 0 | 0 | 0 | 0 | 0 | 0 | 0
F1_Industrial_Industrial - Firm_Existing_Space Heating_Natural Gas_Unit Heater_E6 | F1 | Industrial | Industrial - Firm | Existing | Space Heating | Natural Gas | Unit Heater | E6 | RVT - Cost of Equipment | 0 | 0 | 0 | 0 | 0 | 0 | 0 | 0 | 0 | 0 | 0 | 0 | 0 | 0 | 0 | 0 | 0 | 0 | 0 | 0 | 0 | 0 | 0 | 0 | 0 | 0 | 0 | 0 | 0 | 0 | 0 | 0 | 0
F1_Industrial_Industrial - Firm_Existing_Space Heating_Natural Gas_Unit Heater_E7 | F1 | Industrial | Industrial - Firm | Existing | Space Heating | Natural Gas | Unit Heater | E7 | RVT - Cost of Equipment | 0 | 0 | 0 | 0 | 0 | 0 | 0 | 0 | 0 | 0 | 0 | 0 | 0 | 0 | 0 | 0 | 0 | 0 | 0 | 0 | 0 | 0 | 0 | 0 | 0 | 0 | 0 | 0 | 0 | 0 | 0 | 0 | 0
F1_Industrial_Industrial - Firm_Existing_Space Heating_Natural Gas_Unit Heater_E8 | F1 | Industrial | Industrial - Firm | Existing | Space Heating | Natural Gas | Unit Heater | E8 | RVT - Cost of Equipment | 0 | 0 | 0 | 0 | 0 | 0 | 0 | 0 | 0 | 0 | 0 | 0 | 0 | 0 | 0 | 0 | 0 | 0 | 0 | 0 | 0 | 0 | 0 | 0 | 0 | 0 | 0 | 0 | 0 | 0 | 0 | 0 | 0
F1_Industrial_Industrial - Firm_Existing_Space Heating_Natural Gas_Unit Heater_E9 | F1 | Industrial | Industrial - Firm | Existing | Space Heating | Natural Gas | Unit Heater | E9 | RVT - Cost of Equipment | 0 | 0 | 0 | 0 | 0 | 0 | 0 | 0 | 0 | 0 | 0 | 0 | 0 | 0 | 0 | 0 | 0 | 0 | 0 | 0 | 0 | 0 | 0 | 0 | 0 | 0 | 0 | 0 | 0 | 0 | 0 | 0 | 0
F1_Industrial_Industrial - Firm_Existing_Space Heating_Natural Gas_Unit Heater_E10 | F1 | Industrial | Industrial - Firm | Existing | Space Heating | Natural Gas | Unit Heater | E10 | RVT - Cost of Equipment | 0 | 0 | 0 | 0 | 0 | 0 | 0 | 0 | 0 | 0 | 0 | 0 | 0 | 0 | 0 | 0 | 0 | 0 | 0 | 0 | 0 | 0 | 0 | 0 | 0 | 0 | 0 | 0 | 0 | 0 | 0 | 0 | 0
F2_Industrial_Industrial - Firm_Existing_Space Heating_Natural Gas_Unit Heater_E1 | F2 | Industrial | Industrial - Firm | Existing | Space Heating | Natural Gas | Unit Heater | E1 | RVT - Cost of Operation | 1160.1651 | 1161.4791 | 1162.9234 | 1165.0864 | 1168.1634 | 1172.9955 | 1175.8342 | 1177.5794 | 1179.6217 | 1181.4572 | 1182.4909 | 1183.0087 | 1183.7232 | 1184.6533 | 1186.1527 | 1186.9818 | 1188.2524 | 1190.3473 | 1192.4285 | 1194.7423 | 1197.4269 | 1199.6988 | 1201.4872 | 1202.8393 | 1203.7403 | 1204.0008 | 1203.5221 | 1202.535 | 1201.7578 | 1201.3807 | 1201.6557 | 1201.7615 | 1201.7615
F2_Industrial_Industrial - Firm_Existing_Space Heating_Natural Gas_Unit Heater_E2 | F2 | Industrial | Industrial - Firm | Existing | Space Heating | Natural Gas | Unit Heater | E2 | RVT - Cost of Operation | 1104.9446 | 1106.1961 | 1107.5716 | 1109.6316 | 1112.5621 | 1117.1643 | 1119.8678 | 1121.53 | 1123.4751 | 1125.2232 | 1126.2077 | 1126.7009 | 1127.3814 | 1128.2672 | 1129.6953 | 1130.4849 | 1131.695 | 1133.6902 | 1135.6723 | 1137.876 | 1140.4328 | 1142.5966 | 1144.2998 | 1145.5876 | 1146.4457 | 1146.6938 | 1146.2379 | 1145.2978 | 1144.5576 | 1144.1984 | 1144.4604 | 1144.5611 | 1144.5611
F2_Industrial_Industrial - Firm_Existing_Space Heating_Natural Gas_Unit Heater_E3 | F2 | Industrial | Industrial - Firm | Existing | Space Heating | Natural Gas | Unit Heater | E3 | RVT - Cost of Operation | 984.8263 | 985.6957 | 986.591 | 988.0237 | 990.1839 | 993.6515 | 995.8662 | 997.4845 | 999.4233 | 1001.2899 | 1002.5996 | 1003.4289 | 1004.256 | 1005.0782 | 1006.1784 | 1006.6932 | 1007.4953 | 1008.8925 | 1010.3286 | 1011.9846 | 1013.9578 | 1015.6127 | 1016.9078 | 1017.8871 | 1018.5396 | 1018.7283 | 1018.3816 | 1017.6667 | 1017.1038 | 1016.8307 | 1017.0299 | 1017.1065 | 1017.1065
F2_Industrial_Industrial - Firm_Existing_Space Heating_Natural Gas_Unit Heater_E4 | F2 | Industrial | Industrial - Firm | Existing | Space Heating | Natural Gas | Unit Heater | E4 | RVT - Cost of Operation | 0 | 0 | 0 | 0 | 0 | 0 | 0 | 0 | 0 | 0 | 0 | 0 | 0 | 0 | 0 | 0 | 0 | 0 | 0 | 0 | 0 | 0 | 0 | 0 | 0 | 0 | 0 | 0 | 0 | 0 | 0 | 0 | 0
F2_Industrial_Industrial - Firm_Existing_Space Heating_Natural Gas_Unit Heater_E5 | F2 | Industrial | Industrial - Firm | Existing | Space Heating | Natural Gas | Unit Heater | E5 | RVT - Cost of Operation | 0 | 0 | 0 | 0 | 0 | 0 | 0 | 0 | 0 | 0 | 0 | 0 | 0 | 0 | 0 | 0 | 0 | 0 | 0 | 0 | 0 | 0 | 0 | 0 | 0 | 0 | 0 | 0 | 0 | 0 | 0 | 0 | 0
F2_Industrial_Industrial - Firm_Existing_Space Heating_Natural Gas_Unit Heater_E6 | F2 | Industrial | Industrial - Firm | Existing | Space Heating | Natural Gas | Unit Heater | E6 | RVT - Cost of Operation | 0 | 0 | 0 | 0 | 0 | 0 | 0 | 0 | 0 | 0 | 0 | 0 | 0 | 0 | 0 | 0 | 0 | 0 | 0 | 0 | 0 | 0 | 0 | 0 | 0 | 0 | 0 | 0 | 0 | 0 | 0 | 0 | 0
F2_Industrial_Industrial - Firm_Existing_Space Heating_Natural Gas_Unit Heater_E7 | F2 | Industrial | Industrial - Firm | Existing | Space Heating | Natural Gas | Unit Heater | E7 | RVT - Cost of Operation | 0 | 0 | 0 | 0 | 0 | 0 | 0 | 0 | 0 | 0 | 0 | 0 | 0 | 0 | 0 | 0 | 0 | 0 | 0 | 0 | 0 | 0 | 0 | 0 | 0 | 0 | 0 | 0 | 0 | 0 | 0 | 0 | 0
F2_Industrial_Industrial - Firm_Existing_Space Heating_Natural Gas_Unit Heater_E8 | F2 | Industrial | Industrial - Firm | Existing | Space Heating | Natural Gas | Unit Heater | E8 | RVT - Cost of Operation | 0 | 0 | 0 | 0 | 0 | 0 | 0 | 0 | 0 | 0 | 0 | 0 | 0 | 0 | 0 | 0 | 0 | 0 | 0 | 0 | 0 | 0 | 0 | 0 | 0 | 0 | 0 | 0 | 0 | 0 | 0 | 0 | 0
F2_Industrial_Industrial - Firm_Existing_Space Heating_Natural Gas_Unit Heater_E9 | F2 | Industrial | Industrial - Firm | Existing | Space Heating | Natural Gas | Unit Heater | E9 | RVT - Cost of Operation | 0 | 0 | 0 | 0 | 0 | 0 | 0 | 0 | 0 | 0 | 0 | 0 | 0 | 0 | 0 | 0 | 0 | 0 | 0 | 0 | 0 | 0 | 0 | 0 | 0 | 0 | 0 | 0 | 0 | 0 | 0 | 0 | 0
F2_Industrial_Industrial - Firm_Existing_Space Heating_Natural Gas_Unit Heater_E10 | F2 | Industrial | Industrial - Firm | Existing | Space Heating | Natural Gas | Unit Heater | E10 | RVT - Cost of Operation | 0 | 0 | 0 | 0 | 0 | 0 | 0 | 0 | 0 | 0 | 0 | 0 | 0 | 0 | 0 | 0 | 0 | 0 | 0 | 0 | 0 | 0 | 0 | 0 | 0 | 0 | 0 | 0 | 0 | 0 | 0 | 0 | 0
F3_Industrial_Industrial - Firm_Existing_Space Heating_Natural Gas_Unit Heater_E1 | F3 | Industrial | Industrial - Firm | Existing | Space Heating | Natural Gas | Unit Heater | E1 | System - kBTUs of Consumption | 44.6384 | 44.6384 | 44.6384 | 44.6384 | 44.6384 | 44.6384 | 44.6384 | 44.6384 | 44.6384 | 44.6384 | 44.6384 | 44.6384 | 44.6384 | 44.6384 | 44.6384 | 44.6384 | 44.6384 | 44.6384 | 44.6384 | 44.6384 | 44.6384 | 44.6384 | 44.6384 | 44.6384 | 44.6384 | 44.6384 | 44.6384 | 44.6384 | 44.6384 | 44.6384 | 44.6384 | 44.6384 | 44.6384
F3_Industrial_Industrial - Firm_Existing_Space Heating_Natural Gas_Unit Heater_E2 | F3 | Industrial | Industrial - Firm | Existing | Space Heating | Natural Gas | Unit Heater | E2 | System - kBTUs of Consumption | 97.8988 | 97.8988 | 97.8988 | 97.8988 | 97.8988 | 97.8988 | 97.8988 | 97.8988 | 97.8988 | 97.8988 | 97.8988 | 97.8988 | 97.8988 | 97.8988 | 97.8988 | 97.8988 | 97.8988 | 97.8988 | 97.8988 | 97.8988 | 97.8988 | 97.8988 | 97.8988 | 97.8988 | 97.8988 | 97.8988 | 97.8988 | 97.8988 | 97.8988 | 97.8988 | 97.8988 | 97.8988 | 97.8988
F3_Industrial_Industrial - Firm_Existing_Space Heating_Natural Gas_Unit Heater_E3 | F3 | Industrial | Industrial - Firm | Existing | Space Heating | Natural Gas | Unit Heater | E3 | System - kBTUs of Consumption | 53.0614 | 53.0614 | 53.0614 | 53.0614 | 53.0614 | 53.0614 | 53.0614 | 53.0614 | 53.0614 | 53.0614 | 53.0614 | 53.0614 | 53.0614 | 53.0614 | 53.0614 | 53.0614 | 53.0614 | 53.0614 | 53.0614 | 53.0614 | 53.0614 | 53.0614 | 53.0614 | 53.0614 | 53.0614 | 53.0614 | 53.0614 | 53.0614 | 53.0614 | 53.0614 | 53.0614 | 53.0614 | 53.0614
F3_Industrial_Industrial - Firm_Existing_Space Heating_Natural Gas_Unit Heater_E4 | F3 | Industrial | Industrial - Firm | Existing | Space Heating | Natural Gas | Unit Heater | E4 | System - kBTUs of Consumption | 0 | 0 | 0 | 0 | 0 | 0 | 0 | 0 | 0 | 0 | 0 | 0 | 0 | 0 | 0 | 0 | 0 | 0 | 0 | 0 | 0 | 0 | 0 | 0 | 0 | 0 | 0 | 0 | 0 | 0 | 0 | 0 | 0
F3_Industrial_Industrial - Firm_Existing_Space Heating_Natural Gas_Unit Heater_E5 | F3 | Industrial | Industrial - Firm | Existing | Space Heating | Natural Gas | Unit Heater | E5 | System - kBTUs of Consumption | 0 | 0 | 0 | 0 | 0 | 0 | 0 | 0 | 0 | 0 | 0 | 0 | 0 | 0 | 0 | 0 | 0 | 0 | 0 | 0 | 0 | 0 | 0 | 0 | 0 | 0 | 0 | 0 | 0 | 0 | 0 | 0 | 0
F3_Industrial_Industrial - Firm_Existing_Space Heating_Natural Gas_Unit Heater_E6 | F3 | Industrial | Industrial - Firm | Existing | Space Heating | Natural Gas | Unit Heater | E6 | System - kBTUs of Consumption | 0 | 0 | 0 | 0 | 0 | 0 | 0 | 0 | 0 | 0 | 0 | 0 | 0 | 0 | 0 | 0 | 0 | 0 | 0 | 0 | 0 | 0 | 0 | 0 | 0 | 0 | 0 | 0 | 0 | 0 | 0 | 0 | 0
F3_Industrial_Industrial - Firm_Existing_Space Heating_Natural Gas_Unit Heater_E7 | F3 | Industrial | Industrial - Firm | Existing | Space Heating | Natural Gas | Unit Heater | E7 | System - kBTUs of Consumption | 0 | 0 | 0 | 0 | 0 | 0 | 0 | 0 | 0 | 0 | 0 | 0 | 0 | 0 | 0 | 0 | 0 | 0 | 0 | 0 | 0 | 0 | 0 | 0 | 0 | 0 | 0 | 0 | 0 | 0 | 0 | 0 | 0
F3_Industrial_Industrial - Firm_Existing_Space Heating_Natural Gas_Unit Heater_E8 | F3 | Industrial | Industrial - Firm | Existing | Space Heating | Natural Gas | Unit Heater | E8 | System - kBTUs of Consumption | 0 | 0 | 0 | 0 | 0 | 0 | 0 | 0 | 0 | 0 | 0 | 0 | 0 | 0 | 0 | 0 | 0 | 0 | 0 | 0 | 0 | 0 | 0 | 0 | 0 | 0 | 0 | 0 | 0 | 0 | 0 | 0 | 0
F3_Industrial_Industrial - Firm_Existing_Space Heating_Natural Gas_Unit Heater_E9 | F3 | Industrial | Industrial - Firm | Existing | Space Heating | Natural Gas | Unit Heater | E9 | System - kBTUs of Consumption | 0 | 0 | 0 | 0 | 0 | 0 | 0 | 0 | 0 | 0 | 0 | 0 | 0 | 0 | 0 | 0 | 0 | 0 | 0 | 0 | 0 | 0 | 0 | 0 | 0 | 0 | 0 | 0 | 0 | 0 | 0 | 0 | 0
F3_Industrial_Industrial - Firm_Existing_Space Heating_Natural Gas_Unit Heater_E10 | F3 | Industrial | Industrial - Firm | Existing | Space Heating | Natural Gas | Unit Heater | E10 | System - kBTUs of Consumption | 0 | 0 | 0 | 0 | 0 | 0 | 0 | 0 | 0 | 0 | 0 | 0 | 0 | 0 | 0 | 0 | 0 | 0 | 0 | 0 | 0 | 0 | 0 | 0 | 0 | 0 | 0 | 0 | 0 | 0 | 0 | 0 | 0
F4_Industrial_Industrial - Firm_Existing_Space Heating_Natural Gas_Unit Heater_E1 | F4 | Industrial | Industrial - Firm | Existing | Space Heating | Natural Gas | Unit Heater | E1 | Utility - Cost of Equipment | 1160.1651 | 1161.4791 | 1162.9234 | 1165.0864 | 1168.1634 | 1172.9955 | 1175.8342 | 1177.5794 | 1179.6217 | 1181.4572 | 1182.4909 | 1183.0087 | 1183.7232 | 1184.6533 | 1186.1527 | 1186.9818 | 1188.2524 | 1190.3473 | 1192.4285 | 1194.7423 | 1197.4269 | 1199.6988 | 1201.4872 | 1202.8393 | 1203.7403 | 1204.0008 | 1203.5221 | 1202.535 | 1201.7578 | 1201.3807 | 1201.6557 | 1201.7615 | 1201.7615
F4_Industrial_Industrial - Firm_Existing_Space Heating_Natural Gas_Unit Heater_E2 | F4 | Industrial | Industrial - Firm | Existing | Space Heating | Natural Gas | Unit Heater | E2 | Utility - Cost of Equipment | 1104.9446 | 1106.1961 | 1107.5716 | 1109.6316 | 1112.5621 | 1117.1643 | 1119.8678 | 1121.53 | 1123.4751 | 1125.2232 | 1126.2077 | 1126.7009 | 1127.3814 | 1128.2672 | 1129.6953 | 1130.4849 | 1131.695 | 1133.6902 | 1135.6723 | 1137.876 | 1140.4328 | 1142.5966 | 1144.2998 | 1145.5876 | 1146.4457 | 1146.6938 | 1146.2379 | 1145.2978 | 1144.5576 | 1144.1984 | 1144.4604 | 1144.5611 | 1144.5611
F4_Industrial_Industrial - Firm_Existing_Space Heating_Natural Gas_Unit Heater_E3 | F4 | Industrial | Industrial - Firm | Existing | Space Heating | Natural Gas | Unit Heater | E3 | Utility - Cost of Equipment | 984.8263 | 985.6957 | 986.591 | 988.0237 | 990.1839 | 993.6515 | 995.8662 | 997.4845 | 999.4233 | 1001.2899 | 1002.5996 | 1003.4289 | 1004.256 | 1005.0782 | 1006.1784 | 1006.6932 | 1007.4953 | 1008.8925 | 1010.3286 | 1011.9846 | 1013.9578 | 1015.6127 | 1016.9078 | 1017.8871 | 1018.5396 | 1018.7283 | 1018.3816 | 1017.6667 | 1017.1038 | 1016.8307 | 1017.0299 | 1017.1065 | 1017.1065
F4_Industrial_Industrial - Firm_Existing_Space Heating_Natural Gas_Unit Heater_E4 | F4 | Industrial | Industrial - Firm | Existing | Space Heating | Natural Gas | Unit Heater | E4 | Utility - Cost of Equipment | 0 | 0 | 0 | 0 | 0 | 0 | 0 | 0 | 0 | 0 | 0 | 0 | 0 | 0 | 0 | 0 | 0 | 0 | 0 | 0 | 0 | 0 | 0 | 0 | 0 | 0 | 0 | 0 | 0 | 0 | 0 | 0 | 0
F4_Industrial_Industrial - Firm_Existing_Space Heating_Natural Gas_Unit Heater_E5 | F4 | Industrial | Industrial - Firm | Existing | Space Heating | Natural Gas | Unit Heater | E5 | Utility - Cost of Equipment | 0 | 0 | 0 | 0 | 0 | 0 | 0 | 0 | 0 | 0 | 0 | 0 | 0 | 0 | 0 | 0 | 0 | 0 | 0 | 0 | 0 | 0 | 0 | 0 | 0 | 0 | 0 | 0 | 0 | 0 | 0 | 0 | 0
F4_Industrial_Industrial - Firm_Existing_Space Heating_Natural Gas_Unit Heater_E6 | F4 | Industrial | Industrial - Firm | Existing | Space Heating | Natural Gas | Unit Heater | E6 | Utility - Cost of Equipment | 0 | 0 | 0 | 0 | 0 | 0 | 0 | 0 | 0 | 0 | 0 | 0 | 0 | 0 | 0 | 0 | 0 | 0 | 0 | 0 | 0 | 0 | 0 | 0 | 0 | 0 | 0 | 0 | 0 | 0 | 0 | 0 | 0
F4_Industrial_Industrial - Firm_Existing_Space Heating_Natural Gas_Unit Heater_E7 | F4 | Industrial | Industrial - Firm | Existing | Space Heating | Natural Gas | Unit Heater | E7 | Utility - Cost of Equipment | 0 | 0 | 0 | 0 | 0 | 0 | 0 | 0 | 0 | 0 | 0 | 0 | 0 | 0 | 0 | 0 | 0 | 0 | 0 | 0 | 0 | 0 | 0 | 0 | 0 | 0 | 0 | 0 | 0 | 0 | 0 | 0 | 0
F4_Industrial_Industrial - Firm_Existing_Space Heating_Natural Gas_Unit Heater_E8 | F4 | Industrial | Industrial - Firm | Existing | Space Heating | Natural Gas | Unit Heater | E8 | Utility - Cost of Equipment | 0 | 0 | 0 | 0 | 0 | 0 | 0 | 0 | 0 | 0 | 0 | 0 | 0 | 0 | 0 | 0 | 0 | 0 | 0 | 0 | 0 | 0 | 0 | 0 | 0 | 0 | 0 | 0 | 0 | 0 | 0 | 0 | 0
F4_Industrial_Industrial - Firm_Existing_Space Heating_Natural Gas_Unit Heater_E9 | F4 | Industrial | Industrial - Firm | Existing | Space Heating | Natural Gas | Unit Heater | E9 | Utility - Cost of Equipment | 0 | 0 | 0 | 0 | 0 | 0 | 0 | 0 | 0 | 0 | 0 | 0 | 0 | 0 | 0 | 0 | 0 | 0 | 0 | 0 | 0 | 0 | 0 | 0 | 0 | 0 | 0 | 0 | 0 | 0 | 0 | 0 | 0
F4_Industrial_Industrial - Firm_Existing_Space Heating_Natural Gas_Unit Heater_E10 | F4 | Industrial | Industrial - Firm | Existing | Space Heating | Natural Gas | Unit Heater | E10 | Utility - Cost of Equipment | 0 | 0 | 0 | 0 | 0 | 0 | 0 | 0 | 0 | 0 | 0 | 0 | 0 | 0 | 0 | 0 | 0 | 0 | 0 | 0 | 0 | 0 | 0 | 0 | 0 | 0 | 0 | 0 | 0 | 0 | 0 | 0 | 0
F5_Industrial_Industrial - Firm_Existing_Space Heating_Natural Gas_Unit Heater_E1 | F5 | Industrial | Industrial - Firm | Existing | Space Heating | Natural Gas | Unit Heater | E1 | Utility - Cost of Operation | 44.6384 | 44.6384 | 44.6384 | 44.6384 | 44.6384 | 44.6384 | 44.6384 | 44.6384 | 44.6384 | 44.6384 | 44.6384 | 44.6384 | 44.6384 | 44.6384 | 44.6384 | 44.6384 | 44.6384 | 44.6384 | 44.6384 | 44.6384 | 44.6384 | 44.6384 | 44.6384 | 44.6384 | 44.6384 | 44.6384 | 44.6384 | 44.6384 | 44.6384 | 44.6384 | 44.6384 | 44.6384 | 44.6384
F5_Industrial_Industrial - Firm_Existing_Space Heating_Natural Gas_Unit Heater_E2 | F5 | Industrial | Industrial - Firm | Existing | Space Heating | Natural Gas | Unit Heater | E2 | Utility - Cost of Operation | 97.8988 | 97.8988 | 97.8988 | 97.8988 | 97.8988 | 97.8988 | 97.8988 | 97.8988 | 97.8988 | 97.8988 | 97.8988 | 97.8988 | 97.8988 | 97.8988 | 97.8988 | 97.8988 | 97.8988 | 97.8988 | 97.8988 | 97.8988 | 97.8988 | 97.8988 | 97.8988 | 97.8988 | 97.8988 | 97.8988 | 97.8988 | 97.8988 | 97.8988 | 97.8988 | 97.8988 | 97.8988 | 97.8988
F5_Industrial_Industrial - Firm_Existing_Space Heating_Natural Gas_Unit Heater_E3 | F5 | Industrial | Industrial - Firm | Existing | Space Heating | Natural Gas | Unit Heater | E3 | Utility - Cost of Operation | 53.0614 | 53.0614 | 53.0614 | 53.0614 | 53.0614 | 53.0614 | 53.0614 | 53.0614 | 53.0614 | 53.0614 | 53.0614 | 53.0614 | 53.0614 | 53.0614 | 53.0614 | 53.0614 | 53.0614 | 53.0614 | 53.0614 | 53.0614 | 53.0614 | 53.0614 | 53.0614 | 53.0614 | 53.0614 | 53.0614 | 53.0614 | 53.0614 | 53.0614 | 53.0614 | 53.0614 | 53.0614 | 53.0614
F5_Industrial_Industrial - Firm_Existing_Space Heating_Natural Gas_Unit Heater_E4 | F5 | Industrial | Industrial - Firm | Existing | Space Heating | Natural Gas | Unit Heater | E4 | Utility - Cost of Operation | 0 | 0 | 0 | 0 | 0 | 0 | 0 | 0 | 0 | 0 | 0 | 0 | 0 | 0 | 0 | 0 | 0 | 0 | 0 | 0 | 0 | 0 | 0 | 0 | 0 | 0 | 0 | 0 | 0 | 0 | 0 | 0 | 0
F5_Industrial_Industrial - Firm_Existing_Space Heating_Natural Gas_Unit Heater_E5 | F5 | Industrial | Industrial - Firm | Existing | Space Heating | Natural Gas | Unit Heater | E5 | Utility - Cost of Operation | 0 | 0 | 0 | 0 | 0 | 0 | 0 | 0 | 0 | 0 | 0 | 0 | 0 | 0 | 0 | 0 | 0 | 0 | 0 | 0 | 0 | 0 | 0 | 0 | 0 | 0 | 0 | 0 | 0 | 0 | 0 | 0 | 0
F5_Industrial_Industrial - Firm_Existing_Space Heating_Natural Gas_Unit Heater_E6 | F5 | Industrial | Industrial - Firm | Existing | Space Heating | Natural Gas | Unit Heater | E6 | Utility - Cost of Operation | 0 | 0 | 0 | 0 | 0 | 0 | 0 | 0 | 0 | 0 | 0 | 0 | 0 | 0 | 0 | 0 | 0 | 0 | 0 | 0 | 0 | 0 | 0 | 0 | 0 | 0 | 0 | 0 | 0 | 0 | 0 | 0 | 0
F5_Industrial_Industrial - Firm_Existing_Space Heating_Natural Gas_Unit Heater_E7 | F5 | Industrial | Industrial - Firm | Existing | Space Heating | Natural Gas | Unit Heater | E7 | Utility - Cost of Operation | 0 | 0 | 0 | 0 | 0 | 0 | 0 | 0 | 0 | 0 | 0 | 0 | 0 | 0 | 0 | 0 | 0 | 0 | 0 | 0 | 0 | 0 | 0 | 0 | 0 | 0 | 0 | 0 | 0 | 0 | 0 | 0 | 0
F5_Industrial_Industrial - Firm_Existing_Space Heating_Natural Gas_Unit Heater_E8 | F5 | Industrial | Industrial - Firm | Existing | Space Heating | Natural Gas | Unit Heater | E8 | Utility - Cost of Operation | 0 | 0 | 0 | 0 | 0 | 0 | 0 | 0 | 0 | 0 | 0 | 0 | 0 | 0 | 0 | 0 | 0 | 0 | 0 | 0 | 0 | 0 | 0 | 0 | 0 | 0 | 0 | 0 | 0 | 0 | 0 | 0 | 0
F5_Industrial_Industrial - Firm_Existing_Space Heating_Natural Gas_Unit Heater_E9 | F5 | Industrial | Industrial - Firm | Existing | Space Heating | Natural Gas | Unit Heater | E9 | Utility - Cost of Operation | 0 | 0 | 0 | 0 | 0 | 0 | 0 | 0 | 0 | 0 | 0 | 0 | 0 | 0 | 0 | 0 | 0 | 0 | 0 | 0 | 0 | 0 | 0 | 0 | 0 | 0 | 0 | 0 | 0 | 0 | 0 | 0 | 0
F5_Industrial_Industrial - Firm_Existing_Space Heating_Natural Gas_Unit Heater_E10 | F5 | Industrial | Industrial - Firm | Existing | Space Heating | Natural Gas | Unit Heater | E10 | Utility - Cost of Operation | 0 | 0 | 0 | 0 | 0 | 0 | 0 | 0 | 0 | 0 | 0 | 0 | 0 | 0 | 0 | 0 | 0 | 0 | 0 | 0 | 0 | 0 | 0 | 0 | 0 | 0 | 0 | 0 | 0 | 0 | 0 | 0 | 0
F6_Industrial_Industrial - Firm_Existing_Space Heating_Natural Gas_Unit Heater_E1 | F6 | Industrial | Industrial - Firm | Existing | Space Heating | Natural Gas | Unit Heater | E1 | Utility - Value of Sales | 527.5886 | 524.9639 | 522.1006 | 519.2376 | 516.3747 | 513.5119 | 510.6489 | 507.7862 | 504.9236 | 502.0611 | 499.1986 | 496.3364 | 493.4746 | 490.6128 | 487.751 | 484.8897 | 482.0285 | 479.1674 | 476.3061 | 473.4929 | 470.7752 | 468.2006 | 465.8161 | 463.6706 | 461.7634 | 460.0946 | 458.6637 | 457.4717 | 456.518 | 455.8026 | 455.3254 | 455.087 | 455.087
F6_Industrial_Industrial - Firm_Existing_Space Heating_Natural Gas_Unit Heater_E2 | F6 | Industrial | Industrial - Firm | Existing | Space Heating | Natural Gas | Unit Heater | E2 | Utility - Value of Sales | 502.4769 | 499.9771 | 497.2501 | 494.5234 | 491.7968 | 489.0702 | 486.3435 | 483.617 | 480.8907 | 478.1645 | 475.4382 | 472.7122 | 469.9866 | 467.2611 | 464.5355 | 461.8103 | 459.0853 | 456.3604 | 453.6353 | 450.956 | 448.3676 | 445.9156 | 443.6446 | 441.6012 | 439.7847 | 438.1954 | 436.8327 | 435.6974 | 434.789 | 434.1077 | 433.6533 | 433.4261 | 433.4261
F6_Industrial_Industrial - Firm_Existing_Space Heating_Natural Gas_Unit Heater_E3 | F6 | Industrial | Industrial - Firm | Existing | Space Heating | Natural Gas | Unit Heater | E3 | Utility - Value of Sales | 444.5025 | 442.2311 | 439.7974 | 437.3641 | 434.9307 | 432.4975 | 430.0641 | 427.6311 | 425.1982 | 422.7653 | 420.3325 | 417.9 | 415.4676 | 413.0352 | 410.6209 | 408.2429 | 405.9189 | 403.6671 | 401.5052 | 399.4517 | 397.5243 | 395.7412 | 394.1198 | 392.6608 | 391.3639 | 390.2291 | 389.2561 | 388.4455 | 387.797 | 387.3106 | 386.9861 | 386.8239 | 386.8239
F6_Industrial_Industrial - Firm_Existing_Space Heating_Natural Gas_Unit Heater_E4 | F6 | Industrial | Industrial - Firm | Existing | Space Heating | Natural Gas | Unit Heater | E4 | Utility - Value of Sales | 0 | 0 | 0 | 0 | 0 | 0 | 0 | 0 | 0 | 0 | 0 | 0 | 0 | 0 | 0 | 0 | 0 | 0 | 0 | 0 | 0 | 0 | 0 | 0 | 0 | 0 | 0 | 0 | 0 | 0 | 0 | 0 | 0
F6_Industrial_Industrial - Firm_Existing_Space Heating_Natural Gas_Unit Heater_E5 | F6 | Industrial | Industrial - Firm | Existing | Space Heating | Natural Gas | Unit Heater | E5 | Utility - Value of Sales | 0 | 0 | 0 | 0 | 0 | 0 | 0 | 0 | 0 | 0 | 0 | 0 | 0 | 0 | 0 | 0 | 0 | 0 | 0 | 0 | 0 | 0 | 0 | 0 | 0 | 0 | 0 | 0 | 0 | 0 | 0 | 0 | 0
F6_Industrial_Industrial - Firm_Existing_Space Heating_Natural Gas_Unit Heater_E6 | F6 | Industrial | Industrial - Firm | Existing | Space Heating | Natural Gas | Unit Heater | E6 | Utility - Value of Sales | 0 | 0 | 0 | 0 | 0 | 0 | 0 | 0 | 0 | 0 | 0 | 0 | 0 | 0 | 0 | 0 | 0 | 0 | 0 | 0 | 0 | 0 | 0 | 0 | 0 | 0 | 0 | 0 | 0 | 0 | 0 | 0 | 0
F6_Industrial_Industrial - Firm_Existing_Space Heating_Natural Gas_Unit Heater_E7 | F6 | Industrial | Industrial - Firm | Existing | Space Heating | Natural Gas | Unit Heater | E7 | Utility - Value of Sales | 0 | 0 | 0 | 0 | 0 | 0 | 0 | 0 | 0 | 0 | 0 | 0 | 0 | 0 | 0 | 0 | 0 | 0 | 0 | 0 | 0 | 0 | 0 | 0 | 0 | 0 | 0 | 0 | 0 | 0 | 0 | 0 | 0
F6_Industrial_Industrial - Firm_Existing_Space Heating_Natural Gas_Unit Heater_E8 | F6 | Industrial | Industrial - Firm | Existing | Space Heating | Natural Gas | Unit Heater | E8 | Utility - Value of Sales | 0 | 0 | 0 | 0 | 0 | 0 | 0 | 0 | 0 | 0 | 0 | 0 | 0 | 0 | 0 | 0 | 0 | 0 | 0 | 0 | 0 | 0 | 0 | 0 | 0 | 0 | 0 | 0 | 0 | 0 | 0 | 0 | 0
F6_Industrial_Industrial - Firm_Existing_Space Heating_Natural Gas_Unit Heater_E9 | F6 | Industrial | Industrial - Firm | Existing | Space Heating | Natural Gas | Unit Heater | E9 | Utility - Value of Sales | 0 | 0 | 0 | 0 | 0 | 0 | 0 | 0 | 0 | 0 | 0 | 0 | 0 | 0 | 0 | 0 | 0 | 0 | 0 | 0 | 0 | 0 | 0 | 0 | 0 | 0 | 0 | 0 | 0 | 0 | 0 | 0 | 0
F6_Industrial_Industrial - Firm_Existing_Space Heating_Natural Gas_Unit Heater_E10 | F6 | Industrial | Industrial - Firm | Existing | Space Heating | Natural Gas | Unit Heater | E10 | Utility - Value of Sales | 0 | 0 | 0 | 0 | 0 | 0 | 0 | 0 | 0 | 0 | 0 | 0 | 0 | 0 | 0 | 0 | 0 | 0 | 0 | 0 | 0 | 0 | 0 | 0 | 0 | 0 | 0 | 0 | 0 | 0 | 0 | 0 | 0
F1_Industrial_Industrial - Firm_Existing_Process_Natural Gas_Process Heating_E1 | F1 | Industrial | Industrial - Firm | Existing | Process | Natural Gas | Process Heating | E1 | RVT - Cost of Equipment | 1518.0421 | 1524.6417 | 1535.1152 | 1551.16 | 1576.6086 | 1611.7573 | 1637.7543 | 1663.5145 | 1690.8535 | 1719.6667 | 1744.249 | 1762.2362 | 1777.7304 | 1792.655 | 1809.9622 | 1824.9424 | 1842.9788 | 1865.1601 | 1892.132 | 1923.5529 | 1958.529 | 1992.6057 | 2024.4184 | 2054.2481 | 2081.9441 | 2106.9377 | 2123.922 | 2136.8821 | 2149.1098 | 2160.7832 | 2173.0325 | 2178.4497 | 2178.4497
F1_Industrial_Industrial - Firm_Existing_Process_Natural Gas_Process Heating_E2 | F1 | Industrial | Industrial - Firm | Existing | Process | Natural Gas | Process Heating | E2 | RVT - Cost of Equipment | 0 | 0 | 0 | 0 | 0 | 0 | 0 | 0 | 0 | 0 | 0 | 0 | 0 | 0 | 0 | 0 | 0 | 0 | 0 | 0 | 0 | 0 | 0 | 0 | 0 | 0 | 0 | 0 | 0 | 0 | 0 | 0 | 0
F1_Industrial_Industrial - Firm_Existing_Process_Natural Gas_Process Heating_E3 | F1 | Industrial | Industrial - Firm | Existing | Process | Natural Gas | Process Heating | E3 | RVT - Cost of Equipment | 0 | 0 | 0 | 0 | 0 | 0 | 0 | 0 | 0 | 0 | 0 | 0 | 0 | 0 | 0 | 0 | 0 | 0 | 0 | 0 | 0 | 0 | 0 | 0 | 0 | 0 | 0 | 0 | 0 | 0 | 0 | 0 | 0
F1_Industrial_Industrial - Firm_Existing_Process_Natural Gas_Process Heating_E4 | F1 | Industrial | Industrial - Firm | Existing | Process | Natural Gas | Process Heating | E4 | RVT - Cost of Equipment | 0 | 0 | 0 | 0 | 0 | 0 | 0 | 0 | 0 | 0 | 0 | 0 | 0 | 0 | 0 | 0 | 0 | 0 | 0 | 0 | 0 | 0 | 0 | 0 | 0 | 0 | 0 | 0 | 0 | 0 | 0 | 0 | 0
F1_Industrial_Industrial - Firm_Existing_Process_Natural Gas_Process Heating_E5 | F1 | Industrial | Industrial - Firm | Existing | Process | Natural Gas | Process Heating | E5 | RVT - Cost of Equipment | 0 | 0 | 0 | 0 | 0 | 0 | 0 | 0 | 0 | 0 | 0 | 0 | 0 | 0 | 0 | 0 | 0 | 0 | 0 | 0 | 0 | 0 | 0 | 0 | 0 | 0 | 0 | 0 | 0 | 0 | 0 | 0 | 0
F1_Industrial_Industrial - Firm_Existing_Process_Natural Gas_Process Heating_E6 | F1 | Industrial | Industrial - Firm | Existing | Process | Natural Gas | Process Heating | E6 | RVT - Cost of Equipment | 0 | 0 | 0 | 0 | 0 | 0 | 0 | 0 | 0 | 0 | 0 | 0 | 0 | 0 | 0 | 0 | 0 | 0 | 0 | 0 | 0 | 0 | 0 | 0 | 0 | 0 | 0 | 0 | 0 | 0 | 0 | 0 | 0
F1_Industrial_Industrial - Firm_Existing_Process_Natural Gas_Process Heating_E7 | F1 | Industrial | Industrial - Firm | Existing | Process | Natural Gas | Process Heating | E7 | RVT - Cost of Equipment | 0 | 0 | 0 | 0 | 0 | 0 | 0 | 0 | 0 | 0 | 0 | 0 | 0 | 0 | 0 | 0 | 0 | 0 | 0 | 0 | 0 | 0 | 0 | 0 | 0 | 0 | 0 | 0 | 0 | 0 | 0 | 0 | 0
F1_Industrial_Industrial - Firm_Existing_Process_Natural Gas_Process Heating_E8 | F1 | Industrial | Industrial - Firm | Existing | Process | Natural Gas | Process Heating | E8 | RVT - Cost of Equipment | 0 | 0 | 0 | 0 | 0 | 0 | 0 | 0 | 0 | 0 | 0 | 0 | 0 | 0 | 0 | 0 | 0 | 0 | 0 | 0 | 0 | 0 | 0 | 0 | 0 | 0 | 0 | 0 | 0 | 0 | 0 | 0 | 0
F1_Industrial_Industrial - Firm_Existing_Process_Natural Gas_Process Heating_E9 | F1 | Industrial | Industrial - Firm | Existing | Process | Natural Gas | Process Heating | E9 | RVT - Cost of Equipment | 0 | 0 | 0 | 0 | 0 | 0 | 0 | 0 | 0 | 0 | 0 | 0 | 0 | 0 | 0 | 0 | 0 | 0 | 0 | 0 | 0 | 0 | 0 | 0 | 0 | 0 | 0 | 0 | 0 | 0 | 0 | 0 | 0
F1_Industrial_Industrial - Firm_Existing_Process_Natural Gas_Process Heating_E10 | F1 | Industrial | Industrial - Firm | Existing | Process | Natural Gas | Process Heating | E10 | RVT - Cost of Equipment | 0 | 0 | 0 | 0 | 0 | 0 | 0 | 0 | 0 | 0 | 0 | 0 | 0 | 0 | 0 | 0 | 0 | 0 | 0 | 0 | 0 | 0 | 0 | 0 | 0 | 0 | 0 | 0 | 0 | 0 | 0 | 0 | 0
F2_Industrial_Industrial - Firm_Existing_Process_Natural Gas_Process Heating_E1 | F2 | Industrial | Industrial - Firm | Existing | Process | Natural Gas | Process Heating | E1 | RVT - Cost of Operation | 1818.7133 | 1826.62 | 1839.168 | 1858.3907 | 1888.8798 | 1930.9903 | 1962.1363 | 1992.9987 | 2025.7527 | 2060.2727 | 2089.7238 | 2111.2737 | 2129.8368 | 2147.7174 | 2168.4526 | 2186.3998 | 2208.0087 | 2234.5833 | 2266.8973 | 2304.5417 | 2346.4453 | 2387.2714 | 2425.3851 | 2461.1231 | 2494.3046 | 2524.2486 | 2544.5968 | 2560.1239 | 2574.7735 | 2588.759 | 2603.4344 | 2609.9246 | 2609.9246
F2_Industrial_Industrial - Firm_Existing_Process_Natural Gas_Process Heating_E2 | F2 | Industrial | Industrial - Firm | Existing | Process | Natural Gas | Process Heating | E2 | RVT - Cost of Operation | 0 | 0 | 0 | 0 | 0 | 0 | 0 | 0 | 0 | 0 | 0 | 0 | 0 | 0 | 0 | 0 | 0 | 0 | 0 | 0 | 0 | 0 | 0 | 0 | 0 | 0 | 0 | 0 | 0 | 0 | 0 | 0 | 0
F2_Industrial_Industrial - Firm_Existing_Process_Natural Gas_Process Heating_E3 | F2 | Industrial | Industrial - Firm | Existing | Process | Natural Gas | Process Heating | E3 | RVT - Cost of Operation | 0 | 0 | 0 | 0 | 0 | 0 | 0 | 0 | 0 | 0 | 0 | 0 | 0 | 0 | 0 | 0 | 0 | 0 | 0 | 0 | 0 | 0 | 0 | 0 | 0 | 0 | 0 | 0 | 0 | 0 | 0 | 0 | 0
F2_Industrial_Industrial - Firm_Existing_Process_Natural Gas_Process Heating_E4 | F2 | Industrial | Industrial - Firm | Existing | Process | Natural Gas | Process Heating | E4 | RVT - Cost of Operation | 0 | 0 | 0 | 0 | 0 | 0 | 0 | 0 | 0 | 0 | 0 | 0 | 0 | 0 | 0 | 0 | 0 | 0 | 0 | 0 | 0 | 0 | 0 | 0 | 0 | 0 | 0 | 0 | 0 | 0 | 0 | 0 | 0
F2_Industrial_Industrial - Firm_Existing_Process_Natural Gas_Process Heating_E5 | F2 | Industrial | Industrial - Firm | Existing | Process | Natural Gas | Process Heating | E5 | RVT - Cost of Operation | 0 | 0 | 0 | 0 | 0 | 0 | 0 | 0 | 0 | 0 | 0 | 0 | 0 | 0 | 0 | 0 | 0 | 0 | 0 | 0 | 0 | 0 | 0 | 0 | 0 | 0 | 0 | 0 | 0 | 0 | 0 | 0 | 0
F2_Industrial_Industrial - Firm_Existing_Process_Natural Gas_Process Heating_E6 | F2 | Industrial | Industrial - Firm | Existing | Process | Natural Gas | Process Heating | E6 | RVT - Cost of Operation | 0 | 0 | 0 | 0 | 0 | 0 | 0 | 0 | 0 | 0 | 0 | 0 | 0 | 0 | 0 | 0 | 0 | 0 | 0 | 0 | 0 | 0 | 0 | 0 | 0 | 0 | 0 | 0 | 0 | 0 | 0 | 0 | 0
F2_Industrial_Industrial - Firm_Existing_Process_Natural Gas_Process Heating_E7 | F2 | Industrial | Industrial - Firm | Existing | Process | Natural Gas | Process Heating | E7 | RVT - Cost of Operation | 0 | 0 | 0 | 0 | 0 | 0 | 0 | 0 | 0 | 0 | 0 | 0 | 0 | 0 | 0 | 0 | 0 | 0 | 0 | 0 | 0 | 0 | 0 | 0 | 0 | 0 | 0 | 0 | 0 | 0 | 0 | 0 | 0
F2_Industrial_Industrial - Firm_Existing_Process_Natural Gas_Process Heating_E8 | F2 | Industrial | Industrial - Firm | Existing | Process | Natural Gas | Process Heating | E8 | RVT - Cost of Operation | 0 | 0 | 0 | 0 | 0 | 0 | 0 | 0 | 0 | 0 | 0 | 0 | 0 | 0 | 0 | 0 | 0 | 0 | 0 | 0 | 0 | 0 | 0 | 0 | 0 | 0 | 0 | 0 | 0 | 0 | 0 | 0 | 0
F2_Industrial_Industrial - Firm_Existing_Process_Natural Gas_Process Heating_E9 | F2 | Industrial | Industrial - Firm | Existing | Process | Natural Gas | Process Heating | E9 | RVT - Cost of Operation | 0 | 0 | 0 | 0 | 0 | 0 | 0 | 0 | 0 | 0 | 0 | 0 | 0 | 0 | 0 | 0 | 0 | 0 | 0 | 0 | 0 | 0 | 0 | 0 | 0 | 0 | 0 | 0 | 0 | 0 | 0 | 0 | 0
F2_Industrial_Industrial - Firm_Existing_Process_Natural Gas_Process Heating_E10 | F2 | Industrial | Industrial - Firm | Existing | Process | Natural Gas | Process Heating | E10 | RVT - Cost of Operation | 0 | 0 | 0 | 0 | 0 | 0 | 0 | 0 | 0 | 0 | 0 | 0 | 0 | 0 | 0 | 0 | 0 | 0 | 0 | 0 | 0 | 0 | 0 | 0 | 0 | 0 | 0 | 0 | 0 | 0 | 0 | 0 | 0
F3_Industrial_Industrial - Firm_Existing_Process_Natural Gas_Process Heating_E1 | F3 | Industrial | Industrial - Firm | Existing | Process | Natural Gas | Process Heating | E1 | System - kBTUs of Consumption | 413.7822 | 413.7822 | 413.7822 | 413.7822 | 413.7822 | 413.7822 | 413.7822 | 413.7822 | 413.7822 | 413.7822 | 413.7822 | 413.7822 | 413.7822 | 413.7822 | 413.7822 | 413.7822 | 413.7822 | 413.7822 | 413.7822 | 413.7822 | 413.7822 | 413.7822 | 413.7822 | 413.7822 | 413.7822 | 413.7822 | 413.7822 | 413.7822 | 413.7822 | 413.7822 | 413.7822 | 413.7822 | 413.7822
F3_Industrial_Industrial - Firm_Existing_Process_Natural Gas_Process Heating_E2 | F3 | Industrial | Industrial - Firm | Existing | Process | Natural Gas | Process Heating | E2 | System - kBTUs of Consumption | 0 | 0 | 0 | 0 | 0 | 0 | 0 | 0 | 0 | 0 | 0 | 0 | 0 | 0 | 0 | 0 | 0 | 0 | 0 | 0 | 0 | 0 | 0 | 0 | 0 | 0 | 0 | 0 | 0 | 0 | 0 | 0 | 0
F3_Industrial_Industrial - Firm_Existing_Process_Natural Gas_Process Heating_E3 | F3 | Industrial | Industrial - Firm | Existing | Process | Natural Gas | Process Heating | E3 | System - kBTUs of Consumption | 0 | 0 | 0 | 0 | 0 | 0 | 0 | 0 | 0 | 0 | 0 | 0 | 0 | 0 | 0 | 0 | 0 | 0 | 0 | 0 | 0 | 0 | 0 | 0 | 0 | 0 | 0 | 0 | 0 | 0 | 0 | 0 | 0
F3_Industrial_Industrial - Firm_Existing_Process_Natural Gas_Process Heating_E4 | F3 | Industrial | Industrial - Firm | Existing | Process | Natural Gas | Process Heating | E4 | System - kBTUs of Consumption | 0 | 0 | 0 | 0 | 0 | 0 | 0 | 0 | 0 | 0 | 0 | 0 | 0 | 0 | 0 | 0 | 0 | 0 | 0 | 0 | 0 | 0 | 0 | 0 | 0 | 0 | 0 | 0 | 0 | 0 | 0 | 0 | 0
F3_Industrial_Industrial - Firm_Existing_Process_Natural Gas_Process Heating_E5 | F3 | Industrial | Industrial - Firm | Existing | Process | Natural Gas | Process Heating | E5 | System - kBTUs of Consumption | 0 | 0 | 0 | 0 | 0 | 0 | 0 | 0 | 0 | 0 | 0 | 0 | 0 | 0 | 0 | 0 | 0 | 0 | 0 | 0 | 0 | 0 | 0 | 0 | 0 | 0 | 0 | 0 | 0 | 0 | 0 | 0 | 0
F3_Industrial_Industrial - Firm_Existing_Process_Natural Gas_Process Heating_E6 | F3 | Industrial | Industrial - Firm | Existing | Process | Natural Gas | Process Heating | E6 | System - kBTUs of Consumption | 0 | 0 | 0 | 0 | 0 | 0 | 0 | 0 | 0 | 0 | 0 | 0 | 0 | 0 | 0 | 0 | 0 | 0 | 0 | 0 | 0 | 0 | 0 | 0 | 0 | 0 | 0 | 0 | 0 | 0 | 0 | 0 | 0
F3_Industrial_Industrial - Firm_Existing_Process_Natural Gas_Process Heating_E7 | F3 | Industrial | Industrial - Firm | Existing | Process | Natural Gas | Process Heating | E7 | System - kBTUs of Consumption | 0 | 0 | 0 | 0 | 0 | 0 | 0 | 0 | 0 | 0 | 0 | 0 | 0 | 0 | 0 | 0 | 0 | 0 | 0 | 0 | 0 | 0 | 0 | 0 | 0 | 0 | 0 | 0 | 0 | 0 | 0 | 0 | 0
F3_Industrial_Industrial - Firm_Existing_Process_Natural Gas_Process Heating_E8 | F3 | Industrial | Industrial - Firm | Existing | Process | Natural Gas | Process Heating | E8 | System - kBTUs of Consumption | 0 | 0 | 0 | 0 | 0 | 0 | 0 | 0 | 0 | 0 | 0 | 0 | 0 | 0 | 0 | 0 | 0 | 0 | 0 | 0 | 0 | 0 | 0 | 0 | 0 | 0 | 0 | 0 | 0 | 0 | 0 | 0 | 0
F3_Industrial_Industrial - Firm_Existing_Process_Natural Gas_Process Heating_E9 | F3 | Industrial | Industrial - Firm | Existing | Process | Natural Gas | Process Heating | E9 | System - kBTUs of Consumption | 0 | 0 | 0 | 0 | 0 | 0 | 0 | 0 | 0 | 0 | 0 | 0 | 0 | 0 | 0 | 0 | 0 | 0 | 0 | 0 | 0 | 0 | 0 | 0 | 0 | 0 | 0 | 0 | 0 | 0 | 0 | 0 | 0
F3_Industrial_Industrial - Firm_Existing_Process_Natural Gas_Process Heating_E10 | F3 | Industrial | Industrial - Firm | Existing | Process | Natural Gas | Process Heating | E10 | System - kBTUs of Consumption | 0 | 0 | 0 | 0 | 0 | 0 | 0 | 0 | 0 | 0 | 0 | 0 | 0 | 0 | 0 | 0 | 0 | 0 | 0 | 0 | 0 | 0 | 0 | 0 | 0 | 0 | 0 | 0 | 0 | 0 | 0 | 0 | 0
F4_Industrial_Industrial - Firm_Existing_Process_Natural Gas_Process Heating_E1 | F4 | Industrial | Industrial - Firm | Existing | Process | Natural Gas | Process Heating | E1 | Utility - Cost of Equipment | 1818.7133 | 1826.62 | 1839.168 | 1858.3907 | 1888.8798 | 1930.9903 | 1962.1363 | 1992.9987 | 2025.7527 | 2060.2727 | 2089.7238 | 2111.2737 | 2129.8368 | 2147.7174 | 2168.4526 | 2186.3998 | 2208.0087 | 2234.5833 | 2266.8973 | 2304.5417 | 2346.4453 | 2387.2714 | 2425.3851 | 2461.1231 | 2494.3046 | 2524.2486 | 2544.5968 | 2560.1239 | 2574.7735 | 2588.759 | 2603.4344 | 2609.9246 | 2609.9246
F4_Industrial_Industrial - Firm_Existing_Process_Natural Gas_Process Heating_E2 | F4 | Industrial | Industrial - Firm | Existing | Process | Natural Gas | Process Heating | E2 | Utility - Cost of Equipment | 0 | 0 | 0 | 0 | 0 | 0 | 0 | 0 | 0 | 0 | 0 | 0 | 0 | 0 | 0 | 0 | 0 | 0 | 0 | 0 | 0 | 0 | 0 | 0 | 0 | 0 | 0 | 0 | 0 | 0 | 0 | 0 | 0
F4_Industrial_Industrial - Firm_Existing_Process_Natural Gas_Process Heating_E3 | F4 | Industrial | Industrial - Firm | Existing | Process | Natural Gas | Process Heating | E3 | Utility - Cost of Equipment | 0 | 0 | 0 | 0 | 0 | 0 | 0 | 0 | 0 | 0 | 0 | 0 | 0 | 0 | 0 | 0 | 0 | 0 | 0 | 0 | 0 | 0 | 0 | 0 | 0 | 0 | 0 | 0 | 0 | 0 | 0 | 0 | 0
F4_Industrial_Industrial - Firm_Existing_Process_Natural Gas_Process Heating_E4 | F4 | Industrial | Industrial - Firm | Existing | Process | Natural Gas | Process Heating | E4 | Utility - Cost of Equipment | 0 | 0 | 0 | 0 | 0 | 0 | 0 | 0 | 0 | 0 | 0 | 0 | 0 | 0 | 0 | 0 | 0 | 0 | 0 | 0 | 0 | 0 | 0 | 0 | 0 | 0 | 0 | 0 | 0 | 0 | 0 | 0 | 0
F4_Industrial_Industrial - Firm_Existing_Process_Natural Gas_Process Heating_E5 | F4 | Industrial | Industrial - Firm | Existing | Process | Natural Gas | Process Heating | E5 | Utility - Cost of Equipment | 0 | 0 | 0 | 0 | 0 | 0 | 0 | 0 | 0 | 0 | 0 | 0 | 0 | 0 | 0 | 0 | 0 | 0 | 0 | 0 | 0 | 0 | 0 | 0 | 0 | 0 | 0 | 0 | 0 | 0 | 0 | 0 | 0
F4_Industrial_Industrial - Firm_Existing_Process_Natural Gas_Process Heating_E6 | F4 | Industrial | Industrial - Firm | Existing | Process | Natural Gas | Process Heating | E6 | Utility - Cost of Equipment | 0 | 0 | 0 | 0 | 0 | 0 | 0 | 0 | 0 | 0 | 0 | 0 | 0 | 0 | 0 | 0 | 0 | 0 | 0 | 0 | 0 | 0 | 0 | 0 | 0 | 0 | 0 | 0 | 0 | 0 | 0 | 0 | 0
F4_Industrial_Industrial - Firm_Existing_Process_Natural Gas_Process Heating_E7 | F4 | Industrial | Industrial - Firm | Existing | Process | Natural Gas | Process Heating | E7 | Utility - Cost of Equipment | 0 | 0 | 0 | 0 | 0 | 0 | 0 | 0 | 0 | 0 | 0 | 0 | 0 | 0 | 0 | 0 | 0 | 0 | 0 | 0 | 0 | 0 | 0 | 0 | 0 | 0 | 0 | 0 | 0 | 0 | 0 | 0 | 0
F4_Industrial_Industrial - Firm_Existing_Process_Natural Gas_Process Heating_E8 | F4 | Industrial | Industrial - Firm | Existing | Process | Natural Gas | Process Heating | E8 | Utility - Cost of Equipment | 0 | 0 | 0 | 0 | 0 | 0 | 0 | 0 | 0 | 0 | 0 | 0 | 0 | 0 | 0 | 0 | 0 | 0 | 0 | 0 | 0 | 0 | 0 | 0 | 0 | 0 | 0 | 0 | 0 | 0 | 0 | 0 | 0
F4_Industrial_Industrial - Firm_Existing_Process_Natural Gas_Process Heating_E9 | F4 | Industrial | Industrial - Firm | Existing | Process | Natural Gas | Process Heating | E9 | Utility - Cost of Equipment | 0 | 0 | 0 | 0 | 0 | 0 | 0 | 0 | 0 | 0 | 0 | 0 | 0 | 0 | 0 | 0 | 0 | 0 | 0 | 0 | 0 | 0 | 0 | 0 | 0 | 0 | 0 | 0 | 0 | 0 | 0 | 0 | 0
F4_Industrial_Industrial - Firm_Existing_Process_Natural Gas_Process Heating_E10 | F4 | Industrial | Industrial - Firm | Existing | Process | Natural Gas | Process Heating | E10 | Utility - Cost of Equipment | 0 | 0 | 0 | 0 | 0 | 0 | 0 | 0 | 0 | 0 | 0 | 0 | 0 | 0 | 0 | 0 | 0 | 0 | 0 | 0 | 0 | 0 | 0 | 0 | 0 | 0 | 0 | 0 | 0 | 0 | 0 | 0 | 0
F5_Industrial_Industrial - Firm_Existing_Process_Natural Gas_Process Heating_E1 | F5 | Industrial | Industrial - Firm | Existing | Process | Natural Gas | Process Heating | E1 | Utility - Cost of Operation | 413.7822 | 413.7822 | 413.7822 | 413.7822 | 413.7822 | 413.7822 | 413.7822 | 413.7822 | 413.7822 | 413.7822 | 413.7822 | 413.7822 | 413.7822 | 413.7822 | 413.7822 | 413.7822 | 413.7822 | 413.7822 | 413.7822 | 413.7822 | 413.7822 | 413.7822 | 413.7822 | 413.7822 | 413.7822 | 413.7822 | 413.7822 | 413.7822 | 413.7822 | 413.7822 | 413.7822 | 413.7822 | 413.7822
F5_Industrial_Industrial - Firm_Existing_Process_Natural Gas_Process Heating_E2 | F5 | Industrial | Industrial - Firm | Existing | Process | Natural Gas | Process Heating | E2 | Utility - Cost of Operation | 0 | 0 | 0 | 0 | 0 | 0 | 0 | 0 | 0 | 0 | 0 | 0 | 0 | 0 | 0 | 0 | 0 | 0 | 0 | 0 | 0 | 0 | 0 | 0 | 0 | 0 | 0 | 0 | 0 | 0 | 0 | 0 | 0
F5_Industrial_Industrial - Firm_Existing_Process_Natural Gas_Process Heating_E3 | F5 | Industrial | Industrial - Firm | Existing | Process | Natural Gas | Process Heating | E3 | Utility - Cost of Operation | 0 | 0 | 0 | 0 | 0 | 0 | 0 | 0 | 0 | 0 | 0 | 0 | 0 | 0 | 0 | 0 | 0 | 0 | 0 | 0 | 0 | 0 | 0 | 0 | 0 | 0 | 0 | 0 | 0 | 0 | 0 | 0 | 0
F5_Industrial_Industrial - Firm_Existing_Process_Natural Gas_Process Heating_E4 | F5 | Industrial | Industrial - Firm | Existing | Process | Natural Gas | Process Heating | E4 | Utility - Cost of Operation | 0 | 0 | 0 | 0 | 0 | 0 | 0 | 0 | 0 | 0 | 0 | 0 | 0 | 0 | 0 | 0 | 0 | 0 | 0 | 0 | 0 | 0 | 0 | 0 | 0 | 0 | 0 | 0 | 0 | 0 | 0 | 0 | 0
F5_Industrial_Industrial - Firm_Existing_Process_Natural Gas_Process Heating_E5 | F5 | Industrial | Industrial - Firm | Existing | Process | Natural Gas | Process Heating | E5 | Utility - Cost of Operation | 0 | 0 | 0 | 0 | 0 | 0 | 0 | 0 | 0 | 0 | 0 | 0 | 0 | 0 | 0 | 0 | 0 | 0 | 0 | 0 | 0 | 0 | 0 | 0 | 0 | 0 | 0 | 0 | 0 | 0 | 0 | 0 | 0
F5_Industrial_Industrial - Firm_Existing_Process_Natural Gas_Process Heating_E6 | F5 | Industrial | Industrial - Firm | Existing | Process | Natural Gas | Process Heating | E6 | Utility - Cost of Operation | 0 | 0 | 0 | 0 | 0 | 0 | 0 | 0 | 0 | 0 | 0 | 0 | 0 | 0 | 0 | 0 | 0 | 0 | 0 | 0 | 0 | 0 | 0 | 0 | 0 | 0 | 0 | 0 | 0 | 0 | 0 | 0 | 0
F5_Industrial_Industrial - Firm_Existing_Process_Natural Gas_Process Heating_E7 | F5 | Industrial | Industrial - Firm | Existing | Process | Natural Gas | Process Heating | E7 | Utility - Cost of Operation | 0 | 0 | 0 | 0 | 0 | 0 | 0 | 0 | 0 | 0 | 0 | 0 | 0 | 0 | 0 | 0 | 0 | 0 | 0 | 0 | 0 | 0 | 0 | 0 | 0 | 0 | 0 | 0 | 0 | 0 | 0 | 0 | 0
F5_Industrial_Industrial - Firm_Existing_Process_Natural Gas_Process Heating_E8 | F5 | Industrial | Industrial - Firm | Existing | Process | Natural Gas | Process Heating | E8 | Utility - Cost of Operation | 0 | 0 | 0 | 0 | 0 | 0 | 0 | 0 | 0 | 0 | 0 | 0 | 0 | 0 | 0 | 0 | 0 | 0 | 0 | 0 | 0 | 0 | 0 | 0 | 0 | 0 | 0 | 0 | 0 | 0 | 0 | 0 | 0
F5_Industrial_Industrial - Firm_Existing_Process_Natural Gas_Process Heating_E9 | F5 | Industrial | Industrial - Firm | Existing | Process | Natural Gas | Process Heating | E9 | Utility - Cost of Operation | 0 | 0 | 0 | 0 | 0 | 0 | 0 | 0 | 0 | 0 | 0 | 0 | 0 | 0 | 0 | 0 | 0 | 0 | 0 | 0 | 0 | 0 | 0 | 0 | 0 | 0 | 0 | 0 | 0 | 0 | 0 | 0 | 0
F5_Industrial_Industrial - Firm_Existing_Process_Natural Gas_Process Heating_E10 | F5 | Industrial | Industrial - Firm | Existing | Process | Natural Gas | Process Heating | E10 | Utility - Cost of Operation | 0 | 0 | 0 | 0 | 0 | 0 | 0 | 0 | 0 | 0 | 0 | 0 | 0 | 0 | 0 | 0 | 0 | 0 | 0 | 0 | 0 | 0 | 0 | 0 | 0 | 0 | 0 | 0 | 0 | 0 | 0 | 0 | 0
F6_Industrial_Industrial - Firm_Existing_Process_Natural Gas_Process Heating_E1 | F6 | Industrial | Industrial - Firm | Existing | Process | Natural Gas | Process Heating | E1 | Utility - Value of Sales | 1623.2837 | 1623.2837 | 1623.2837 | 1623.2837 | 1623.2837 | 1623.2837 | 1623.2837 | 1623.2837 | 1623.2837 | 1623.2837 | 1623.2837 | 1623.2837 | 1623.2837 | 1623.2837 | 1623.2837 | 1623.2837 | 1623.2837 | 1623.2837 | 1623.2837 | 1623.2837 | 1623.2837 | 1623.2837 | 1623.2837 | 1623.2837 | 1623.2837 | 1623.2837 | 1623.2837 | 1623.2837 | 1623.2837 | 1623.2837 | 1623.2837 | 1623.2837 | 1623.2837
F6_Industrial_Industrial - Firm_Existing_Process_Natural Gas_Process Heating_E2 | F6 | Industrial | Industrial - Firm | Existing | Process | Natural Gas | Process Heating | E2 | Utility - Value of Sales | 0 | 0 | 0 | 0 | 0 | 0 | 0 | 0 | 0 | 0 | 0 | 0 | 0 | 0 | 0 | 0 | 0 | 0 | 0 | 0 | 0 | 0 | 0 | 0 | 0 | 0 | 0 | 0 | 0 | 0 | 0 | 0 | 0
F6_Industrial_Industrial - Firm_Existing_Process_Natural Gas_Process Heating_E3 | F6 | Industrial | Industrial - Firm | Existing | Process | Natural Gas | Process Heating | E3 | Utility - Value of Sales | 0 | 0 | 0 | 0 | 0 | 0 | 0 | 0 | 0 | 0 | 0 | 0 | 0 | 0 | 0 | 0 | 0 | 0 | 0 | 0 | 0 | 0 | 0 | 0 | 0 | 0 | 0 | 0 | 0 | 0 | 0 | 0 | 0
F6_Industrial_Industrial - Firm_Existing_Process_Natural Gas_Process Heating_E4 | F6 | Industrial | Industrial - Firm | Existing | Process | Natural Gas | Process Heating | E4 | Utility - Value of Sales | 0 | 0 | 0 | 0 | 0 | 0 | 0 | 0 | 0 | 0 | 0 | 0 | 0 | 0 | 0 | 0 | 0 | 0 | 0 | 0 | 0 | 0 | 0 | 0 | 0 | 0 | 0 | 0 | 0 | 0 | 0 | 0 | 0
F6_Industrial_Industrial - Firm_Existing_Process_Natural Gas_Process Heating_E5 | F6 | Industrial | Industrial - Firm | Existing | Process | Natural Gas | Process Heating | E5 | Utility - Value of Sales | 0 | 0 | 0 | 0 | 0 | 0 | 0 | 0 | 0 | 0 | 0 | 0 | 0 | 0 | 0 | 0 | 0 | 0 | 0 | 0 | 0 | 0 | 0 | 0 | 0 | 0 | 0 | 0 | 0 | 0 | 0 | 0 | 0
F6_Industrial_Industrial - Firm_Existing_Process_Natural Gas_Process Heating_E6 | F6 | Industrial | Industrial - Firm | Existing | Process | Natural Gas | Process Heating | E6 | Utility - Value of Sales | 0 | 0 | 0 | 0 | 0 | 0 | 0 | 0 | 0 | 0 | 0 | 0 | 0 | 0 | 0 | 0 | 0 | 0 | 0 | 0 | 0 | 0 | 0 | 0 | 0 | 0 | 0 | 0 | 0 | 0 | 0 | 0 | 0
F6_Industrial_Industrial - Firm_Existing_Process_Natural Gas_Process Heating_E7 | F6 | Industrial | Industrial - Firm | Existing | Process | Natural Gas | Process Heating | E7 | Utility - Value of Sales | 0 | 0 | 0 | 0 | 0 | 0 | 0 | 0 | 0 | 0 | 0 | 0 | 0 | 0 | 0 | 0 | 0 | 0 | 0 | 0 | 0 | 0 | 0 | 0 | 0 | 0 | 0 | 0 | 0 | 0 | 0 | 0 | 0
F6_Industrial_Industrial - Firm_Existing_Process_Natural Gas_Process Heating_E8 | F6 | Industrial | Industrial - Firm | Existing | Process | Natural Gas | Process Heating | E8 | Utility - Value of Sales | 0 | 0 | 0 | 0 | 0 | 0 | 0 | 0 | 0 | 0 | 0 | 0 | 0 | 0 | 0 | 0 | 0 | 0 | 0 | 0 | 0 | 0 | 0 | 0 | 0 | 0 | 0 | 0 | 0 | 0 | 0 | 0 | 0
F6_Industrial_Industrial - Firm_Existing_Process_Natural Gas_Process Heating_E9 | F6 | Industrial | Industrial - Firm | Existing | Process | Natural Gas | Process Heating | E9 | Utility - Value of Sales | 0 | 0 | 0 | 0 | 0 | 0 | 0 | 0 | 0 | 0 | 0 | 0 | 0 | 0 | 0 | 0 | 0 | 0 | 0 | 0 | 0 | 0 | 0 | 0 | 0 | 0 | 0 | 0 | 0 | 0 | 0 | 0 | 0
F6_Industrial_Industrial - Firm_Existing_Process_Natural Gas_Process Heating_E10 | F6 | Industrial | Industrial - Firm | Existing | Process | Natural Gas | Process Heating | E10 | Utility - Value of Sales | 0 | 0 | 0 | 0 | 0 | 0 | 0 | 0 | 0 | 0 | 0 | 0 | 0 | 0 | 0 | 0 | 0 | 0 | 0 | 0 | 0 | 0 | 0 | 0 | 0 | 0 | 0 | 0 | 0 | 0 | 0 | 0 | 0
F1_Industrial_Industrial - Firm_Existing_Process_Natural Gas_Process Boiler_E1 | F1 | Industrial | Industrial - Firm | Existing | Process | Natural Gas | Process Boiler | E1 | RVT - Cost of Equipment | 1809.183 | 1829.5702 | 1851.6037 | 1875.2904 | 1901.3727 | 1930.2777 | 1955.9769 | 1981.1218 | 2006.2289 | 2031.4554 | 2055.2351 | 2076.9047 | 2097.7428 | 2118.0818 | 2138.8512 | 2158.3049 | 2177.9303 | 2197.8508 | 2217.9303 | 2237.8583 | 2257.4267 | 2275.3186 | 2291.2753 | 2305.3727 | 2317.5646 | 2328.0469 | 2335.3153 | 2340.728 | 2345.4166 | 2349.4209 | 2353.3836 | 2355.1361 | 2355.1361
F1_Industrial_Industrial - Firm_Existing_Process_Natural Gas_Process Boiler_E2 | F1 | Industrial | Industrial - Firm | Existing | Process | Natural Gas | Process Boiler | E2 | RVT - Cost of Equipment | 0 | 0 | 0 | 0 | 0 | 0 | 0 | 0 | 0 | 0 | 0 | 0 | 0 | 0 | 0 | 0 | 0 | 0 | 0 | 0 | 0 | 0 | 0 | 0 | 0 | 0 | 0 | 0 | 0 | 0 | 0 | 0 | 0
F1_Industrial_Industrial - Firm_Existing_Process_Natural Gas_Process Boiler_E3 | F1 | Industrial | Industrial - Firm | Existing | Process | Natural Gas | Process Boiler | E3 | RVT - Cost of Equipment | 0 | 0 | 0 | 0 | 0 | 0 | 0 | 0 | 0 | 0 | 0 | 0 | 0 | 0 | 0 | 0 | 0 | 0 | 0 | 0 | 0 | 0 | 0 | 0 | 0 | 0 | 0 | 0 | 0 | 0 | 0 | 0 | 0
F1_Industrial_Industrial - Firm_Existing_Process_Natural Gas_Process Boiler_E4 | F1 | Industrial | Industrial - Firm | Existing | Process | Natural Gas | Process Boiler | E4 | RVT - Cost of Equipment | 0 | 0 | 0 | 0 | 0 | 0 | 0 | 0 | 0 | 0 | 0 | 0 | 0 | 0 | 0 | 0 | 0 | 0 | 0 | 0 | 0 | 0 | 0 | 0 | 0 | 0 | 0 | 0 | 0 | 0 | 0 | 0 | 0
F1_Industrial_Industrial - Firm_Existing_Process_Natural Gas_Process Boiler_E5 | F1 | Industrial | Industrial - Firm | Existing | Process | Natural Gas | Process Boiler | E5 | RVT - Cost of Equipment | 0 | 0 | 0 | 0 | 0 | 0 | 0 | 0 | 0 | 0 | 0 | 0 | 0 | 0 | 0 | 0 | 0 | 0 | 0 | 0 | 0 | 0 | 0 | 0 | 0 | 0 | 0 | 0 | 0 | 0 | 0 | 0 | 0
F1_Industrial_Industrial - Firm_Existing_Process_Natural Gas_Process Boiler_E6 | F1 | Industrial | Industrial - Firm | Existing | Process | Natural Gas | Process Boiler | E6 | RVT - Cost of Equipment | 0 | 0 | 0 | 0 | 0 | 0 | 0 | 0 | 0 | 0 | 0 | 0 | 0 | 0 | 0 | 0 | 0 | 0 | 0 | 0 | 0 | 0 | 0 | 0 | 0 | 0 | 0 | 0 | 0 | 0 | 0 | 0 | 0
F1_Industrial_Industrial - Firm_Existing_Process_Natural Gas_Process Boiler_E7 | F1 | Industrial | Industrial - Firm | Existing | Process | Natural Gas | Process Boiler | E7 | RVT - Cost of Equipment | 0 | 0 | 0 | 0 | 0 | 0 | 0 | 0 | 0 | 0 | 0 | 0 | 0 | 0 | 0 | 0 | 0 | 0 | 0 | 0 | 0 | 0 | 0 | 0 | 0 | 0 | 0 | 0 | 0 | 0 | 0 | 0 | 0
F1_Industrial_Industrial - Firm_Existing_Process_Natural Gas_Process Boiler_E8 | F1 | Industrial | Industrial - Firm | Existing | Process | Natural Gas | Process Boiler | E8 | RVT - Cost of Equipment | 0 | 0 | 0 | 0 | 0 | 0 | 0 | 0 | 0 | 0 | 0 | 0 | 0 | 0 | 0 | 0 | 0 | 0 | 0 | 0 | 0 | 0 | 0 | 0 | 0 | 0 | 0 | 0 | 0 | 0 | 0 | 0 | 0
F1_Industrial_Industrial - Firm_Existing_Process_Natural Gas_Process Boiler_E9 | F1 | Industrial | Industrial - Firm | Existing | Process | Natural Gas | Process Boiler | E9 | RVT - Cost of Equipment | 0 | 0 | 0 | 0 | 0 | 0 | 0 | 0 | 0 | 0 | 0 | 0 | 0 | 0 | 0 | 0 | 0 | 0 | 0 | 0 | 0 | 0 | 0 | 0 | 0 | 0 | 0 | 0 | 0 | 0 | 0 | 0 | 0
F1_Industrial_Industrial - Firm_Existing_Process_Natural Gas_Process Boiler_E10 | F1 | Industrial | Industrial - Firm | Existing | Process | Natural Gas | Process Boiler | E10 | RVT - Cost of Equipment | 0 | 0 | 0 | 0 | 0 | 0 | 0 | 0 | 0 | 0 | 0 | 0 | 0 | 0 | 0 | 0 | 0 | 0 | 0 | 0 | 0 | 0 | 0 | 0 | 0 | 0 | 0 | 0 | 0 | 0 | 0 | 0 | 0
F2_Industrial_Industrial - Firm_Existing_Process_Natural Gas_Process Boiler_E1 | F2 | Industrial | Industrial - Firm | Existing | Process | Natural Gas | Process Boiler | E1 | RVT - Cost of Operation | 2167.519 | 2191.9442 | 2218.3418 | 2246.72 | 2277.9683 | 2312.5984 | 2343.3877 | 2373.5129 | 2403.5929 | 2433.8159 | 2462.3055 | 2488.2671 | 2513.2325 | 2537.6 | 2562.483 | 2585.7899 | 2609.3024 | 2633.1684 | 2657.2249 | 2681.1 | 2704.5442 | 2725.9799 | 2745.097 | 2761.9867 | 2776.5934 | 2789.1517 | 2797.8598 | 2804.3446 | 2809.9619 | 2814.7593 | 2819.5069 | 2821.6064 | 2821.6064
F2_Industrial_Industrial - Firm_Existing_Process_Natural Gas_Process Boiler_E2 | F2 | Industrial | Industrial - Firm | Existing | Process | Natural Gas | Process Boiler | E2 | RVT - Cost of Operation | 0 | 0 | 0 | 0 | 0 | 0 | 0 | 0 | 0 | 0 | 0 | 0 | 0 | 0 | 0 | 0 | 0 | 0 | 0 | 0 | 0 | 0 | 0 | 0 | 0 | 0 | 0 | 0 | 0 | 0 | 0 | 0 | 0
F2_Industrial_Industrial - Firm_Existing_Process_Natural Gas_Process Boiler_E3 | F2 | Industrial | Industrial - Firm | Existing | Process | Natural Gas | Process Boiler | E3 | RVT - Cost of Operation | 0 | 0 | 0 | 0 | 0 | 0 | 0 | 0 | 0 | 0 | 0 | 0 | 0 | 0 | 0 | 0 | 0 | 0 | 0 | 0 | 0 | 0 | 0 | 0 | 0 | 0 | 0 | 0 | 0 | 0 | 0 | 0 | 0
F2_Industrial_Industrial - Firm_Existing_Process_Natural Gas_Process Boiler_E4 | F2 | Industrial | Industrial - Firm | Existing | Process | Natural Gas | Process Boiler | E4 | RVT - Cost of Operation | 0 | 0 | 0 | 0 | 0 | 0 | 0 | 0 | 0 | 0 | 0 | 0 | 0 | 0 | 0 | 0 | 0 | 0 | 0 | 0 | 0 | 0 | 0 | 0 | 0 | 0 | 0 | 0 | 0 | 0 | 0 | 0 | 0
F2_Industrial_Industrial - Firm_Existing_Process_Natural Gas_Process Boiler_E5 | F2 | Industrial | Industrial - Firm | Existing | Process | Natural Gas | Process Boiler | E5 | RVT - Cost of Operation | 0 | 0 | 0 | 0 | 0 | 0 | 0 | 0 | 0 | 0 | 0 | 0 | 0 | 0 | 0 | 0 | 0 | 0 | 0 | 0 | 0 | 0 | 0 | 0 | 0 | 0 | 0 | 0 | 0 | 0 | 0 | 0 | 0
F2_Industrial_Industrial - Firm_Existing_Process_Natural Gas_Process Boiler_E6 | F2 | Industrial | Industrial - Firm | Existing | Process | Natural Gas | Process Boiler | E6 | RVT - Cost of Operation | 0 | 0 | 0 | 0 | 0 | 0 | 0 | 0 | 0 | 0 | 0 | 0 | 0 | 0 | 0 | 0 | 0 | 0 | 0 | 0 | 0 | 0 | 0 | 0 | 0 | 0 | 0 | 0 | 0 | 0 | 0 | 0 | 0
F2_Industrial_Industrial - Firm_Existing_Process_Natural Gas_Process Boiler_E7 | F2 | Industrial | Industrial - Firm | Existing | Process | Natural Gas | Process Boiler | E7 | RVT - Cost of Operation | 0 | 0 | 0 | 0 | 0 | 0 | 0 | 0 | 0 | 0 | 0 | 0 | 0 | 0 | 0 | 0 | 0 | 0 | 0 | 0 | 0 | 0 | 0 | 0 | 0 | 0 | 0 | 0 | 0 | 0 | 0 | 0 | 0
F2_Industrial_Industrial - Firm_Existing_Process_Natural Gas_Process Boiler_E8 | F2 | Industrial | Industrial - Firm | Existing | Process | Natural Gas | Process Boiler | E8 | RVT - Cost of Operation | 0 | 0 | 0 | 0 | 0 | 0 | 0 | 0 | 0 | 0 | 0 | 0 | 0 | 0 | 0 | 0 | 0 | 0 | 0 | 0 | 0 | 0 | 0 | 0 | 0 | 0 | 0 | 0 | 0 | 0 | 0 | 0 | 0
F2_Industrial_Industrial - Firm_Existing_Process_Natural Gas_Process Boiler_E9 | F2 | Industrial | Industrial - Firm | Existing | Process | Natural Gas | Process Boiler | E9 | RVT - Cost of Operation | 0 | 0 | 0 | 0 | 0 | 0 | 0 | 0 | 0 | 0 | 0 | 0 | 0 | 0 | 0 | 0 | 0 | 0 | 0 | 0 | 0 | 0 | 0 | 0 | 0 | 0 | 0 | 0 | 0 | 0 | 0 | 0 | 0
F2_Industrial_Industrial - Firm_Existing_Process_Natural Gas_Process Boiler_E10 | F2 | Industrial | Industrial - Firm | Existing | Process | Natural Gas | Process Boiler | E10 | RVT - Cost of Operation | 0 | 0 | 0 | 0 | 0 | 0 | 0 | 0 | 0 | 0 | 0 | 0 | 0 | 0 | 0 | 0 | 0 | 0 | 0 | 0 | 0 | 0 | 0 | 0 | 0 | 0 | 0 | 0 | 0 | 0 | 0 | 0 | 0
F3_Industrial_Industrial - Firm_Existing_Process_Natural Gas_Process Boiler_E1 | F3 | Industrial | Industrial - Firm | Existing | Process | Natural Gas | Process Boiler | E1 | System - kBTUs of Consumption | 105.7786 | 105.7786 | 105.7786 | 105.7786 | 105.7786 | 105.7786 | 105.7786 | 105.7786 | 105.7786 | 105.7786 | 105.7786 | 105.7786 | 105.7786 | 105.7786 | 105.7786 | 105.7786 | 105.7786 | 105.7786 | 105.7786 | 105.7786 | 105.7786 | 105.7786 | 105.7786 | 105.7786 | 105.7786 | 105.7786 | 105.7786 | 105.7786 | 105.7786 | 105.7786 | 105.7786 | 105.7786 | 105.7786
F3_Industrial_Industrial - Firm_Existing_Process_Natural Gas_Process Boiler_E2 | F3 | Industrial | Industrial - Firm | Existing | Process | Natural Gas | Process Boiler | E2 | System - kBTUs of Consumption | 0 | 0 | 0 | 0 | 0 | 0 | 0 | 0 | 0 | 0 | 0 | 0 | 0 | 0 | 0 | 0 | 0 | 0 | 0 | 0 | 0 | 0 | 0 | 0 | 0 | 0 | 0 | 0 | 0 | 0 | 0 | 0 | 0
F3_Industrial_Industrial - Firm_Existing_Process_Natural Gas_Process Boiler_E3 | F3 | Industrial | Industrial - Firm | Existing | Process | Natural Gas | Process Boiler | E3 | System - kBTUs of Consumption | 0 | 0 | 0 | 0 | 0 | 0 | 0 | 0 | 0 | 0 | 0 | 0 | 0 | 0 | 0 | 0 | 0 | 0 | 0 | 0 | 0 | 0 | 0 | 0 | 0 | 0 | 0 | 0 | 0 | 0 | 0 | 0 | 0
F3_Industrial_Industrial - Firm_Existing_Process_Natural Gas_Process Boiler_E4 | F3 | Industrial | Industrial - Firm | Existing | Process | Natural Gas | Process Boiler | E4 | System - kBTUs of Consumption | 0 | 0 | 0 | 0 | 0 | 0 | 0 | 0 | 0 | 0 | 0 | 0 | 0 | 0 | 0 | 0 | 0 | 0 | 0 | 0 | 0 | 0 | 0 | 0 | 0 | 0 | 0 | 0 | 0 | 0 | 0 | 0 | 0
F3_Industrial_Industrial - Firm_Existing_Process_Natural Gas_Process Boiler_E5 | F3 | Industrial | Industrial - Firm | Existing | Process | Natural Gas | Process Boiler | E5 | System - kBTUs of Consumption | 0 | 0 | 0 | 0 | 0 | 0 | 0 | 0 | 0 | 0 | 0 | 0 | 0 | 0 | 0 | 0 | 0 | 0 | 0 | 0 | 0 | 0 | 0 | 0 | 0 | 0 | 0 | 0 | 0 | 0 | 0 | 0 | 0
F3_Industrial_Industrial - Firm_Existing_Process_Natural Gas_Process Boiler_E6 | F3 | Industrial | Industrial - Firm | Existing | Process | Natural Gas | Process Boiler | E6 | System - kBTUs of Consumption | 0 | 0 | 0 | 0 | 0 | 0 | 0 | 0 | 0 | 0 | 0 | 0 | 0 | 0 | 0 | 0 | 0 | 0 | 0 | 0 | 0 | 0 | 0 | 0 | 0 | 0 | 0 | 0 | 0 | 0 | 0 | 0 | 0
F3_Industrial_Industrial - Firm_Existing_Process_Natural Gas_Process Boiler_E7 | F3 | Industrial | Industrial - Firm | Existing | Process | Natural Gas | Process Boiler | E7 | System - kBTUs of Consumption | 0 | 0 | 0 | 0 | 0 | 0 | 0 | 0 | 0 | 0 | 0 | 0 | 0 | 0 | 0 | 0 | 0 | 0 | 0 | 0 | 0 | 0 | 0 | 0 | 0 | 0 | 0 | 0 | 0 | 0 | 0 | 0 | 0
F3_Industrial_Industrial - Firm_Existing_Process_Natural Gas_Process Boiler_E8 | F3 | Industrial | Industrial - Firm | Existing | Process | Natural Gas | Process Boiler | E8 | System - kBTUs of Consumption | 0 | 0 | 0 | 0 | 0 | 0 | 0 | 0 | 0 | 0 | 0 | 0 | 0 | 0 | 0 | 0 | 0 | 0 | 0 | 0 | 0 | 0 | 0 | 0 | 0 | 0 | 0 | 0 | 0 | 0 | 0 | 0 | 0
F3_Industrial_Industrial - Firm_Existing_Process_Natural Gas_Process Boiler_E9 | F3 | Industrial | Industrial - Firm | Existing | Process | Natural Gas | Process Boiler | E9 | System - kBTUs of Consumption | 0 | 0 | 0 | 0 | 0 | 0 | 0 | 0 | 0 | 0 | 0 | 0 | 0 | 0 | 0 | 0 | 0 | 0 | 0 | 0 | 0 | 0 | 0 | 0 | 0 | 0 | 0 | 0 | 0 | 0 | 0 | 0 | 0
F3_Industrial_Industrial - Firm_Existing_Process_Natural Gas_Process Boiler_E10 | F3 | Industrial | Industrial - Firm | Existing | Process | Natural Gas | Process Boiler | E10 | System - kBTUs of Consumption | 0 | 0 | 0 | 0 | 0 | 0 | 0 | 0 | 0 | 0 | 0 | 0 | 0 | 0 | 0 | 0 | 0 | 0 | 0 | 0 | 0 | 0 | 0 | 0 | 0 | 0 | 0 | 0 | 0 | 0 | 0 | 0 | 0
F4_Industrial_Industrial - Firm_Existing_Process_Natural Gas_Process Boiler_E1 | F4 | Industrial | Industrial - Firm | Existing | Process | Natural Gas | Process Boiler | E1 | Utility - Cost of Equipment | 2167.519 | 2191.9442 | 2218.3418 | 2246.72 | 2277.9683 | 2312.5984 | 2343.3877 | 2373.5129 | 2403.5929 | 2433.8159 | 2462.3055 | 2488.2671 | 2513.2325 | 2537.6 | 2562.483 | 2585.7899 | 2609.3024 | 2633.1684 | 2657.2249 | 2681.1 | 2704.5442 | 2725.9799 | 2745.097 | 2761.9867 | 2776.5934 | 2789.1517 | 2797.8598 | 2804.3446 | 2809.9619 | 2814.7593 | 2819.5069 | 2821.6064 | 2821.6064
F4_Industrial_Industrial - Firm_Existing_Process_Natural Gas_Process Boiler_E2 | F4 | Industrial | Industrial - Firm | Existing | Process | Natural Gas | Process Boiler | E2 | Utility - Cost of Equipment | 0 | 0 | 0 | 0 | 0 | 0 | 0 | 0 | 0 | 0 | 0 | 0 | 0 | 0 | 0 | 0 | 0 | 0 | 0 | 0 | 0 | 0 | 0 | 0 | 0 | 0 | 0 | 0 | 0 | 0 | 0 | 0 | 0
F4_Industrial_Industrial - Firm_Existing_Process_Natural Gas_Process Boiler_E3 | F4 | Industrial | Industrial - Firm | Existing | Process | Natural Gas | Process Boiler | E3 | Utility - Cost of Equipment | 0 | 0 | 0 | 0 | 0 | 0 | 0 | 0 | 0 | 0 | 0 | 0 | 0 | 0 | 0 | 0 | 0 | 0 | 0 | 0 | 0 | 0 | 0 | 0 | 0 | 0 | 0 | 0 | 0 | 0 | 0 | 0 | 0
F4_Industrial_Industrial - Firm_Existing_Process_Natural Gas_Process Boiler_E4 | F4 | Industrial | Industrial - Firm | Existing | Process | Natural Gas | Process Boiler | E4 | Utility - Cost of Equipment | 0 | 0 | 0 | 0 | 0 | 0 | 0 | 0 | 0 | 0 | 0 | 0 | 0 | 0 | 0 | 0 | 0 | 0 | 0 | 0 | 0 | 0 | 0 | 0 | 0 | 0 | 0 | 0 | 0 | 0 | 0 | 0 | 0
F4_Industrial_Industrial - Firm_Existing_Process_Natural Gas_Process Boiler_E5 | F4 | Industrial | Industrial - Firm | Existing | Process | Natural Gas | Process Boiler | E5 | Utility - Cost of Equipment | 0 | 0 | 0 | 0 | 0 | 0 | 0 | 0 | 0 | 0 | 0 | 0 | 0 | 0 | 0 | 0 | 0 | 0 | 0 | 0 | 0 | 0 | 0 | 0 | 0 | 0 | 0 | 0 | 0 | 0 | 0 | 0 | 0
F4_Industrial_Industrial - Firm_Existing_Process_Natural Gas_Process Boiler_E6 | F4 | Industrial | Industrial - Firm | Existing | Process | Natural Gas | Process Boiler | E6 | Utility - Cost of Equipment | 0 | 0 | 0 | 0 | 0 | 0 | 0 | 0 | 0 | 0 | 0 | 0 | 0 | 0 | 0 | 0 | 0 | 0 | 0 | 0 | 0 | 0 | 0 | 0 | 0 | 0 | 0 | 0 | 0 | 0 | 0 | 0 | 0
F4_Industrial_Industrial - Firm_Existing_Process_Natural Gas_Process Boiler_E7 | F4 | Industrial | Industrial - Firm | Existing | Process | Natural Gas | Process Boiler | E7 | Utility - Cost of Equipment | 0 | 0 | 0 | 0 | 0 | 0 | 0 | 0 | 0 | 0 | 0 | 0 | 0 | 0 | 0 | 0 | 0 | 0 | 0 | 0 | 0 | 0 | 0 | 0 | 0 | 0 | 0 | 0 | 0 | 0 | 0 | 0 | 0
F4_Industrial_Industrial - Firm_Existing_Process_Natural Gas_Process Boiler_E8 | F4 | Industrial | Industrial - Firm | Existing | Process | Natural Gas | Process Boiler | E8 | Utility - Cost of Equipment | 0 | 0 | 0 | 0 | 0 | 0 | 0 | 0 | 0 | 0 | 0 | 0 | 0 | 0 | 0 | 0 | 0 | 0 | 0 | 0 | 0 | 0 | 0 | 0 | 0 | 0 | 0 | 0 | 0 | 0 | 0 | 0 | 0
F4_Industrial_Industrial - Firm_Existing_Process_Natural Gas_Process Boiler_E9 | F4 | Industrial | Industrial - Firm | Existing | Process | Natural Gas | Process Boiler | E9 | Utility - Cost of Equipment | 0 | 0 | 0 | 0 | 0 | 0 | 0 | 0 | 0 | 0 | 0 | 0 | 0 | 0 | 0 | 0 | 0 | 0 | 0 | 0 | 0 | 0 | 0 | 0 | 0 | 0 | 0 | 0 | 0 | 0 | 0 | 0 | 0
F4_Industrial_Industrial - Firm_Existing_Process_Natural Gas_Process Boiler_E10 | F4 | Industrial | Industrial - Firm | Existing | Process | Natural Gas | Process Boiler | E10 | Utility - Cost of Equipment | 0 | 0 | 0 | 0 | 0 | 0 | 0 | 0 | 0 | 0 | 0 | 0 | 0 | 0 | 0 | 0 | 0 | 0 | 0 | 0 | 0 | 0 | 0 | 0 | 0 | 0 | 0 | 0 | 0 | 0 | 0 | 0 | 0
F5_Industrial_Industrial - Firm_Existing_Process_Natural Gas_Process Boiler_E1 | F5 | Industrial | Industrial - Firm | Existing | Process | Natural Gas | Process Boiler | E1 | Utility - Cost of Operation | 105.7786 | 105.7786 | 105.7786 | 105.7786 | 105.7786 | 105.7786 | 105.7786 | 105.7786 | 105.7786 | 105.7786 | 105.7786 | 105.7786 | 105.7786 | 105.7786 | 105.7786 | 105.7786 | 105.7786 | 105.7786 | 105.7786 | 105.7786 | 105.7786 | 105.7786 | 105.7786 | 105.7786 | 105.7786 | 105.7786 | 105.7786 | 105.7786 | 105.7786 | 105.7786 | 105.7786 | 105.7786 | 105.7786
F5_Industrial_Industrial - Firm_Existing_Process_Natural Gas_Process Boiler_E2 | F5 | Industrial | Industrial - Firm | Existing | Process | Natural Gas | Process Boiler | E2 | Utility - Cost of Operation | 0 | 0 | 0 | 0 | 0 | 0 | 0 | 0 | 0 | 0 | 0 | 0 | 0 | 0 | 0 | 0 | 0 | 0 | 0 | 0 | 0 | 0 | 0 | 0 | 0 | 0 | 0 | 0 | 0 | 0 | 0 | 0 | 0
F5_Industrial_Industrial - Firm_Existing_Process_Natural Gas_Process Boiler_E3 | F5 | Industrial | Industrial - Firm | Existing | Process | Natural Gas | Process Boiler | E3 | Utility - Cost of Operation | 0 | 0 | 0 | 0 | 0 | 0 | 0 | 0 | 0 | 0 | 0 | 0 | 0 | 0 | 0 | 0 | 0 | 0 | 0 | 0 | 0 | 0 | 0 | 0 | 0 | 0 | 0 | 0 | 0 | 0 | 0 | 0 | 0
F5_Industrial_Industrial - Firm_Existing_Process_Natural Gas_Process Boiler_E4 | F5 | Industrial | Industrial - Firm | Existing | Process | Natural Gas | Process Boiler | E4 | Utility - Cost of Operation | 0 | 0 | 0 | 0 | 0 | 0 | 0 | 0 | 0 | 0 | 0 | 0 | 0 | 0 | 0 | 0 | 0 | 0 | 0 | 0 | 0 | 0 | 0 | 0 | 0 | 0 | 0 | 0 | 0 | 0 | 0 | 0 | 0
F5_Industrial_Industrial - Firm_Existing_Process_Natural Gas_Process Boiler_E5 | F5 | Industrial | Industrial - Firm | Existing | Process | Natural Gas | Process Boiler | E5 | Utility - Cost of Operation | 0 | 0 | 0 | 0 | 0 | 0 | 0 | 0 | 0 | 0 | 0 | 0 | 0 | 0 | 0 | 0 | 0 | 0 | 0 | 0 | 0 | 0 | 0 | 0 | 0 | 0 | 0 | 0 | 0 | 0 | 0 | 0 | 0
F5_Industrial_Industrial - Firm_Existing_Process_Natural Gas_Process Boiler_E6 | F5 | Industrial | Industrial - Firm | Existing | Process | Natural Gas | Process Boiler | E6 | Utility - Cost of Operation | 0 | 0 | 0 | 0 | 0 | 0 | 0 | 0 | 0 | 0 | 0 | 0 | 0 | 0 | 0 | 0 | 0 | 0 | 0 | 0 | 0 | 0 | 0 | 0 | 0 | 0 | 0 | 0 | 0 | 0 | 0 | 0 | 0
F5_Industrial_Industrial - Firm_Existing_Process_Natural Gas_Process Boiler_E7 | F5 | Industrial | Industrial - Firm | Existing | Process | Natural Gas | Process Boiler | E7 | Utility - Cost of Operation | 0 | 0 | 0 | 0 | 0 | 0 | 0 | 0 | 0 | 0 | 0 | 0 | 0 | 0 | 0 | 0 | 0 | 0 | 0 | 0 | 0 | 0 | 0 | 0 | 0 | 0 | 0 | 0 | 0 | 0 | 0 | 0 | 0
F5_Industrial_Industrial - Firm_Existing_Process_Natural Gas_Process Boiler_E8 | F5 | Industrial | Industrial - Firm | Existing | Process | Natural Gas | Process Boiler | E8 | Utility - Cost of Operation | 0 | 0 | 0 | 0 | 0 | 0 | 0 | 0 | 0 | 0 | 0 | 0 | 0 | 0 | 0 | 0 | 0 | 0 | 0 | 0 | 0 | 0 | 0 | 0 | 0 | 0 | 0 | 0 | 0 | 0 | 0 | 0 | 0
F5_Industrial_Industrial - Firm_Existing_Process_Natural Gas_Process Boiler_E9 | F5 | Industrial | Industrial - Firm | Existing | Process | Natural Gas | Process Boiler | E9 | Utility - Cost of Operation | 0 | 0 | 0 | 0 | 0 | 0 | 0 | 0 | 0 | 0 | 0 | 0 | 0 | 0 | 0 | 0 | 0 | 0 | 0 | 0 | 0 | 0 | 0 | 0 | 0 | 0 | 0 | 0 | 0 | 0 | 0 | 0 | 0
F5_Industrial_Industrial - Firm_Existing_Process_Natural Gas_Process Boiler_E10 | F5 | Industrial | Industrial - Firm | Existing | Process | Natural Gas | Process Boiler | E10 | Utility - Cost of Operation | 0 | 0 | 0 | 0 | 0 | 0 | 0 | 0 | 0 | 0 | 0 | 0 | 0 | 0 | 0 | 0 | 0 | 0 | 0 | 0 | 0 | 0 | 0 | 0 | 0 | 0 | 0 | 0 | 0 | 0 | 0 | 0 | 0
F6_Industrial_Industrial - Firm_Existing_Process_Natural Gas_Process Boiler_E1 | F6 | Industrial | Industrial - Firm | Existing | Process | Natural Gas | Process Boiler | E1 | Utility - Value of Sales | 1734.2658 | 1734.2658 | 1734.2658 | 1734.2658 | 1734.2658 | 1734.2658 | 1734.2658 | 1734.2658 | 1734.2658 | 1734.2658 | 1734.2658 | 1734.2658 | 1734.2658 | 1734.2658 | 1734.2658 | 1734.2658 | 1734.2658 | 1734.2658 | 1734.2658 | 1734.2658 | 1734.2658 | 1734.2658 | 1734.2658 | 1734.2658 | 1734.2658 | 1734.2658 | 1734.2658 | 1734.2658 | 1734.2658 | 1734.2658 | 1734.2658 | 1734.2658 | 1734.2658
F6_Industrial_Industrial - Firm_Existing_Process_Natural Gas_Process Boiler_E2 | F6 | Industrial | Industrial - Firm | Existing | Process | Natural Gas | Process Boiler | E2 | Utility - Value of Sales | 0 | 0 | 0 | 0 | 0 | 0 | 0 | 0 | 0 | 0 | 0 | 0 | 0 | 0 | 0 | 0 | 0 | 0 | 0 | 0 | 0 | 0 | 0 | 0 | 0 | 0 | 0 | 0 | 0 | 0 | 0 | 0 | 0
F6_Industrial_Industrial - Firm_Existing_Process_Natural Gas_Process Boiler_E3 | F6 | Industrial | Industrial - Firm | Existing | Process | Natural Gas | Process Boiler | E3 | Utility - Value of Sales | 0 | 0 | 0 | 0 | 0 | 0 | 0 | 0 | 0 | 0 | 0 | 0 | 0 | 0 | 0 | 0 | 0 | 0 | 0 | 0 | 0 | 0 | 0 | 0 | 0 | 0 | 0 | 0 | 0 | 0 | 0 | 0 | 0
F6_Industrial_Industrial - Firm_Existing_Process_Natural Gas_Process Boiler_E4 | F6 | Industrial | Industrial - Firm | Existing | Process | Natural Gas | Process Boiler | E4 | Utility - Value of Sales | 0 | 0 | 0 | 0 | 0 | 0 | 0 | 0 | 0 | 0 | 0 | 0 | 0 | 0 | 0 | 0 | 0 | 0 | 0 | 0 | 0 | 0 | 0 | 0 | 0 | 0 | 0 | 0 | 0 | 0 | 0 | 0 | 0
F6_Industrial_Industrial - Firm_Existing_Process_Natural Gas_Process Boiler_E5 | F6 | Industrial | Industrial - Firm | Existing | Process | Natural Gas | Process Boiler | E5 | Utility - Value of Sales | 0 | 0 | 0 | 0 | 0 | 0 | 0 | 0 | 0 | 0 | 0 | 0 | 0 | 0 | 0 | 0 | 0 | 0 | 0 | 0 | 0 | 0 | 0 | 0 | 0 | 0 | 0 | 0 | 0 | 0 | 0 | 0 | 0
F6_Industrial_Industrial - Firm_Existing_Process_Natural Gas_Process Boiler_E6 | F6 | Industrial | Industrial - Firm | Existing | Process | Natural Gas | Process Boiler | E6 | Utility - Value of Sales | 0 | 0 | 0 | 0 | 0 | 0 | 0 | 0 | 0 | 0 | 0 | 0 | 0 | 0 | 0 | 0 | 0 | 0 | 0 | 0 | 0 | 0 | 0 | 0 | 0 | 0 | 0 | 0 | 0 | 0 | 0 | 0 | 0
F6_Industrial_Industrial - Firm_Existing_Process_Natural Gas_Process Boiler_E7 | F6 | Industrial | Industrial - Firm | Existing | Process | Natural Gas | Process Boiler | E7 | Utility - Value of Sales | 0 | 0 | 0 | 0 | 0 | 0 | 0 | 0 | 0 | 0 | 0 | 0 | 0 | 0 | 0 | 0 | 0 | 0 | 0 | 0 | 0 | 0 | 0 | 0 | 0 | 0 | 0 | 0 | 0 | 0 | 0 | 0 | 0
F6_Industrial_Industrial - Firm_Existing_Process_Natural Gas_Process Boiler_E8 | F6 | Industrial | Industrial - Firm | Existing | Process | Natural Gas | Process Boiler | E8 | Utility - Value of Sales | 0 | 0 | 0 | 0 | 0 | 0 | 0 | 0 | 0 | 0 | 0 | 0 | 0 | 0 | 0 | 0 | 0 | 0 | 0 | 0 | 0 | 0 | 0 | 0 | 0 | 0 | 0 | 0 | 0 | 0 | 0 | 0 | 0
F6_Industrial_Industrial - Firm_Existing_Process_Natural Gas_Process Boiler_E9 | F6 | Industrial | Industrial - Firm | Existing | Process | Natural Gas | Process Boiler | E9 | Utility - Value of Sales | 0 | 0 | 0 | 0 | 0 | 0 | 0 | 0 | 0 | 0 | 0 | 0 | 0 | 0 | 0 | 0 | 0 | 0 | 0 | 0 | 0 | 0 | 0 | 0 | 0 | 0 | 0 | 0 | 0 | 0 | 0 | 0 | 0
F6_Industrial_Industrial - Firm_Existing_Process_Natural Gas_Process Boiler_E10 | F6 | Industrial | Industrial - Firm | Existing | Process | Natural Gas | Process Boiler | E10 | Utility - Value of Sales | 0 | 0 | 0 | 0 | 0 | 0 | 0 | 0 | 0 | 0 | 0 | 0 | 0 | 0 | 0 | 0 | 0 | 0 | 0 | 0 | 0 | 0 | 0 | 0 | 0 | 0 | 0 | 0 | 0 | 0 | 0 | 0 | 0
F1_Industrial_Industrial - Firm_Existing_Process_Natural Gas_Process Cooling_E1 | F1 | Industrial | Industrial - Firm | Existing | Process | Natural Gas | Process Cooling | E1 | RVT - Cost of Equipment | 11.4266 | 11.4762 | 11.5551 | 11.6758 | 11.8674 | 12.132 | 12.3277 | 12.5216 | 12.7273 | 12.9442 | 13.1293 | 13.2647 | 13.3813 | 13.4936 | 13.6239 | 13.7367 | 13.8724 | 14.0394 | 14.2424 | 14.4789 | 14.7422 | 14.9987 | 15.2381 | 15.4627 | 15.6712 | 15.8593 | 15.9871 | 16.0847 | 16.1767 | 16.2646 | 16.3568 | 16.3976 | 16.3976
F1_Industrial_Industrial - Firm_Existing_Process_Natural Gas_Process Cooling_E2 | F1 | Industrial | Industrial - Firm | Existing | Process | Natural Gas | Process Cooling | E2 | RVT - Cost of Equipment | 0 | 0 | 0 | 0 | 0 | 0 | 0 | 0 | 0 | 0 | 0 | 0 | 0 | 0 | 0 | 0 | 0 | 0 | 0 | 0 | 0 | 0 | 0 | 0 | 0 | 0 | 0 | 0 | 0 | 0 | 0 | 0 | 0
F1_Industrial_Industrial - Firm_Existing_Process_Natural Gas_Process Cooling_E3 | F1 | Industrial | Industrial - Firm | Existing | Process | Natural Gas | Process Cooling | E3 | RVT - Cost of Equipment | 0 | 0 | 0 | 0 | 0 | 0 | 0 | 0 | 0 | 0 | 0 | 0 | 0 | 0 | 0 | 0 | 0 | 0 | 0 | 0 | 0 | 0 | 0 | 0 | 0 | 0 | 0 | 0 | 0 | 0 | 0 | 0 | 0
F1_Industrial_Industrial - Firm_Existing_Process_Natural Gas_Process Cooling_E4 | F1 | Industrial | Industrial - Firm | Existing | Process | Natural Gas | Process Cooling | E4 | RVT - Cost of Equipment | 0 | 0 | 0 | 0 | 0 | 0 | 0 | 0 | 0 | 0 | 0 | 0 | 0 | 0 | 0 | 0 | 0 | 0 | 0 | 0 | 0 | 0 | 0 | 0 | 0 | 0 | 0 | 0 | 0 | 0 | 0 | 0 | 0
F1_Industrial_Industrial - Firm_Existing_Process_Natural Gas_Process Cooling_E5 | F1 | Industrial | Industrial - Firm | Existing | Process | Natural Gas | Process Cooling | E5 | RVT - Cost of Equipment | 0 | 0 | 0 | 0 | 0 | 0 | 0 | 0 | 0 | 0 | 0 | 0 | 0 | 0 | 0 | 0 | 0 | 0 | 0 | 0 | 0 | 0 | 0 | 0 | 0 | 0 | 0 | 0 | 0 | 0 | 0 | 0 | 0
F1_Industrial_Industrial - Firm_Existing_Process_Natural Gas_Process Cooling_E6 | F1 | Industrial | Industrial - Firm | Existing | Process | Natural Gas | Process Cooling | E6 | RVT - Cost of Equipment | 0 | 0 | 0 | 0 | 0 | 0 | 0 | 0 | 0 | 0 | 0 | 0 | 0 | 0 | 0 | 0 | 0 | 0 | 0 | 0 | 0 | 0 | 0 | 0 | 0 | 0 | 0 | 0 | 0 | 0 | 0 | 0 | 0
F1_Industrial_Industrial - Firm_Existing_Process_Natural Gas_Process Cooling_E7 | F1 | Industrial | Industrial - Firm | Existing | Process | Natural Gas | Process Cooling | E7 | RVT - Cost of Equipment | 0 | 0 | 0 | 0 | 0 | 0 | 0 | 0 | 0 | 0 | 0 | 0 | 0 | 0 | 0 | 0 | 0 | 0 | 0 | 0 | 0 | 0 | 0 | 0 | 0 | 0 | 0 | 0 | 0 | 0 | 0 | 0 | 0
F1_Industrial_Industrial - Firm_Existing_Process_Natural Gas_Process Cooling_E8 | F1 | Industrial | Industrial - Firm | Existing | Process | Natural Gas | Process Cooling | E8 | RVT - Cost of Equipment | 0 | 0 | 0 | 0 | 0 | 0 | 0 | 0 | 0 | 0 | 0 | 0 | 0 | 0 | 0 | 0 | 0 | 0 | 0 | 0 | 0 | 0 | 0 | 0 | 0 | 0 | 0 | 0 | 0 | 0 | 0 | 0 | 0
F1_Industrial_Industrial - Firm_Existing_Process_Natural Gas_Process Cooling_E9 | F1 | Industrial | Industrial - Firm | Existing | Process | Natural Gas | Process Cooling | E9 | RVT - Cost of Equipment | 0 | 0 | 0 | 0 | 0 | 0 | 0 | 0 | 0 | 0 | 0 | 0 | 0 | 0 | 0 | 0 | 0 | 0 | 0 | 0 | 0 | 0 | 0 | 0 | 0 | 0 | 0 | 0 | 0 | 0 | 0 | 0 | 0
F1_Industrial_Industrial - Firm_Existing_Process_Natural Gas_Process Cooling_E10 | F1 | Industrial | Industrial - Firm | Existing | Process | Natural Gas | Process Cooling | E10 | RVT - Cost of Equipment | 0 | 0 | 0 | 0 | 0 | 0 | 0 | 0 | 0 | 0 | 0 | 0 | 0 | 0 | 0 | 0 | 0 | 0 | 0 | 0 | 0 | 0 | 0 | 0 | 0 | 0 | 0 | 0 | 0 | 0 | 0 | 0 | 0
F2_Industrial_Industrial - Firm_Existing_Process_Natural Gas_Process Cooling_E1 | F2 | Industrial | Industrial - Firm | Existing | Process | Natural Gas | Process Cooling | E1 | RVT - Cost of Operation | 13.6898 | 13.7493 | 13.8437 | 13.9884 | 14.2179 | 14.5349 | 14.7693 | 15.0016 | 15.2482 | 15.508 | 15.7297 | 15.8919 | 16.0316 | 16.1662 | 16.3223 | 16.4574 | 16.6201 | 16.8201 | 17.0633 | 17.3467 | 17.6621 | 17.9694 | 18.2563 | 18.5253 | 18.7751 | 19.0005 | 19.1536 | 19.2705 | 19.3808 | 19.486 | 19.5965 | 19.6454 | 19.6454
F2_Industrial_Industrial - Firm_Existing_Process_Natural Gas_Process Cooling_E2 | F2 | Industrial | Industrial - Firm | Existing | Process | Natural Gas | Process Cooling | E2 | RVT - Cost of Operation | 0 | 0 | 0 | 0 | 0 | 0 | 0 | 0 | 0 | 0 | 0 | 0 | 0 | 0 | 0 | 0 | 0 | 0 | 0 | 0 | 0 | 0 | 0 | 0 | 0 | 0 | 0 | 0 | 0 | 0 | 0 | 0 | 0
F2_Industrial_Industrial - Firm_Existing_Process_Natural Gas_Process Cooling_E3 | F2 | Industrial | Industrial - Firm | Existing | Process | Natural Gas | Process Cooling | E3 | RVT - Cost of Operation | 0 | 0 | 0 | 0 | 0 | 0 | 0 | 0 | 0 | 0 | 0 | 0 | 0 | 0 | 0 | 0 | 0 | 0 | 0 | 0 | 0 | 0 | 0 | 0 | 0 | 0 | 0 | 0 | 0 | 0 | 0 | 0 | 0
F2_Industrial_Industrial - Firm_Existing_Process_Natural Gas_Process Cooling_E4 | F2 | Industrial | Industrial - Firm | Existing | Process | Natural Gas | Process Cooling | E4 | RVT - Cost of Operation | 0 | 0 | 0 | 0 | 0 | 0 | 0 | 0 | 0 | 0 | 0 | 0 | 0 | 0 | 0 | 0 | 0 | 0 | 0 | 0 | 0 | 0 | 0 | 0 | 0 | 0 | 0 | 0 | 0 | 0 | 0 | 0 | 0
F2_Industrial_Industrial - Firm_Existing_Process_Natural Gas_Process Cooling_E5 | F2 | Industrial | Industrial - Firm | Existing | Process | Natural Gas | Process Cooling | E5 | RVT - Cost of Operation | 0 | 0 | 0 | 0 | 0 | 0 | 0 | 0 | 0 | 0 | 0 | 0 | 0 | 0 | 0 | 0 | 0 | 0 | 0 | 0 | 0 | 0 | 0 | 0 | 0 | 0 | 0 | 0 | 0 | 0 | 0 | 0 | 0
F2_Industrial_Industrial - Firm_Existing_Process_Natural Gas_Process Cooling_E6 | F2 | Industrial | Industrial - Firm | Existing | Process | Natural Gas | Process Cooling | E6 | RVT - Cost of Operation | 0 | 0 | 0 | 0 | 0 | 0 | 0 | 0 | 0 | 0 | 0 | 0 | 0 | 0 | 0 | 0 | 0 | 0 | 0 | 0 | 0 | 0 | 0 | 0 | 0 | 0 | 0 | 0 | 0 | 0 | 0 | 0 | 0
F2_Industrial_Industrial - Firm_Existing_Process_Natural Gas_Process Cooling_E7 | F2 | Industrial | Industrial - Firm | Existing | Process | Natural Gas | Process Cooling | E7 | RVT - Cost of Operation | 0 | 0 | 0 | 0 | 0 | 0 | 0 | 0 | 0 | 0 | 0 | 0 | 0 | 0 | 0 | 0 | 0 | 0 | 0 | 0 | 0 | 0 | 0 | 0 | 0 | 0 | 0 | 0 | 0 | 0 | 0 | 0 | 0
F2_Industrial_Industrial - Firm_Existing_Process_Natural Gas_Process Cooling_E8 | F2 | Industrial | Industrial - Firm | Existing | Process | Natural Gas | Process Cooling | E8 | RVT - Cost of Operation | 0 | 0 | 0 | 0 | 0 | 0 | 0 | 0 | 0 | 0 | 0 | 0 | 0 | 0 | 0 | 0 | 0 | 0 | 0 | 0 | 0 | 0 | 0 | 0 | 0 | 0 | 0 | 0 | 0 | 0 | 0 | 0 | 0
F2_Industrial_Industrial - Firm_Existing_Process_Natural Gas_Process Cooling_E9 | F2 | Industrial | Industrial - Firm | Existing | Process | Natural Gas | Process Cooling | E9 | RVT - Cost of Operation | 0 | 0 | 0 | 0 | 0 | 0 | 0 | 0 | 0 | 0 | 0 | 0 | 0 | 0 | 0 | 0 | 0 | 0 | 0 | 0 | 0 | 0 | 0 | 0 | 0 | 0 | 0 | 0 | 0 | 0 | 0 | 0 | 0
F2_Industrial_Industrial - Firm_Existing_Process_Natural Gas_Process Cooling_E10 | F2 | Industrial | Industrial - Firm | Existing | Process | Natural Gas | Process Cooling | E10 | RVT - Cost of Operation | 0 | 0 | 0 | 0 | 0 | 0 | 0 | 0 | 0 | 0 | 0 | 0 | 0 | 0 | 0 | 0 | 0 | 0 | 0 | 0 | 0 | 0 | 0 | 0 | 0 | 0 | 0 | 0 | 0 | 0 | 0 | 0 | 0
F3_Industrial_Industrial - Firm_Existing_Process_Natural Gas_Process Cooling_E1 | F3 | Industrial | Industrial - Firm | Existing | Process | Natural Gas | Process Cooling | E1 | System - kBTUs of Consumption | 2.9153 | 2.9153 | 2.9153 | 2.9153 | 2.9153 | 2.9153 | 2.9153 | 2.9153 | 2.9153 | 2.9153 | 2.9153 | 2.9153 | 2.9153 | 2.9153 | 2.9153 | 2.9153 | 2.9153 | 2.9153 | 2.9153 | 2.9153 | 2.9153 | 2.9153 | 2.9153 | 2.9153 | 2.9153 | 2.9153 | 2.9153 | 2.9153 | 2.9153 | 2.9153 | 2.9153 | 2.9153 | 2.9153
F3_Industrial_Industrial - Firm_Existing_Process_Natural Gas_Process Cooling_E2 | F3 | Industrial | Industrial - Firm | Existing | Process | Natural Gas | Process Cooling | E2 | System - kBTUs of Consumption | 0 | 0 | 0 | 0 | 0 | 0 | 0 | 0 | 0 | 0 | 0 | 0 | 0 | 0 | 0 | 0 | 0 | 0 | 0 | 0 | 0 | 0 | 0 | 0 | 0 | 0 | 0 | 0 | 0 | 0 | 0 | 0 | 0
F3_Industrial_Industrial - Firm_Existing_Process_Natural Gas_Process Cooling_E3 | F3 | Industrial | Industrial - Firm | Existing | Process | Natural Gas | Process Cooling | E3 | System - kBTUs of Consumption | 0 | 0 | 0 | 0 | 0 | 0 | 0 | 0 | 0 | 0 | 0 | 0 | 0 | 0 | 0 | 0 | 0 | 0 | 0 | 0 | 0 | 0 | 0 | 0 | 0 | 0 | 0 | 0 | 0 | 0 | 0 | 0 | 0
F3_Industrial_Industrial - Firm_Existing_Process_Natural Gas_Process Cooling_E4 | F3 | Industrial | Industrial - Firm | Existing | Process | Natural Gas | Process Cooling | E4 | System - kBTUs of Consumption | 0 | 0 | 0 | 0 | 0 | 0 | 0 | 0 | 0 | 0 | 0 | 0 | 0 | 0 | 0 | 0 | 0 | 0 | 0 | 0 | 0 | 0 | 0 | 0 | 0 | 0 | 0 | 0 | 0 | 0 | 0 | 0 | 0
F3_Industrial_Industrial - Firm_Existing_Process_Natural Gas_Process Cooling_E5 | F3 | Industrial | Industrial - Firm | Existing | Process | Natural Gas | Process Cooling | E5 | System - kBTUs of Consumption | 0 | 0 | 0 | 0 | 0 | 0 | 0 | 0 | 0 | 0 | 0 | 0 | 0 | 0 | 0 | 0 | 0 | 0 | 0 | 0 | 0 | 0 | 0 | 0 | 0 | 0 | 0 | 0 | 0 | 0 | 0 | 0 | 0
F3_Industrial_Industrial - Firm_Existing_Process_Natural Gas_Process Cooling_E6 | F3 | Industrial | Industrial - Firm | Existing | Process | Natural Gas | Process Cooling | E6 | System - kBTUs of Consumption | 0 | 0 | 0 | 0 | 0 | 0 | 0 | 0 | 0 | 0 | 0 | 0 | 0 | 0 | 0 | 0 | 0 | 0 | 0 | 0 | 0 | 0 | 0 | 0 | 0 | 0 | 0 | 0 | 0 | 0 | 0 | 0 | 0
F3_Industrial_Industrial - Firm_Existing_Process_Natural Gas_Process Cooling_E7 | F3 | Industrial | Industrial - Firm | Existing | Process | Natural Gas | Process Cooling | E7 | System - kBTUs of Consumption | 0 | 0 | 0 | 0 | 0 | 0 | 0 | 0 | 0 | 0 | 0 | 0 | 0 | 0 | 0 | 0 | 0 | 0 | 0 | 0 | 0 | 0 | 0 | 0 | 0 | 0 | 0 | 0 | 0 | 0 | 0 | 0 | 0
F3_Industrial_Industrial - Firm_Existing_Process_Natural Gas_Process Cooling_E8 | F3 | Industrial | Industrial - Firm | Existing | Process | Natural Gas | Process Cooling | E8 | System - kBTUs of Consumption | 0 | 0 | 0 | 0 | 0 | 0 | 0 | 0 | 0 | 0 | 0 | 0 | 0 | 0 | 0 | 0 | 0 | 0 | 0 | 0 | 0 | 0 | 0 | 0 | 0 | 0 | 0 | 0 | 0 | 0 | 0 | 0 | 0
F3_Industrial_Industrial - Firm_Existing_Process_Natural Gas_Process Cooling_E9 | F3 | Industrial | Industrial - Firm | Existing | Process | Natural Gas | Process Cooling | E9 | System - kBTUs of Consumption | 0 | 0 | 0 | 0 | 0 | 0 | 0 | 0 | 0 | 0 | 0 | 0 | 0 | 0 | 0 | 0 | 0 | 0 | 0 | 0 | 0 | 0 | 0 | 0 | 0 | 0 | 0 | 0 | 0 | 0 | 0 | 0 | 0
F3_Industrial_Industrial - Firm_Existing_Process_Natural Gas_Process Cooling_E10 | F3 | Industrial | Industrial - Firm | Existing | Process | Natural Gas | Process Cooling | E10 | System - kBTUs of Consumption | 0 | 0 | 0 | 0 | 0 | 0 | 0 | 0 | 0 | 0 | 0 | 0 | 0 | 0 | 0 | 0 | 0 | 0 | 0 | 0 | 0 | 0 | 0 | 0 | 0 | 0 | 0 | 0 | 0 | 0 | 0 | 0 | 0
F4_Industrial_Industrial - Firm_Existing_Process_Natural Gas_Process Cooling_E1 | F4 | Industrial | Industrial - Firm | Existing | Process | Natural Gas | Process Cooling | E1 | Utility - Cost of Equipment | 13.6898 | 13.7493 | 13.8437 | 13.9884 | 14.2179 | 14.5349 | 14.7693 | 15.0016 | 15.2482 | 15.508 | 15.7297 | 15.8919 | 16.0316 | 16.1662 | 16.3223 | 16.4574 | 16.6201 | 16.8201 | 17.0633 | 17.3467 | 17.6621 | 17.9694 | 18.2563 | 18.5253 | 18.7751 | 19.0005 | 19.1536 | 19.2705 | 19.3808 | 19.486 | 19.5965 | 19.6454 | 19.6454
F4_Industrial_Industrial - Firm_Existing_Process_Natural Gas_Process Cooling_E2 | F4 | Industrial | Industrial - Firm | Existing | Process | Natural Gas | Process Cooling | E2 | Utility - Cost of Equipment | 0 | 0 | 0 | 0 | 0 | 0 | 0 | 0 | 0 | 0 | 0 | 0 | 0 | 0 | 0 | 0 | 0 | 0 | 0 | 0 | 0 | 0 | 0 | 0 | 0 | 0 | 0 | 0 | 0 | 0 | 0 | 0 | 0
F4_Industrial_Industrial - Firm_Existing_Process_Natural Gas_Process Cooling_E3 | F4 | Industrial | Industrial - Firm | Existing | Process | Natural Gas | Process Cooling | E3 | Utility - Cost of Equipment | 0 | 0 | 0 | 0 | 0 | 0 | 0 | 0 | 0 | 0 | 0 | 0 | 0 | 0 | 0 | 0 | 0 | 0 | 0 | 0 | 0 | 0 | 0 | 0 | 0 | 0 | 0 | 0 | 0 | 0 | 0 | 0 | 0
F4_Industrial_Industrial - Firm_Existing_Process_Natural Gas_Process Cooling_E4 | F4 | Industrial | Industrial - Firm | Existing | Process | Natural Gas | Process Cooling | E4 | Utility - Cost of Equipment | 0 | 0 | 0 | 0 | 0 | 0 | 0 | 0 | 0 | 0 | 0 | 0 | 0 | 0 | 0 | 0 | 0 | 0 | 0 | 0 | 0 | 0 | 0 | 0 | 0 | 0 | 0 | 0 | 0 | 0 | 0 | 0 | 0
F4_Industrial_Industrial - Firm_Existing_Process_Natural Gas_Process Cooling_E5 | F4 | Industrial | Industrial - Firm | Existing | Process | Natural Gas | Process Cooling | E5 | Utility - Cost of Equipment | 0 | 0 | 0 | 0 | 0 | 0 | 0 | 0 | 0 | 0 | 0 | 0 | 0 | 0 | 0 | 0 | 0 | 0 | 0 | 0 | 0 | 0 | 0 | 0 | 0 | 0 | 0 | 0 | 0 | 0 | 0 | 0 | 0
F4_Industrial_Industrial - Firm_Existing_Process_Natural Gas_Process Cooling_E6 | F4 | Industrial | Industrial - Firm | Existing | Process | Natural Gas | Process Cooling | E6 | Utility - Cost of Equipment | 0 | 0 | 0 | 0 | 0 | 0 | 0 | 0 | 0 | 0 | 0 | 0 | 0 | 0 | 0 | 0 | 0 | 0 | 0 | 0 | 0 | 0 | 0 | 0 | 0 | 0 | 0 | 0 | 0 | 0 | 0 | 0 | 0
F4_Industrial_Industrial - Firm_Existing_Process_Natural Gas_Process Cooling_E7 | F4 | Industrial | Industrial - Firm | Existing | Process | Natural Gas | Process Cooling | E7 | Utility - Cost of Equipment | 0 | 0 | 0 | 0 | 0 | 0 | 0 | 0 | 0 | 0 | 0 | 0 | 0 | 0 | 0 | 0 | 0 | 0 | 0 | 0 | 0 | 0 | 0 | 0 | 0 | 0 | 0 | 0 | 0 | 0 | 0 | 0 | 0
F4_Industrial_Industrial - Firm_Existing_Process_Natural Gas_Process Cooling_E8 | F4 | Industrial | Industrial - Firm | Existing | Process | Natural Gas | Process Cooling | E8 | Utility - Cost of Equipment | 0 | 0 | 0 | 0 | 0 | 0 | 0 | 0 | 0 | 0 | 0 | 0 | 0 | 0 | 0 | 0 | 0 | 0 | 0 | 0 | 0 | 0 | 0 | 0 | 0 | 0 | 0 | 0 | 0 | 0 | 0 | 0 | 0
F4_Industrial_Industrial - Firm_Existing_Process_Natural Gas_Process Cooling_E9 | F4 | Industrial | Industrial - Firm | Existing | Process | Natural Gas | Process Cooling | E9 | Utility - Cost of Equipment | 0 | 0 | 0 | 0 | 0 | 0 | 0 | 0 | 0 | 0 | 0 | 0 | 0 | 0 | 0 | 0 | 0 | 0 | 0 | 0 | 0 | 0 | 0 | 0 | 0 | 0 | 0 | 0 | 0 | 0 | 0 | 0 | 0
F4_Industrial_Industrial - Firm_Existing_Process_Natural Gas_Process Cooling_E10 | F4 | Industrial | Industrial - Firm | Existing | Process | Natural Gas | Process Cooling | E10 | Utility - Cost of Equipment | 0 | 0 | 0 | 0 | 0 | 0 | 0 | 0 | 0 | 0 | 0 | 0 | 0 | 0 | 0 | 0 | 0 | 0 | 0 | 0 | 0 | 0 | 0 | 0 | 0 | 0 | 0 | 0 | 0 | 0 | 0 | 0 | 0
F5_Industrial_Industrial - Firm_Existing_Process_Natural Gas_Process Cooling_E1 | F5 | Industrial | Industrial - Firm | Existing | Process | Natural Gas | Process Cooling | E1 | Utility - Cost of Operation | 2.9153 | 2.9153 | 2.9153 | 2.9153 | 2.9153 | 2.9153 | 2.9153 | 2.9153 | 2.9153 | 2.9153 | 2.9153 | 2.9153 | 2.9153 | 2.9153 | 2.9153 | 2.9153 | 2.9153 | 2.9153 | 2.9153 | 2.9153 | 2.9153 | 2.9153 | 2.9153 | 2.9153 | 2.9153 | 2.9153 | 2.9153 | 2.9153 | 2.9153 | 2.9153 | 2.9153 | 2.9153 | 2.9153
F5_Industrial_Industrial - Firm_Existing_Process_Natural Gas_Process Cooling_E2 | F5 | Industrial | Industrial - Firm | Existing | Process | Natural Gas | Process Cooling | E2 | Utility - Cost of Operation | 0 | 0 | 0 | 0 | 0 | 0 | 0 | 0 | 0 | 0 | 0 | 0 | 0 | 0 | 0 | 0 | 0 | 0 | 0 | 0 | 0 | 0 | 0 | 0 | 0 | 0 | 0 | 0 | 0 | 0 | 0 | 0 | 0
F5_Industrial_Industrial - Firm_Existing_Process_Natural Gas_Process Cooling_E3 | F5 | Industrial | Industrial - Firm | Existing | Process | Natural Gas | Process Cooling | E3 | Utility - Cost of Operation | 0 | 0 | 0 | 0 | 0 | 0 | 0 | 0 | 0 | 0 | 0 | 0 | 0 | 0 | 0 | 0 | 0 | 0 | 0 | 0 | 0 | 0 | 0 | 0 | 0 | 0 | 0 | 0 | 0 | 0 | 0 | 0 | 0
F5_Industrial_Industrial - Firm_Existing_Process_Natural Gas_Process Cooling_E4 | F5 | Industrial | Industrial - Firm | Existing | Process | Natural Gas | Process Cooling | E4 | Utility - Cost of Operation | 0 | 0 | 0 | 0 | 0 | 0 | 0 | 0 | 0 | 0 | 0 | 0 | 0 | 0 | 0 | 0 | 0 | 0 | 0 | 0 | 0 | 0 | 0 | 0 | 0 | 0 | 0 | 0 | 0 | 0 | 0 | 0 | 0
F5_Industrial_Industrial - Firm_Existing_Process_Natural Gas_Process Cooling_E5 | F5 | Industrial | Industrial - Firm | Existing | Process | Natural Gas | Process Cooling | E5 | Utility - Cost of Operation | 0 | 0 | 0 | 0 | 0 | 0 | 0 | 0 | 0 | 0 | 0 | 0 | 0 | 0 | 0 | 0 | 0 | 0 | 0 | 0 | 0 | 0 | 0 | 0 | 0 | 0 | 0 | 0 | 0 | 0 | 0 | 0 | 0
F5_Industrial_Industrial - Firm_Existing_Process_Natural Gas_Process Cooling_E6 | F5 | Industrial | Industrial - Firm | Existing | Process | Natural Gas | Process Cooling | E6 | Utility - Cost of Operation | 0 | 0 | 0 | 0 | 0 | 0 | 0 | 0 | 0 | 0 | 0 | 0 | 0 | 0 | 0 | 0 | 0 | 0 | 0 | 0 | 0 | 0 | 0 | 0 | 0 | 0 | 0 | 0 | 0 | 0 | 0 | 0 | 0
F5_Industrial_Industrial - Firm_Existing_Process_Natural Gas_Process Cooling_E7 | F5 | Industrial | Industrial - Firm | Existing | Process | Natural Gas | Process Cooling | E7 | Utility - Cost of Operation | 0 | 0 | 0 | 0 | 0 | 0 | 0 | 0 | 0 | 0 | 0 | 0 | 0 | 0 | 0 | 0 | 0 | 0 | 0 | 0 | 0 | 0 | 0 | 0 | 0 | 0 | 0 | 0 | 0 | 0 | 0 | 0 | 0
F5_Industrial_Industrial - Firm_Existing_Process_Natural Gas_Process Cooling_E8 | F5 | Industrial | Industrial - Firm | Existing | Process | Natural Gas | Process Cooling | E8 | Utility - Cost of Operation | 0 | 0 | 0 | 0 | 0 | 0 | 0 | 0 | 0 | 0 | 0 | 0 | 0 | 0 | 0 | 0 | 0 | 0 | 0 | 0 | 0 | 0 | 0 | 0 | 0 | 0 | 0 | 0 | 0 | 0 | 0 | 0 | 0
F5_Industrial_Industrial - Firm_Existing_Process_Natural Gas_Process Cooling_E9 | F5 | Industrial | Industrial - Firm | Existing | Process | Natural Gas | Process Cooling | E9 | Utility - Cost of Operation | 0 | 0 | 0 | 0 | 0 | 0 | 0 | 0 | 0 | 0 | 0 | 0 | 0 | 0 | 0 | 0 | 0 | 0 | 0 | 0 | 0 | 0 | 0 | 0 | 0 | 0 | 0 | 0 | 0 | 0 | 0 | 0 | 0
F5_Industrial_Industrial - Firm_Existing_Process_Natural Gas_Process Cooling_E10 | F5 | Industrial | Industrial - Firm | Existing | Process | Natural Gas | Process Cooling | E10 | Utility - Cost of Operation | 0 | 0 | 0 | 0 | 0 | 0 | 0 | 0 | 0 | 0 | 0 | 0 | 0 | 0 | 0 | 0 | 0 | 0 | 0 | 0 | 0 | 0 | 0 | 0 | 0 | 0 | 0 | 0 | 0 | 0 | 0 | 0 | 0
F6_Industrial_Industrial - Firm_Existing_Process_Natural Gas_Process Cooling_E1 | F6 | Industrial | Industrial - Firm | Existing | Process | Natural Gas | Process Cooling | E1 | Utility - Value of Sales | 12.2187 | 12.2187 | 12.2187 | 12.2187 | 12.2187 | 12.2187 | 12.2187 | 12.2187 | 12.2187 | 12.2187 | 12.2187 | 12.2187 | 12.2187 | 12.2187 | 12.2187 | 12.2187 | 12.2187 | 12.2187 | 12.2187 | 12.2187 | 12.2187 | 12.2187 | 12.2187 | 12.2187 | 12.2187 | 12.2187 | 12.2187 | 12.2187 | 12.2187 | 12.2187 | 12.2187 | 12.2187 | 12.2187
F6_Industrial_Industrial - Firm_Existing_Process_Natural Gas_Process Cooling_E2 | F6 | Industrial | Industrial - Firm | Existing | Process | Natural Gas | Process Cooling | E2 | Utility - Value of Sales | 0 | 0 | 0 | 0 | 0 | 0 | 0 | 0 | 0 | 0 | 0 | 0 | 0 | 0 | 0 | 0 | 0 | 0 | 0 | 0 | 0 | 0 | 0 | 0 | 0 | 0 | 0 | 0 | 0 | 0 | 0 | 0 | 0
F6_Industrial_Industrial - Firm_Existing_Process_Natural Gas_Process Cooling_E3 | F6 | Industrial | Industrial - Firm | Existing | Process | Natural Gas | Process Cooling | E3 | Utility - Value of Sales | 0 | 0 | 0 | 0 | 0 | 0 | 0 | 0 | 0 | 0 | 0 | 0 | 0 | 0 | 0 | 0 | 0 | 0 | 0 | 0 | 0 | 0 | 0 | 0 | 0 | 0 | 0 | 0 | 0 | 0 | 0 | 0 | 0
F6_Industrial_Industrial - Firm_Existing_Process_Natural Gas_Process Cooling_E4 | F6 | Industrial | Industrial - Firm | Existing | Process | Natural Gas | Process Cooling | E4 | Utility - Value of Sales | 0 | 0 | 0 | 0 | 0 | 0 | 0 | 0 | 0 | 0 | 0 | 0 | 0 | 0 | 0 | 0 | 0 | 0 | 0 | 0 | 0 | 0 | 0 | 0 | 0 | 0 | 0 | 0 | 0 | 0 | 0 | 0 | 0
F6_Industrial_Industrial - Firm_Existing_Process_Natural Gas_Process Cooling_E5 | F6 | Industrial | Industrial - Firm | Existing | Process | Natural Gas | Process Cooling | E5 | Utility - Value of Sales | 0 | 0 | 0 | 0 | 0 | 0 | 0 | 0 | 0 | 0 | 0 | 0 | 0 | 0 | 0 | 0 | 0 | 0 | 0 | 0 | 0 | 0 | 0 | 0 | 0 | 0 | 0 | 0 | 0 | 0 | 0 | 0 | 0
F6_Industrial_Industrial - Firm_Existing_Process_Natural Gas_Process Cooling_E6 | F6 | Industrial | Industrial - Firm | Existing | Process | Natural Gas | Process Cooling | E6 | Utility - Value of Sales | 0 | 0 | 0 | 0 | 0 | 0 | 0 | 0 | 0 | 0 | 0 | 0 | 0 | 0 | 0 | 0 | 0 | 0 | 0 | 0 | 0 | 0 | 0 | 0 | 0 | 0 | 0 | 0 | 0 | 0 | 0 | 0 | 0
F6_Industrial_Industrial - Firm_Existing_Process_Natural Gas_Process Cooling_E7 | F6 | Industrial | Industrial - Firm | Existing | Process | Natural Gas | Process Cooling | E7 | Utility - Value of Sales | 0 | 0 | 0 | 0 | 0 | 0 | 0 | 0 | 0 | 0 | 0 | 0 | 0 | 0 | 0 | 0 | 0 | 0 | 0 | 0 | 0 | 0 | 0 | 0 | 0 | 0 | 0 | 0 | 0 | 0 | 0 | 0 | 0
F6_Industrial_Industrial - Firm_Existing_Process_Natural Gas_Process Cooling_E8 | F6 | Industrial | Industrial - Firm | Existing | Process | Natural Gas | Process Cooling | E8 | Utility - Value of Sales | 0 | 0 | 0 | 0 | 0 | 0 | 0 | 0 | 0 | 0 | 0 | 0 | 0 | 0 | 0 | 0 | 0 | 0 | 0 | 0 | 0 | 0 | 0 | 0 | 0 | 0 | 0 | 0 | 0 | 0 | 0 | 0 | 0
F6_Industrial_Industrial - Firm_Existing_Process_Natural Gas_Process Cooling_E9 | F6 | Industrial | Industrial - Firm | Existing | Process | Natural Gas | Process Cooling | E9 | Utility - Value of Sales | 0 | 0 | 0 | 0 | 0 | 0 | 0 | 0 | 0 | 0 | 0 | 0 | 0 | 0 | 0 | 0 | 0 | 0 | 0 | 0 | 0 | 0 | 0 | 0 | 0 | 0 | 0 | 0 | 0 | 0 | 0 | 0 | 0
F6_Industrial_Industrial - Firm_Existing_Process_Natural Gas_Process Cooling_E10 | F6 | Industrial | Industrial - Firm | Existing | Process | Natural Gas | Process Cooling | E10 | Utility - Value of Sales | 0 | 0 | 0 | 0 | 0 | 0 | 0 | 0 | 0 | 0 | 0 | 0 | 0 | 0 | 0 | 0 | 0 | 0 | 0 | 0 | 0 | 0 | 0 | 0 | 0 | 0 | 0 | 0 | 0 | 0 | 0 | 0 | 0
F1_Industrial_Industrial - Firm_Existing_Process_Natural Gas_Other Process_E1 | F1 | Industrial | Industrial - Firm | Existing | Process | Natural Gas | Other Process | E1 | RVT - Cost of Equipment | 64.7528 | 65.0343 | 65.4811 | 66.1655 | 67.251 | 68.7503 | 69.8592 | 70.958 | 72.1242 | 73.3532 | 74.4018 | 75.169 | 75.83 | 76.4666 | 77.2048 | 77.8438 | 78.6132 | 79.5593 | 80.7098 | 82.0501 | 83.542 | 84.9956 | 86.3526 | 87.625 | 88.8063 | 89.8725 | 90.5969 | 91.1497 | 91.6713 | 92.1693 | 92.6918 | 92.9228 | 92.9228
F1_Industrial_Industrial - Firm_Existing_Process_Natural Gas_Other Process_E2 | F1 | Industrial | Industrial - Firm | Existing | Process | Natural Gas | Other Process | E2 | RVT - Cost of Equipment | 0 | 0 | 0 | 0 | 0 | 0 | 0 | 0 | 0 | 0 | 0 | 0 | 0 | 0 | 0 | 0 | 0 | 0 | 0 | 0 | 0 | 0 | 0 | 0 | 0 | 0 | 0 | 0 | 0 | 0 | 0 | 0 | 0
F1_Industrial_Industrial - Firm_Existing_Process_Natural Gas_Other Process_E3 | F1 | Industrial | Industrial - Firm | Existing | Process | Natural Gas | Other Process | E3 | RVT - Cost of Equipment | 0 | 0 | 0 | 0 | 0 | 0 | 0 | 0 | 0 | 0 | 0 | 0 | 0 | 0 | 0 | 0 | 0 | 0 | 0 | 0 | 0 | 0 | 0 | 0 | 0 | 0 | 0 | 0 | 0 | 0 | 0 | 0 | 0
F1_Industrial_Industrial - Firm_Existing_Process_Natural Gas_Other Process_E4 | F1 | Industrial | Industrial - Firm | Existing | Process | Natural Gas | Other Process | E4 | RVT - Cost of Equipment | 0 | 0 | 0 | 0 | 0 | 0 | 0 | 0 | 0 | 0 | 0 | 0 | 0 | 0 | 0 | 0 | 0 | 0 | 0 | 0 | 0 | 0 | 0 | 0 | 0 | 0 | 0 | 0 | 0 | 0 | 0 | 0 | 0
F1_Industrial_Industrial - Firm_Existing_Process_Natural Gas_Other Process_E5 | F1 | Industrial | Industrial - Firm | Existing | Process | Natural Gas | Other Process | E5 | RVT - Cost of Equipment | 0 | 0 | 0 | 0 | 0 | 0 | 0 | 0 | 0 | 0 | 0 | 0 | 0 | 0 | 0 | 0 | 0 | 0 | 0 | 0 | 0 | 0 | 0 | 0 | 0 | 0 | 0 | 0 | 0 | 0 | 0 | 0 | 0
F1_Industrial_Industrial - Firm_Existing_Process_Natural Gas_Other Process_E6 | F1 | Industrial | Industrial - Firm | Existing | Process | Natural Gas | Other Process | E6 | RVT - Cost of Equipment | 0 | 0 | 0 | 0 | 0 | 0 | 0 | 0 | 0 | 0 | 0 | 0 | 0 | 0 | 0 | 0 | 0 | 0 | 0 | 0 | 0 | 0 | 0 | 0 | 0 | 0 | 0 | 0 | 0 | 0 | 0 | 0 | 0
F1_Industrial_Industrial - Firm_Existing_Process_Natural Gas_Other Process_E7 | F1 | Industrial | Industrial - Firm | Existing | Process | Natural Gas | Other Process | E7 | RVT - Cost of Equipment | 0 | 0 | 0 | 0 | 0 | 0 | 0 | 0 | 0 | 0 | 0 | 0 | 0 | 0 | 0 | 0 | 0 | 0 | 0 | 0 | 0 | 0 | 0 | 0 | 0 | 0 | 0 | 0 | 0 | 0 | 0 | 0 | 0
F1_Industrial_Industrial - Firm_Existing_Process_Natural Gas_Other Process_E8 | F1 | Industrial | Industrial - Firm | Existing | Process | Natural Gas | Other Process | E8 | RVT - Cost of Equipment | 0 | 0 | 0 | 0 | 0 | 0 | 0 | 0 | 0 | 0 | 0 | 0 | 0 | 0 | 0 | 0 | 0 | 0 | 0 | 0 | 0 | 0 | 0 | 0 | 0 | 0 | 0 | 0 | 0 | 0 | 0 | 0 | 0
F1_Industrial_Industrial - Firm_Existing_Process_Natural Gas_Other Process_E9 | F1 | Industrial | Industrial - Firm | Existing | Process | Natural Gas | Other Process | E9 | RVT - Cost of Equipment | 0 | 0 | 0 | 0 | 0 | 0 | 0 | 0 | 0 | 0 | 0 | 0 | 0 | 0 | 0 | 0 | 0 | 0 | 0 | 0 | 0 | 0 | 0 | 0 | 0 | 0 | 0 | 0 | 0 | 0 | 0 | 0 | 0
F1_Industrial_Industrial - Firm_Existing_Process_Natural Gas_Other Process_E10 | F1 | Industrial | Industrial - Firm | Existing | Process | Natural Gas | Other Process | E10 | RVT - Cost of Equipment | 0 | 0 | 0 | 0 | 0 | 0 | 0 | 0 | 0 | 0 | 0 | 0 | 0 | 0 | 0 | 0 | 0 | 0 | 0 | 0 | 0 | 0 | 0 | 0 | 0 | 0 | 0 | 0 | 0 | 0 | 0 | 0 | 0
F2_Industrial_Industrial - Firm_Existing_Process_Natural Gas_Other Process_E1 | F2 | Industrial | Industrial - Firm | Existing | Process | Natural Gas | Other Process | E1 | RVT - Cost of Operation | 77.5781 | 77.9154 | 78.4506 | 79.2706 | 80.5711 | 82.3673 | 83.6959 | 85.0123 | 86.4095 | 87.8819 | 89.1382 | 90.0574 | 90.8492 | 91.6119 | 92.4964 | 93.2619 | 94.1837 | 95.3172 | 96.6956 | 98.3013 | 100.0888 | 101.8302 | 103.456 | 104.9804 | 106.3958 | 107.6731 | 108.541 | 109.2033 | 109.8282 | 110.4248 | 111.0508 | 111.3276 | 111.3276
F2_Industrial_Industrial - Firm_Existing_Process_Natural Gas_Other Process_E2 | F2 | Industrial | Industrial - Firm | Existing | Process | Natural Gas | Other Process | E2 | RVT - Cost of Operation | 0 | 0 | 0 | 0 | 0 | 0 | 0 | 0 | 0 | 0 | 0 | 0 | 0 | 0 | 0 | 0 | 0 | 0 | 0 | 0 | 0 | 0 | 0 | 0 | 0 | 0 | 0 | 0 | 0 | 0 | 0 | 0 | 0
F2_Industrial_Industrial - Firm_Existing_Process_Natural Gas_Other Process_E3 | F2 | Industrial | Industrial - Firm | Existing | Process | Natural Gas | Other Process | E3 | RVT - Cost of Operation | 0 | 0 | 0 | 0 | 0 | 0 | 0 | 0 | 0 | 0 | 0 | 0 | 0 | 0 | 0 | 0 | 0 | 0 | 0 | 0 | 0 | 0 | 0 | 0 | 0 | 0 | 0 | 0 | 0 | 0 | 0 | 0 | 0
F2_Industrial_Industrial - Firm_Existing_Process_Natural Gas_Other Process_E4 | F2 | Industrial | Industrial - Firm | Existing | Process | Natural Gas | Other Process | E4 | RVT - Cost of Operation | 0 | 0 | 0 | 0 | 0 | 0 | 0 | 0 | 0 | 0 | 0 | 0 | 0 | 0 | 0 | 0 | 0 | 0 | 0 | 0 | 0 | 0 | 0 | 0 | 0 | 0 | 0 | 0 | 0 | 0 | 0 | 0 | 0
F2_Industrial_Industrial - Firm_Existing_Process_Natural Gas_Other Process_E5 | F2 | Industrial | Industrial - Firm | Existing | Process | Natural Gas | Other Process | E5 | RVT - Cost of Operation | 0 | 0 | 0 | 0 | 0 | 0 | 0 | 0 | 0 | 0 | 0 | 0 | 0 | 0 | 0 | 0 | 0 | 0 | 0 | 0 | 0 | 0 | 0 | 0 | 0 | 0 | 0 | 0 | 0 | 0 | 0 | 0 | 0
F2_Industrial_Industrial - Firm_Existing_Process_Natural Gas_Other Process_E6 | F2 | Industrial | Industrial - Firm | Existing | Process | Natural Gas | Other Process | E6 | RVT - Cost of Operation | 0 | 0 | 0 | 0 | 0 | 0 | 0 | 0 | 0 | 0 | 0 | 0 | 0 | 0 | 0 | 0 | 0 | 0 | 0 | 0 | 0 | 0 | 0 | 0 | 0 | 0 | 0 | 0 | 0 | 0 | 0 | 0 | 0
F2_Industrial_Industrial - Firm_Existing_Process_Natural Gas_Other Process_E7 | F2 | Industrial | Industrial - Firm | Existing | Process | Natural Gas | Other Process | E7 | RVT - Cost of Operation | 0 | 0 | 0 | 0 | 0 | 0 | 0 | 0 | 0 | 0 | 0 | 0 | 0 | 0 | 0 | 0 | 0 | 0 | 0 | 0 | 0 | 0 | 0 | 0 | 0 | 0 | 0 | 0 | 0 | 0 | 0 | 0 | 0
F2_Industrial_Industrial - Firm_Existing_Process_Natural Gas_Other Process_E8 | F2 | Industrial | Industrial - Firm | Existing | Process | Natural Gas | Other Process | E8 | RVT - Cost of Operation | 0 | 0 | 0 | 0 | 0 | 0 | 0 | 0 | 0 | 0 | 0 | 0 | 0 | 0 | 0 | 0 | 0 | 0 | 0 | 0 | 0 | 0 | 0 | 0 | 0 | 0 | 0 | 0 | 0 | 0 | 0 | 0 | 0
F2_Industrial_Industrial - Firm_Existing_Process_Natural Gas_Other Process_E9 | F2 | Industrial | Industrial - Firm | Existing | Process | Natural Gas | Other Process | E9 | RVT - Cost of Operation | 0 | 0 | 0 | 0 | 0 | 0 | 0 | 0 | 0 | 0 | 0 | 0 | 0 | 0 | 0 | 0 | 0 | 0 | 0 | 0 | 0 | 0 | 0 | 0 | 0 | 0 | 0 | 0 | 0 | 0 | 0 | 0 | 0
F2_Industrial_Industrial - Firm_Existing_Process_Natural Gas_Other Process_E10 | F2 | Industrial | Industrial - Firm | Existing | Process | Natural Gas | Other Process | E10 | RVT - Cost of Operation | 0 | 0 | 0 | 0 | 0 | 0 | 0 | 0 | 0 | 0 | 0 | 0 | 0 | 0 | 0 | 0 | 0 | 0 | 0 | 0 | 0 | 0 | 0 | 0 | 0 | 0 | 0 | 0 | 0 | 0 | 0 | 0 | 0
F3_Industrial_Industrial - Firm_Existing_Process_Natural Gas_Other Process_E1 | F3 | Industrial | Industrial - Firm | Existing | Process | Natural Gas | Other Process | E1 | System - kBTUs of Consumption | 16.5206 | 16.5206 | 16.5206 | 16.5206 | 16.5206 | 16.5206 | 16.5206 | 16.5206 | 16.5206 | 16.5206 | 16.5206 | 16.5206 | 16.5206 | 16.5206 | 16.5206 | 16.5206 | 16.5206 | 16.5206 | 16.5206 | 16.5206 | 16.5206 | 16.5206 | 16.5206 | 16.5206 | 16.5206 | 16.5206 | 16.5206 | 16.5206 | 16.5206 | 16.5206 | 16.5206 | 16.5206 | 16.5206
F3_Industrial_Industrial - Firm_Existing_Process_Natural Gas_Other Process_E2 | F3 | Industrial | Industrial - Firm | Existing | Process | Natural Gas | Other Process | E2 | System - kBTUs of Consumption | 0 | 0 | 0 | 0 | 0 | 0 | 0 | 0 | 0 | 0 | 0 | 0 | 0 | 0 | 0 | 0 | 0 | 0 | 0 | 0 | 0 | 0 | 0 | 0 | 0 | 0 | 0 | 0 | 0 | 0 | 0 | 0 | 0
F3_Industrial_Industrial - Firm_Existing_Process_Natural Gas_Other Process_E3 | F3 | Industrial | Industrial - Firm | Existing | Process | Natural Gas | Other Process | E3 | System - kBTUs of Consumption | 0 | 0 | 0 | 0 | 0 | 0 | 0 | 0 | 0 | 0 | 0 | 0 | 0 | 0 | 0 | 0 | 0 | 0 | 0 | 0 | 0 | 0 | 0 | 0 | 0 | 0 | 0 | 0 | 0 | 0 | 0 | 0 | 0
F3_Industrial_Industrial - Firm_Existing_Process_Natural Gas_Other Process_E4 | F3 | Industrial | Industrial - Firm | Existing | Process | Natural Gas | Other Process | E4 | System - kBTUs of Consumption | 0 | 0 | 0 | 0 | 0 | 0 | 0 | 0 | 0 | 0 | 0 | 0 | 0 | 0 | 0 | 0 | 0 | 0 | 0 | 0 | 0 | 0 | 0 | 0 | 0 | 0 | 0 | 0 | 0 | 0 | 0 | 0 | 0
F3_Industrial_Industrial - Firm_Existing_Process_Natural Gas_Other Process_E5 | F3 | Industrial | Industrial - Firm | Existing | Process | Natural Gas | Other Process | E5 | System - kBTUs of Consumption | 0 | 0 | 0 | 0 | 0 | 0 | 0 | 0 | 0 | 0 | 0 | 0 | 0 | 0 | 0 | 0 | 0 | 0 | 0 | 0 | 0 | 0 | 0 | 0 | 0 | 0 | 0 | 0 | 0 | 0 | 0 | 0 | 0
F3_Industrial_Industrial - Firm_Existing_Process_Natural Gas_Other Process_E6 | F3 | Industrial | Industrial - Firm | Existing | Process | Natural Gas | Other Process | E6 | System - kBTUs of Consumption | 0 | 0 | 0 | 0 | 0 | 0 | 0 | 0 | 0 | 0 | 0 | 0 | 0 | 0 | 0 | 0 | 0 | 0 | 0 | 0 | 0 | 0 | 0 | 0 | 0 | 0 | 0 | 0 | 0 | 0 | 0 | 0 | 0
F3_Industrial_Industrial - Firm_Existing_Process_Natural Gas_Other Process_E7 | F3 | Industrial | Industrial - Firm | Existing | Process | Natural Gas | Other Process | E7 | System - kBTUs of Consumption | 0 | 0 | 0 | 0 | 0 | 0 | 0 | 0 | 0 | 0 | 0 | 0 | 0 | 0 | 0 | 0 | 0 | 0 | 0 | 0 | 0 | 0 | 0 | 0 | 0 | 0 | 0 | 0 | 0 | 0 | 0 | 0 | 0
F3_Industrial_Industrial - Firm_Existing_Process_Natural Gas_Other Process_E8 | F3 | Industrial | Industrial - Firm | Existing | Process | Natural Gas | Other Process | E8 | System - kBTUs of Consumption | 0 | 0 | 0 | 0 | 0 | 0 | 0 | 0 | 0 | 0 | 0 | 0 | 0 | 0 | 0 | 0 | 0 | 0 | 0 | 0 | 0 | 0 | 0 | 0 | 0 | 0 | 0 | 0 | 0 | 0 | 0 | 0 | 0
F3_Industrial_Industrial - Firm_Existing_Process_Natural Gas_Other Process_E9 | F3 | Industrial | Industrial - Firm | Existing | Process | Natural Gas | Other Process | E9 | System - kBTUs of Consumption | 0 | 0 | 0 | 0 | 0 | 0 | 0 | 0 | 0 | 0 | 0 | 0 | 0 | 0 | 0 | 0 | 0 | 0 | 0 | 0 | 0 | 0 | 0 | 0 | 0 | 0 | 0 | 0 | 0 | 0 | 0 | 0 | 0
F3_Industrial_Industrial - Firm_Existing_Process_Natural Gas_Other Process_E10 | F3 | Industrial | Industrial - Firm | Existing | Process | Natural Gas | Other Process | E10 | System - kBTUs of Consumption | 0 | 0 | 0 | 0 | 0 | 0 | 0 | 0 | 0 | 0 | 0 | 0 | 0 | 0 | 0 | 0 | 0 | 0 | 0 | 0 | 0 | 0 | 0 | 0 | 0 | 0 | 0 | 0 | 0 | 0 | 0 | 0 | 0
F4_Industrial_Industrial - Firm_Existing_Process_Natural Gas_Other Process_E1 | F4 | Industrial | Industrial - Firm | Existing | Process | Natural Gas | Other Process | E1 | Utility - Cost of Equipment | 77.5781 | 77.9154 | 78.4506 | 79.2706 | 80.5711 | 82.3673 | 83.6959 | 85.0123 | 86.4095 | 87.8819 | 89.1382 | 90.0574 | 90.8492 | 91.6119 | 92.4964 | 93.2619 | 94.1837 | 95.3172 | 96.6956 | 98.3013 | 100.0888 | 101.8302 | 103.456 | 104.9804 | 106.3958 | 107.6731 | 108.541 | 109.2033 | 109.8282 | 110.4248 | 111.0508 | 111.3276 | 111.3276
F4_Industrial_Industrial - Firm_Existing_Process_Natural Gas_Other Process_E2 | F4 | Industrial | Industrial - Firm | Existing | Process | Natural Gas | Other Process | E2 | Utility - Cost of Equipment | 0 | 0 | 0 | 0 | 0 | 0 | 0 | 0 | 0 | 0 | 0 | 0 | 0 | 0 | 0 | 0 | 0 | 0 | 0 | 0 | 0 | 0 | 0 | 0 | 0 | 0 | 0 | 0 | 0 | 0 | 0 | 0 | 0
F4_Industrial_Industrial - Firm_Existing_Process_Natural Gas_Other Process_E3 | F4 | Industrial | Industrial - Firm | Existing | Process | Natural Gas | Other Process | E3 | Utility - Cost of Equipment | 0 | 0 | 0 | 0 | 0 | 0 | 0 | 0 | 0 | 0 | 0 | 0 | 0 | 0 | 0 | 0 | 0 | 0 | 0 | 0 | 0 | 0 | 0 | 0 | 0 | 0 | 0 | 0 | 0 | 0 | 0 | 0 | 0
F4_Industrial_Industrial - Firm_Existing_Process_Natural Gas_Other Process_E4 | F4 | Industrial | Industrial - Firm | Existing | Process | Natural Gas | Other Process | E4 | Utility - Cost of Equipment | 0 | 0 | 0 | 0 | 0 | 0 | 0 | 0 | 0 | 0 | 0 | 0 | 0 | 0 | 0 | 0 | 0 | 0 | 0 | 0 | 0 | 0 | 0 | 0 | 0 | 0 | 0 | 0 | 0 | 0 | 0 | 0 | 0
F4_Industrial_Industrial - Firm_Existing_Process_Natural Gas_Other Process_E5 | F4 | Industrial | Industrial - Firm | Existing | Process | Natural Gas | Other Process | E5 | Utility - Cost of Equipment | 0 | 0 | 0 | 0 | 0 | 0 | 0 | 0 | 0 | 0 | 0 | 0 | 0 | 0 | 0 | 0 | 0 | 0 | 0 | 0 | 0 | 0 | 0 | 0 | 0 | 0 | 0 | 0 | 0 | 0 | 0 | 0 | 0
F4_Industrial_Industrial - Firm_Existing_Process_Natural Gas_Other Process_E6 | F4 | Industrial | Industrial - Firm | Existing | Process | Natural Gas | Other Process | E6 | Utility - Cost of Equipment | 0 | 0 | 0 | 0 | 0 | 0 | 0 | 0 | 0 | 0 | 0 | 0 | 0 | 0 | 0 | 0 | 0 | 0 | 0 | 0 | 0 | 0 | 0 | 0 | 0 | 0 | 0 | 0 | 0 | 0 | 0 | 0 | 0
F4_Industrial_Industrial - Firm_Existing_Process_Natural Gas_Other Process_E7 | F4 | Industrial | Industrial - Firm | Existing | Process | Natural Gas | Other Process | E7 | Utility - Cost of Equipment | 0 | 0 | 0 | 0 | 0 | 0 | 0 | 0 | 0 | 0 | 0 | 0 | 0 | 0 | 0 | 0 | 0 | 0 | 0 | 0 | 0 | 0 | 0 | 0 | 0 | 0 | 0 | 0 | 0 | 0 | 0 | 0 | 0
F4_Industrial_Industrial - Firm_Existing_Process_Natural Gas_Other Process_E8 | F4 | Industrial | Industrial - Firm | Existing | Process | Natural Gas | Other Process | E8 | Utility - Cost of Equipment | 0 | 0 | 0 | 0 | 0 | 0 | 0 | 0 | 0 | 0 | 0 | 0 | 0 | 0 | 0 | 0 | 0 | 0 | 0 | 0 | 0 | 0 | 0 | 0 | 0 | 0 | 0 | 0 | 0 | 0 | 0 | 0 | 0
F4_Industrial_Industrial - Firm_Existing_Process_Natural Gas_Other Process_E9 | F4 | Industrial | Industrial - Firm | Existing | Process | Natural Gas | Other Process | E9 | Utility - Cost of Equipment | 0 | 0 | 0 | 0 | 0 | 0 | 0 | 0 | 0 | 0 | 0 | 0 | 0 | 0 | 0 | 0 | 0 | 0 | 0 | 0 | 0 | 0 | 0 | 0 | 0 | 0 | 0 | 0 | 0 | 0 | 0 | 0 | 0
F4_Industrial_Industrial - Firm_Existing_Process_Natural Gas_Other Process_E10 | F4 | Industrial | Industrial - Firm | Existing | Process | Natural Gas | Other Process | E10 | Utility - Cost of Equipment | 0 | 0 | 0 | 0 | 0 | 0 | 0 | 0 | 0 | 0 | 0 | 0 | 0 | 0 | 0 | 0 | 0 | 0 | 0 | 0 | 0 | 0 | 0 | 0 | 0 | 0 | 0 | 0 | 0 | 0 | 0 | 0 | 0
F5_Industrial_Industrial - Firm_Existing_Process_Natural Gas_Other Process_E1 | F5 | Industrial | Industrial - Firm | Existing | Process | Natural Gas | Other Process | E1 | Utility - Cost of Operation | 16.5206 | 16.5206 | 16.5206 | 16.5206 | 16.5206 | 16.5206 | 16.5206 | 16.5206 | 16.5206 | 16.5206 | 16.5206 | 16.5206 | 16.5206 | 16.5206 | 16.5206 | 16.5206 | 16.5206 | 16.5206 | 16.5206 | 16.5206 | 16.5206 | 16.5206 | 16.5206 | 16.5206 | 16.5206 | 16.5206 | 16.5206 | 16.5206 | 16.5206 | 16.5206 | 16.5206 | 16.5206 | 16.5206
F5_Industrial_Industrial - Firm_Existing_Process_Natural Gas_Other Process_E2 | F5 | Industrial | Industrial - Firm | Existing | Process | Natural Gas | Other Process | E2 | Utility - Cost of Operation | 0 | 0 | 0 | 0 | 0 | 0 | 0 | 0 | 0 | 0 | 0 | 0 | 0 | 0 | 0 | 0 | 0 | 0 | 0 | 0 | 0 | 0 | 0 | 0 | 0 | 0 | 0 | 0 | 0 | 0 | 0 | 0 | 0
F5_Industrial_Industrial - Firm_Existing_Process_Natural Gas_Other Process_E3 | F5 | Industrial | Industrial - Firm | Existing | Process | Natural Gas | Other Process | E3 | Utility - Cost of Operation | 0 | 0 | 0 | 0 | 0 | 0 | 0 | 0 | 0 | 0 | 0 | 0 | 0 | 0 | 0 | 0 | 0 | 0 | 0 | 0 | 0 | 0 | 0 | 0 | 0 | 0 | 0 | 0 | 0 | 0 | 0 | 0 | 0
F5_Industrial_Industrial - Firm_Existing_Process_Natural Gas_Other Process_E4 | F5 | Industrial | Industrial - Firm | Existing | Process | Natural Gas | Other Process | E4 | Utility - Cost of Operation | 0 | 0 | 0 | 0 | 0 | 0 | 0 | 0 | 0 | 0 | 0 | 0 | 0 | 0 | 0 | 0 | 0 | 0 | 0 | 0 | 0 | 0 | 0 | 0 | 0 | 0 | 0 | 0 | 0 | 0 | 0 | 0 | 0
F5_Industrial_Industrial - Firm_Existing_Process_Natural Gas_Other Process_E5 | F5 | Industrial | Industrial - Firm | Existing | Process | Natural Gas | Other Process | E5 | Utility - Cost of Operation | 0 | 0 | 0 | 0 | 0 | 0 | 0 | 0 | 0 | 0 | 0 | 0 | 0 | 0 | 0 | 0 | 0 | 0 | 0 | 0 | 0 | 0 | 0 | 0 | 0 | 0 | 0 | 0 | 0 | 0 | 0 | 0 | 0
F5_Industrial_Industrial - Firm_Existing_Process_Natural Gas_Other Process_E6 | F5 | Industrial | Industrial - Firm | Existing | Process | Natural Gas | Other Process | E6 | Utility - Cost of Operation | 0 | 0 | 0 | 0 | 0 | 0 | 0 | 0 | 0 | 0 | 0 | 0 | 0 | 0 | 0 | 0 | 0 | 0 | 0 | 0 | 0 | 0 | 0 | 0 | 0 | 0 | 0 | 0 | 0 | 0 | 0 | 0 | 0
F5_Industrial_Industrial - Firm_Existing_Process_Natural Gas_Other Process_E7 | F5 | Industrial | Industrial - Firm | Existing | Process | Natural Gas | Other Process | E7 | Utility - Cost of Operation | 0 | 0 | 0 | 0 | 0 | 0 | 0 | 0 | 0 | 0 | 0 | 0 | 0 | 0 | 0 | 0 | 0 | 0 | 0 | 0 | 0 | 0 | 0 | 0 | 0 | 0 | 0 | 0 | 0 | 0 | 0 | 0 | 0
F5_Industrial_Industrial - Firm_Existing_Process_Natural Gas_Other Process_E8 | F5 | Industrial | Industrial - Firm | Existing | Process | Natural Gas | Other Process | E8 | Utility - Cost of Operation | 0 | 0 | 0 | 0 | 0 | 0 | 0 | 0 | 0 | 0 | 0 | 0 | 0 | 0 | 0 | 0 | 0 | 0 | 0 | 0 | 0 | 0 | 0 | 0 | 0 | 0 | 0 | 0 | 0 | 0 | 0 | 0 | 0
F5_Industrial_Industrial - Firm_Existing_Process_Natural Gas_Other Process_E9 | F5 | Industrial | Industrial - Firm | Existing | Process | Natural Gas | Other Process | E9 | Utility - Cost of Operation | 0 | 0 | 0 | 0 | 0 | 0 | 0 | 0 | 0 | 0 | 0 | 0 | 0 | 0 | 0 | 0 | 0 | 0 | 0 | 0 | 0 | 0 | 0 | 0 | 0 | 0 | 0 | 0 | 0 | 0 | 0 | 0 | 0
F5_Industrial_Industrial - Firm_Existing_Process_Natural Gas_Other Process_E10 | F5 | Industrial | Industrial - Firm | Existing | Process | Natural Gas | Other Process | E10 | Utility - Cost of Operation | 0 | 0 | 0 | 0 | 0 | 0 | 0 | 0 | 0 | 0 | 0 | 0 | 0 | 0 | 0 | 0 | 0 | 0 | 0 | 0 | 0 | 0 | 0 | 0 | 0 | 0 | 0 | 0 | 0 | 0 | 0 | 0 | 0
F6_Industrial_Industrial - Firm_Existing_Process_Natural Gas_Other Process_E1 | F6 | Industrial | Industrial - Firm | Existing | Process | Natural Gas | Other Process | E1 | Utility - Value of Sales | 69.242 | 69.242 | 69.242 | 69.242 | 69.242 | 69.242 | 69.242 | 69.242 | 69.242 | 69.242 | 69.242 | 69.242 | 69.242 | 69.242 | 69.242 | 69.242 | 69.242 | 69.242 | 69.242 | 69.242 | 69.242 | 69.242 | 69.242 | 69.242 | 69.242 | 69.242 | 69.242 | 69.242 | 69.242 | 69.242 | 69.242 | 69.242 | 69.242
F6_Industrial_Industrial - Firm_Existing_Process_Natural Gas_Other Process_E2 | F6 | Industrial | Industrial - Firm | Existing | Process | Natural Gas | Other Process | E2 | Utility - Value of Sales | 0 | 0 | 0 | 0 | 0 | 0 | 0 | 0 | 0 | 0 | 0 | 0 | 0 | 0 | 0 | 0 | 0 | 0 | 0 | 0 | 0 | 0 | 0 | 0 | 0 | 0 | 0 | 0 | 0 | 0 | 0 | 0 | 0
F6_Industrial_Industrial - Firm_Existing_Process_Natural Gas_Other Process_E3 | F6 | Industrial | Industrial - Firm | Existing | Process | Natural Gas | Other Process | E3 | Utility - Value of Sales | 0 | 0 | 0 | 0 | 0 | 0 | 0 | 0 | 0 | 0 | 0 | 0 | 0 | 0 | 0 | 0 | 0 | 0 | 0 | 0 | 0 | 0 | 0 | 0 | 0 | 0 | 0 | 0 | 0 | 0 | 0 | 0 | 0
F6_Industrial_Industrial - Firm_Existing_Process_Natural Gas_Other Process_E4 | F6 | Industrial | Industrial - Firm | Existing | Process | Natural Gas | Other Process | E4 | Utility - Value of Sales | 0 | 0 | 0 | 0 | 0 | 0 | 0 | 0 | 0 | 0 | 0 | 0 | 0 | 0 | 0 | 0 | 0 | 0 | 0 | 0 | 0 | 0 | 0 | 0 | 0 | 0 | 0 | 0 | 0 | 0 | 0 | 0 | 0
F6_Industrial_Industrial - Firm_Existing_Process_Natural Gas_Other Process_E5 | F6 | Industrial | Industrial - Firm | Existing | Process | Natural Gas | Other Process | E5 | Utility - Value of Sales | 0 | 0 | 0 | 0 | 0 | 0 | 0 | 0 | 0 | 0 | 0 | 0 | 0 | 0 | 0 | 0 | 0 | 0 | 0 | 0 | 0 | 0 | 0 | 0 | 0 | 0 | 0 | 0 | 0 | 0 | 0 | 0 | 0
F6_Industrial_Industrial - Firm_Existing_Process_Natural Gas_Other Process_E6 | F6 | Industrial | Industrial - Firm | Existing | Process | Natural Gas | Other Process | E6 | Utility - Value of Sales | 0 | 0 | 0 | 0 | 0 | 0 | 0 | 0 | 0 | 0 | 0 | 0 | 0 | 0 | 0 | 0 | 0 | 0 | 0 | 0 | 0 | 0 | 0 | 0 | 0 | 0 | 0 | 0 | 0 | 0 | 0 | 0 | 0
F6_Industrial_Industrial - Firm_Existing_Process_Natural Gas_Other Process_E7 | F6 | Industrial | Industrial - Firm | Existing | Process | Natural Gas | Other Process | E7 | Utility - Value of Sales | 0 | 0 | 0 | 0 | 0 | 0 | 0 | 0 | 0 | 0 | 0 | 0 | 0 | 0 | 0 | 0 | 0 | 0 | 0 | 0 | 0 | 0 | 0 | 0 | 0 | 0 | 0 | 0 | 0 | 0 | 0 | 0 | 0
F6_Industrial_Industrial - Firm_Existing_Process_Natural Gas_Other Process_E8 | F6 | Industrial | Industrial - Firm | Existing | Process | Natural Gas | Other Process | E8 | Utility - Value of Sales | 0 | 0 | 0 | 0 | 0 | 0 | 0 | 0 | 0 | 0 | 0 | 0 | 0 | 0 | 0 | 0 | 0 | 0 | 0 | 0 | 0 | 0 | 0 | 0 | 0 | 0 | 0 | 0 | 0 | 0 | 0 | 0 | 0
F6_Industrial_Industrial - Firm_Existing_Process_Natural Gas_Other Process_E9 | F6 | Industrial | Industrial - Firm | Existing | Process | Natural Gas | Other Process | E9 | Utility - Value of Sales | 0 | 0 | 0 | 0 | 0 | 0 | 0 | 0 | 0 | 0 | 0 | 0 | 0 | 0 | 0 | 0 | 0 | 0 | 0 | 0 | 0 | 0 | 0 | 0 | 0 | 0 | 0 | 0 | 0 | 0 | 0 | 0 | 0
F6_Industrial_Industrial - Firm_Existing_Process_Natural Gas_Other Process_E10 | F6 | Industrial | Industrial - Firm | Existing | Process | Natural Gas | Other Process | E10 | Utility - Value of Sales | 0 | 0 | 0 | 0 | 0 | 0 | 0 | 0 | 0 | 0 | 0 | 0 | 0 | 0 | 0 | 0 | 0 | 0 | 0 | 0 | 0 | 0 | 0 | 0 | 0 | 0 | 0 | 0 | 0 | 0 | 0 | 0 | 0
F1_Industrial_Industrial - Firm_Existing_Miscellaneous_Natural Gas_Miscellaneous_E1 | F1 | Industrial | Industrial - Firm | Existing | Miscellaneous | Natural Gas | Miscellaneous | E1 | RVT - Cost of Equipment | 217.9811 | 218.9287 | 220.4327 | 222.7366 | 226.3909 | 231.438 | 235.171 | 238.87 | 242.7957 | 246.9331 | 250.4629 | 253.0458 | 255.2707 | 257.4137 | 259.8989 | 262.05 | 264.6399 | 267.825 | 271.698 | 276.2098 | 281.2322 | 286.1254 | 290.6935 | 294.9768 | 298.9538 | 302.5427 | 304.9815 | 306.8425 | 308.5983 | 310.2746 | 312.0335 | 312.8114 | 312.8114
F1_Industrial_Industrial - Firm_Existing_Miscellaneous_Natural Gas_Miscellaneous_E2 | F1 | Industrial | Industrial - Firm | Existing | Miscellaneous | Natural Gas | Miscellaneous | E2 | RVT - Cost of Equipment | 0 | 0 | 0 | 0 | 0 | 0 | 0 | 0 | 0 | 0 | 0 | 0 | 0 | 0 | 0 | 0 | 0 | 0 | 0 | 0 | 0 | 0 | 0 | 0 | 0 | 0 | 0 | 0 | 0 | 0 | 0 | 0 | 0
F1_Industrial_Industrial - Firm_Existing_Miscellaneous_Natural Gas_Miscellaneous_E3 | F1 | Industrial | Industrial - Firm | Existing | Miscellaneous | Natural Gas | Miscellaneous | E3 | RVT - Cost of Equipment | 0 | 0 | 0 | 0 | 0 | 0 | 0 | 0 | 0 | 0 | 0 | 0 | 0 | 0 | 0 | 0 | 0 | 0 | 0 | 0 | 0 | 0 | 0 | 0 | 0 | 0 | 0 | 0 | 0 | 0 | 0 | 0 | 0
F1_Industrial_Industrial - Firm_Existing_Miscellaneous_Natural Gas_Miscellaneous_E4 | F1 | Industrial | Industrial - Firm | Existing | Miscellaneous | Natural Gas | Miscellaneous | E4 | RVT - Cost of Equipment | 0 | 0 | 0 | 0 | 0 | 0 | 0 | 0 | 0 | 0 | 0 | 0 | 0 | 0 | 0 | 0 | 0 | 0 | 0 | 0 | 0 | 0 | 0 | 0 | 0 | 0 | 0 | 0 | 0 | 0 | 0 | 0 | 0
F1_Industrial_Industrial - Firm_Existing_Miscellaneous_Natural Gas_Miscellaneous_E5 | F1 | Industrial | Industrial - Firm | Existing | Miscellaneous | Natural Gas | Miscellaneous | E5 | RVT - Cost of Equipment | 0 | 0 | 0 | 0 | 0 | 0 | 0 | 0 | 0 | 0 | 0 | 0 | 0 | 0 | 0 | 0 | 0 | 0 | 0 | 0 | 0 | 0 | 0 | 0 | 0 | 0 | 0 | 0 | 0 | 0 | 0 | 0 | 0
F1_Industrial_Industrial - Firm_Existing_Miscellaneous_Natural Gas_Miscellaneous_E6 | F1 | Industrial | Industrial - Firm | Existing | Miscellaneous | Natural Gas | Miscellaneous | E6 | RVT - Cost of Equipment | 0 | 0 | 0 | 0 | 0 | 0 | 0 | 0 | 0 | 0 | 0 | 0 | 0 | 0 | 0 | 0 | 0 | 0 | 0 | 0 | 0 | 0 | 0 | 0 | 0 | 0 | 0 | 0 | 0 | 0 | 0 | 0 | 0
F1_Industrial_Industrial - Firm_Existing_Miscellaneous_Natural Gas_Miscellaneous_E7 | F1 | Industrial | Industrial - Firm | Existing | Miscellaneous | Natural Gas | Miscellaneous | E7 | RVT - Cost of Equipment | 0 | 0 | 0 | 0 | 0 | 0 | 0 | 0 | 0 | 0 | 0 | 0 | 0 | 0 | 0 | 0 | 0 | 0 | 0 | 0 | 0 | 0 | 0 | 0 | 0 | 0 | 0 | 0 | 0 | 0 | 0 | 0 | 0
F1_Industrial_Industrial - Firm_Existing_Miscellaneous_Natural Gas_Miscellaneous_E8 | F1 | Industrial | Industrial - Firm | Existing | Miscellaneous | Natural Gas | Miscellaneous | E8 | RVT - Cost of Equipment | 0 | 0 | 0 | 0 | 0 | 0 | 0 | 0 | 0 | 0 | 0 | 0 | 0 | 0 | 0 | 0 | 0 | 0 | 0 | 0 | 0 | 0 | 0 | 0 | 0 | 0 | 0 | 0 | 0 | 0 | 0 | 0 | 0
F1_Industrial_Industrial - Firm_Existing_Miscellaneous_Natural Gas_Miscellaneous_E9 | F1 | Industrial | Industrial - Firm | Existing | Miscellaneous | Natural Gas | Miscellaneous | E9 | RVT - Cost of Equipment | 0 | 0 | 0 | 0 | 0 | 0 | 0 | 0 | 0 | 0 | 0 | 0 | 0 | 0 | 0 | 0 | 0 | 0 | 0 | 0 | 0 | 0 | 0 | 0 | 0 | 0 | 0 | 0 | 0 | 0 | 0 | 0 | 0
F1_Industrial_Industrial - Firm_Existing_Miscellaneous_Natural Gas_Miscellaneous_E10 | F1 | Industrial | Industrial - Firm | Existing | Miscellaneous | Natural Gas | Miscellaneous | E10 | RVT - Cost of Equipment | 0 | 0 | 0 | 0 | 0 | 0 | 0 | 0 | 0 | 0 | 0 | 0 | 0 | 0 | 0 | 0 | 0 | 0 | 0 | 0 | 0 | 0 | 0 | 0 | 0 | 0 | 0 | 0 | 0 | 0 | 0 | 0 | 0
F2_Industrial_Industrial - Firm_Existing_Miscellaneous_Natural Gas_Miscellaneous_E1 | F2 | Industrial | Industrial - Firm | Existing | Miscellaneous | Natural Gas | Miscellaneous | E1 | RVT - Cost of Operation | 261.1555 | 262.2909 | 264.0927 | 266.8529 | 271.231 | 277.2778 | 281.7502 | 286.1818 | 290.8851 | 295.8419 | 300.0709 | 303.1653 | 305.8309 | 308.3984 | 311.3758 | 313.953 | 317.0558 | 320.8718 | 325.5119 | 330.9174 | 336.9345 | 342.7968 | 348.2697 | 353.4014 | 358.1661 | 362.4659 | 365.3877 | 367.6173 | 369.7209 | 371.7291 | 373.8364 | 374.7684 | 374.7684
F2_Industrial_Industrial - Firm_Existing_Miscellaneous_Natural Gas_Miscellaneous_E2 | F2 | Industrial | Industrial - Firm | Existing | Miscellaneous | Natural Gas | Miscellaneous | E2 | RVT - Cost of Operation | 0 | 0 | 0 | 0 | 0 | 0 | 0 | 0 | 0 | 0 | 0 | 0 | 0 | 0 | 0 | 0 | 0 | 0 | 0 | 0 | 0 | 0 | 0 | 0 | 0 | 0 | 0 | 0 | 0 | 0 | 0 | 0 | 0
F2_Industrial_Industrial - Firm_Existing_Miscellaneous_Natural Gas_Miscellaneous_E3 | F2 | Industrial | Industrial - Firm | Existing | Miscellaneous | Natural Gas | Miscellaneous | E3 | RVT - Cost of Operation | 0 | 0 | 0 | 0 | 0 | 0 | 0 | 0 | 0 | 0 | 0 | 0 | 0 | 0 | 0 | 0 | 0 | 0 | 0 | 0 | 0 | 0 | 0 | 0 | 0 | 0 | 0 | 0 | 0 | 0 | 0 | 0 | 0
F2_Industrial_Industrial - Firm_Existing_Miscellaneous_Natural Gas_Miscellaneous_E4 | F2 | Industrial | Industrial - Firm | Existing | Miscellaneous | Natural Gas | Miscellaneous | E4 | RVT - Cost of Operation | 0 | 0 | 0 | 0 | 0 | 0 | 0 | 0 | 0 | 0 | 0 | 0 | 0 | 0 | 0 | 0 | 0 | 0 | 0 | 0 | 0 | 0 | 0 | 0 | 0 | 0 | 0 | 0 | 0 | 0 | 0 | 0 | 0
F2_Industrial_Industrial - Firm_Existing_Miscellaneous_Natural Gas_Miscellaneous_E5 | F2 | Industrial | Industrial - Firm | Existing | Miscellaneous | Natural Gas | Miscellaneous | E5 | RVT - Cost of Operation | 0 | 0 | 0 | 0 | 0 | 0 | 0 | 0 | 0 | 0 | 0 | 0 | 0 | 0 | 0 | 0 | 0 | 0 | 0 | 0 | 0 | 0 | 0 | 0 | 0 | 0 | 0 | 0 | 0 | 0 | 0 | 0 | 0
F2_Industrial_Industrial - Firm_Existing_Miscellaneous_Natural Gas_Miscellaneous_E6 | F2 | Industrial | Industrial - Firm | Existing | Miscellaneous | Natural Gas | Miscellaneous | E6 | RVT - Cost of Operation | 0 | 0 | 0 | 0 | 0 | 0 | 0 | 0 | 0 | 0 | 0 | 0 | 0 | 0 | 0 | 0 | 0 | 0 | 0 | 0 | 0 | 0 | 0 | 0 | 0 | 0 | 0 | 0 | 0 | 0 | 0 | 0 | 0
F2_Industrial_Industrial - Firm_Existing_Miscellaneous_Natural Gas_Miscellaneous_E7 | F2 | Industrial | Industrial - Firm | Existing | Miscellaneous | Natural Gas | Miscellaneous | E7 | RVT - Cost of Operation | 0 | 0 | 0 | 0 | 0 | 0 | 0 | 0 | 0 | 0 | 0 | 0 | 0 | 0 | 0 | 0 | 0 | 0 | 0 | 0 | 0 | 0 | 0 | 0 | 0 | 0 | 0 | 0 | 0 | 0 | 0 | 0 | 0
F2_Industrial_Industrial - Firm_Existing_Miscellaneous_Natural Gas_Miscellaneous_E8 | F2 | Industrial | Industrial - Firm | Existing | Miscellaneous | Natural Gas | Miscellaneous | E8 | RVT - Cost of Operation | 0 | 0 | 0 | 0 | 0 | 0 | 0 | 0 | 0 | 0 | 0 | 0 | 0 | 0 | 0 | 0 | 0 | 0 | 0 | 0 | 0 | 0 | 0 | 0 | 0 | 0 | 0 | 0 | 0 | 0 | 0 | 0 | 0
F2_Industrial_Industrial - Firm_Existing_Miscellaneous_Natural Gas_Miscellaneous_E9 | F2 | Industrial | Industrial - Firm | Existing | Miscellaneous | Natural Gas | Miscellaneous | E9 | RVT - Cost of Operation | 0 | 0 | 0 | 0 | 0 | 0 | 0 | 0 | 0 | 0 | 0 | 0 | 0 | 0 | 0 | 0 | 0 | 0 | 0 | 0 | 0 | 0 | 0 | 0 | 0 | 0 | 0 | 0 | 0 | 0 | 0 | 0 | 0
F2_Industrial_Industrial - Firm_Existing_Miscellaneous_Natural Gas_Miscellaneous_E10 | F2 | Industrial | Industrial - Firm | Existing | Miscellaneous | Natural Gas | Miscellaneous | E10 | RVT - Cost of Operation | 0 | 0 | 0 | 0 | 0 | 0 | 0 | 0 | 0 | 0 | 0 | 0 | 0 | 0 | 0 | 0 | 0 | 0 | 0 | 0 | 0 | 0 | 0 | 0 | 0 | 0 | 0 | 0 | 0 | 0 | 0 | 0 | 0
F3_Industrial_Industrial - Firm_Existing_Miscellaneous_Natural Gas_Miscellaneous_E1 | F3 | Industrial | Industrial - Firm | Existing | Miscellaneous | Natural Gas | Miscellaneous | E1 | System - kBTUs of Consumption | 55.6142 | 55.6142 | 55.6142 | 55.6142 | 55.6142 | 55.6142 | 55.6142 | 55.6142 | 55.6142 | 55.6142 | 55.6142 | 55.6142 | 55.6142 | 55.6142 | 55.6142 | 55.6142 | 55.6142 | 55.6142 | 55.6142 | 55.6142 | 55.6142 | 55.6142 | 55.6142 | 55.6142 | 55.6142 | 55.6142 | 55.6142 | 55.6142 | 55.6142 | 55.6142 | 55.6142 | 55.6142 | 55.6142
F3_Industrial_Industrial - Firm_Existing_Miscellaneous_Natural Gas_Miscellaneous_E2 | F3 | Industrial | Industrial - Firm | Existing | Miscellaneous | Natural Gas | Miscellaneous | E2 | System - kBTUs of Consumption | 0 | 0 | 0 | 0 | 0 | 0 | 0 | 0 | 0 | 0 | 0 | 0 | 0 | 0 | 0 | 0 | 0 | 0 | 0 | 0 | 0 | 0 | 0 | 0 | 0 | 0 | 0 | 0 | 0 | 0 | 0 | 0 | 0
F3_Industrial_Industrial - Firm_Existing_Miscellaneous_Natural Gas_Miscellaneous_E3 | F3 | Industrial | Industrial - Firm | Existing | Miscellaneous | Natural Gas | Miscellaneous | E3 | System - kBTUs of Consumption | 0 | 0 | 0 | 0 | 0 | 0 | 0 | 0 | 0 | 0 | 0 | 0 | 0 | 0 | 0 | 0 | 0 | 0 | 0 | 0 | 0 | 0 | 0 | 0 | 0 | 0 | 0 | 0 | 0 | 0 | 0 | 0 | 0
F3_Industrial_Industrial - Firm_Existing_Miscellaneous_Natural Gas_Miscellaneous_E4 | F3 | Industrial | Industrial - Firm | Existing | Miscellaneous | Natural Gas | Miscellaneous | E4 | System - kBTUs of Consumption | 0 | 0 | 0 | 0 | 0 | 0 | 0 | 0 | 0 | 0 | 0 | 0 | 0 | 0 | 0 | 0 | 0 | 0 | 0 | 0 | 0 | 0 | 0 | 0 | 0 | 0 | 0 | 0 | 0 | 0 | 0 | 0 | 0
F3_Industrial_Industrial - Firm_Existing_Miscellaneous_Natural Gas_Miscellaneous_E5 | F3 | Industrial | Industrial - Firm | Existing | Miscellaneous | Natural Gas | Miscellaneous | E5 | System - kBTUs of Consumption | 0 | 0 | 0 | 0 | 0 | 0 | 0 | 0 | 0 | 0 | 0 | 0 | 0 | 0 | 0 | 0 | 0 | 0 | 0 | 0 | 0 | 0 | 0 | 0 | 0 | 0 | 0 | 0 | 0 | 0 | 0 | 0 | 0
F3_Industrial_Industrial - Firm_Existing_Miscellaneous_Natural Gas_Miscellaneous_E6 | F3 | Industrial | Industrial - Firm | Existing | Miscellaneous | Natural Gas | Miscellaneous | E6 | System - kBTUs of Consumption | 0 | 0 | 0 | 0 | 0 | 0 | 0 | 0 | 0 | 0 | 0 | 0 | 0 | 0 | 0 | 0 | 0 | 0 | 0 | 0 | 0 | 0 | 0 | 0 | 0 | 0 | 0 | 0 | 0 | 0 | 0 | 0 | 0
F3_Industrial_Industrial - Firm_Existing_Miscellaneous_Natural Gas_Miscellaneous_E7 | F3 | Industrial | Industrial - Firm | Existing | Miscellaneous | Natural Gas | Miscellaneous | E7 | System - kBTUs of Consumption | 0 | 0 | 0 | 0 | 0 | 0 | 0 | 0 | 0 | 0 | 0 | 0 | 0 | 0 | 0 | 0 | 0 | 0 | 0 | 0 | 0 | 0 | 0 | 0 | 0 | 0 | 0 | 0 | 0 | 0 | 0 | 0 | 0
F3_Industrial_Industrial - Firm_Existing_Miscellaneous_Natural Gas_Miscellaneous_E8 | F3 | Industrial | Industrial - Firm | Existing | Miscellaneous | Natural Gas | Miscellaneous | E8 | System - kBTUs of Consumption | 0 | 0 | 0 | 0 | 0 | 0 | 0 | 0 | 0 | 0 | 0 | 0 | 0 | 0 | 0 | 0 | 0 | 0 | 0 | 0 | 0 | 0 | 0 | 0 | 0 | 0 | 0 | 0 | 0 | 0 | 0 | 0 | 0
F3_Industrial_Industrial - Firm_Existing_Miscellaneous_Natural Gas_Miscellaneous_E9 | F3 | Industrial | Industrial - Firm | Existing | Miscellaneous | Natural Gas | Miscellaneous | E9 | System - kBTUs of Consumption | 0 | 0 | 0 | 0 | 0 | 0 | 0 | 0 | 0 | 0 | 0 | 0 | 0 | 0 | 0 | 0 | 0 | 0 | 0 | 0 | 0 | 0 | 0 | 0 | 0 | 0 | 0 | 0 | 0 | 0 | 0 | 0 | 0
F3_Industrial_Industrial - Firm_Existing_Miscellaneous_Natural Gas_Miscellaneous_E10 | F3 | Industrial | Industrial - Firm | Existing | Miscellaneous | Natural Gas | Miscellaneous | E10 | System - kBTUs of Consumption | 0 | 0 | 0 | 0 | 0 | 0 | 0 | 0 | 0 | 0 | 0 | 0 | 0 | 0 | 0 | 0 | 0 | 0 | 0 | 0 | 0 | 0 | 0 | 0 | 0 | 0 | 0 | 0 | 0 | 0 | 0 | 0 | 0
F4_Industrial_Industrial - Firm_Existing_Miscellaneous_Natural Gas_Miscellaneous_E1 | F4 | Industrial | Industrial - Firm | Existing | Miscellaneous | Natural Gas | Miscellaneous | E1 | Utility - Cost of Equipment | 261.1555 | 262.2909 | 264.0927 | 266.8529 | 271.231 | 277.2778 | 281.7502 | 286.1818 | 290.8851 | 295.8419 | 300.0709 | 303.1653 | 305.8309 | 308.3984 | 311.3758 | 313.953 | 317.0558 | 320.8718 | 325.5119 | 330.9174 | 336.9345 | 342.7968 | 348.2697 | 353.4014 | 358.1661 | 362.4659 | 365.3877 | 367.6173 | 369.7209 | 371.7291 | 373.8364 | 374.7684 | 374.7684
F4_Industrial_Industrial - Firm_Existing_Miscellaneous_Natural Gas_Miscellaneous_E2 | F4 | Industrial | Industrial - Firm | Existing | Miscellaneous | Natural Gas | Miscellaneous | E2 | Utility - Cost of Equipment | 0 | 0 | 0 | 0 | 0 | 0 | 0 | 0 | 0 | 0 | 0 | 0 | 0 | 0 | 0 | 0 | 0 | 0 | 0 | 0 | 0 | 0 | 0 | 0 | 0 | 0 | 0 | 0 | 0 | 0 | 0 | 0 | 0
F4_Industrial_Industrial - Firm_Existing_Miscellaneous_Natural Gas_Miscellaneous_E3 | F4 | Industrial | Industrial - Firm | Existing | Miscellaneous | Natural Gas | Miscellaneous | E3 | Utility - Cost of Equipment | 0 | 0 | 0 | 0 | 0 | 0 | 0 | 0 | 0 | 0 | 0 | 0 | 0 | 0 | 0 | 0 | 0 | 0 | 0 | 0 | 0 | 0 | 0 | 0 | 0 | 0 | 0 | 0 | 0 | 0 | 0 | 0 | 0
F4_Industrial_Industrial - Firm_Existing_Miscellaneous_Natural Gas_Miscellaneous_E4 | F4 | Industrial | Industrial - Firm | Existing | Miscellaneous | Natural Gas | Miscellaneous | E4 | Utility - Cost of Equipment | 0 | 0 | 0 | 0 | 0 | 0 | 0 | 0 | 0 | 0 | 0 | 0 | 0 | 0 | 0 | 0 | 0 | 0 | 0 | 0 | 0 | 0 | 0 | 0 | 0 | 0 | 0 | 0 | 0 | 0 | 0 | 0 | 0
F4_Industrial_Industrial - Firm_Existing_Miscellaneous_Natural Gas_Miscellaneous_E5 | F4 | Industrial | Industrial - Firm | Existing | Miscellaneous | Natural Gas | Miscellaneous | E5 | Utility - Cost of Equipment | 0 | 0 | 0 | 0 | 0 | 0 | 0 | 0 | 0 | 0 | 0 | 0 | 0 | 0 | 0 | 0 | 0 | 0 | 0 | 0 | 0 | 0 | 0 | 0 | 0 | 0 | 0 | 0 | 0 | 0 | 0 | 0 | 0
F4_Industrial_Industrial - Firm_Existing_Miscellaneous_Natural Gas_Miscellaneous_E6 | F4 | Industrial | Industrial - Firm | Existing | Miscellaneous | Natural Gas | Miscellaneous | E6 | Utility - Cost of Equipment | 0 | 0 | 0 | 0 | 0 | 0 | 0 | 0 | 0 | 0 | 0 | 0 | 0 | 0 | 0 | 0 | 0 | 0 | 0 | 0 | 0 | 0 | 0 | 0 | 0 | 0 | 0 | 0 | 0 | 0 | 0 | 0 | 0
F4_Industrial_Industrial - Firm_Existing_Miscellaneous_Natural Gas_Miscellaneous_E7 | F4 | Industrial | Industrial - Firm | Existing | Miscellaneous | Natural Gas | Miscellaneous | E7 | Utility - Cost of Equipment | 0 | 0 | 0 | 0 | 0 | 0 | 0 | 0 | 0 | 0 | 0 | 0 | 0 | 0 | 0 | 0 | 0 | 0 | 0 | 0 | 0 | 0 | 0 | 0 | 0 | 0 | 0 | 0 | 0 | 0 | 0 | 0 | 0
F4_Industrial_Industrial - Firm_Existing_Miscellaneous_Natural Gas_Miscellaneous_E8 | F4 | Industrial | Industrial - Firm | Existing | Miscellaneous | Natural Gas | Miscellaneous | E8 | Utility - Cost of Equipment | 0 | 0 | 0 | 0 | 0 | 0 | 0 | 0 | 0 | 0 | 0 | 0 | 0 | 0 | 0 | 0 | 0 | 0 | 0 | 0 | 0 | 0 | 0 | 0 | 0 | 0 | 0 | 0 | 0 | 0 | 0 | 0 | 0
F4_Industrial_Industrial - Firm_Existing_Miscellaneous_Natural Gas_Miscellaneous_E9 | F4 | Industrial | Industrial - Firm | Existing | Miscellaneous | Natural Gas | Miscellaneous | E9 | Utility - Cost of Equipment | 0 | 0 | 0 | 0 | 0 | 0 | 0 | 0 | 0 | 0 | 0 | 0 | 0 | 0 | 0 | 0 | 0 | 0 | 0 | 0 | 0 | 0 | 0 | 0 | 0 | 0 | 0 | 0 | 0 | 0 | 0 | 0 | 0
F4_Industrial_Industrial - Firm_Existing_Miscellaneous_Natural Gas_Miscellaneous_E10 | F4 | Industrial | Industrial - Firm | Existing | Miscellaneous | Natural Gas | Miscellaneous | E10 | Utility - Cost of Equipment | 0 | 0 | 0 | 0 | 0 | 0 | 0 | 0 | 0 | 0 | 0 | 0 | 0 | 0 | 0 | 0 | 0 | 0 | 0 | 0 | 0 | 0 | 0 | 0 | 0 | 0 | 0 | 0 | 0 | 0 | 0 | 0 | 0
F5_Industrial_Industrial - Firm_Existing_Miscellaneous_Natural Gas_Miscellaneous_E1 | F5 | Industrial | Industrial - Firm | Existing | Miscellaneous | Natural Gas | Miscellaneous | E1 | Utility - Cost of Operation | 55.6142 | 55.6142 | 55.6142 | 55.6142 | 55.6142 | 55.6142 | 55.6142 | 55.6142 | 55.6142 | 55.6142 | 55.6142 | 55.6142 | 55.6142 | 55.6142 | 55.6142 | 55.6142 | 55.6142 | 55.6142 | 55.6142 | 55.6142 | 55.6142 | 55.6142 | 55.6142 | 55.6142 | 55.6142 | 55.6142 | 55.6142 | 55.6142 | 55.6142 | 55.6142 | 55.6142 | 55.6142 | 55.6142
F5_Industrial_Industrial - Firm_Existing_Miscellaneous_Natural Gas_Miscellaneous_E2 | F5 | Industrial | Industrial - Firm | Existing | Miscellaneous | Natural Gas | Miscellaneous | E2 | Utility - Cost of Operation | 0 | 0 | 0 | 0 | 0 | 0 | 0 | 0 | 0 | 0 | 0 | 0 | 0 | 0 | 0 | 0 | 0 | 0 | 0 | 0 | 0 | 0 | 0 | 0 | 0 | 0 | 0 | 0 | 0 | 0 | 0 | 0 | 0
F5_Industrial_Industrial - Firm_Existing_Miscellaneous_Natural Gas_Miscellaneous_E3 | F5 | Industrial | Industrial - Firm | Existing | Miscellaneous | Natural Gas | Miscellaneous | E3 | Utility - Cost of Operation | 0 | 0 | 0 | 0 | 0 | 0 | 0 | 0 | 0 | 0 | 0 | 0 | 0 | 0 | 0 | 0 | 0 | 0 | 0 | 0 | 0 | 0 | 0 | 0 | 0 | 0 | 0 | 0 | 0 | 0 | 0 | 0 | 0
F5_Industrial_Industrial - Firm_Existing_Miscellaneous_Natural Gas_Miscellaneous_E4 | F5 | Industrial | Industrial - Firm | Existing | Miscellaneous | Natural Gas | Miscellaneous | E4 | Utility - Cost of Operation | 0 | 0 | 0 | 0 | 0 | 0 | 0 | 0 | 0 | 0 | 0 | 0 | 0 | 0 | 0 | 0 | 0 | 0 | 0 | 0 | 0 | 0 | 0 | 0 | 0 | 0 | 0 | 0 | 0 | 0 | 0 | 0 | 0
F5_Industrial_Industrial - Firm_Existing_Miscellaneous_Natural Gas_Miscellaneous_E5 | F5 | Industrial | Industrial - Firm | Existing | Miscellaneous | Natural Gas | Miscellaneous | E5 | Utility - Cost of Operation | 0 | 0 | 0 | 0 | 0 | 0 | 0 | 0 | 0 | 0 | 0 | 0 | 0 | 0 | 0 | 0 | 0 | 0 | 0 | 0 | 0 | 0 | 0 | 0 | 0 | 0 | 0 | 0 | 0 | 0 | 0 | 0 | 0
F5_Industrial_Industrial - Firm_Existing_Miscellaneous_Natural Gas_Miscellaneous_E6 | F5 | Industrial | Industrial - Firm | Existing | Miscellaneous | Natural Gas | Miscellaneous | E6 | Utility - Cost of Operation | 0 | 0 | 0 | 0 | 0 | 0 | 0 | 0 | 0 | 0 | 0 | 0 | 0 | 0 | 0 | 0 | 0 | 0 | 0 | 0 | 0 | 0 | 0 | 0 | 0 | 0 | 0 | 0 | 0 | 0 | 0 | 0 | 0
F5_Industrial_Industrial - Firm_Existing_Miscellaneous_Natural Gas_Miscellaneous_E7 | F5 | Industrial | Industrial - Firm | Existing | Miscellaneous | Natural Gas | Miscellaneous | E7 | Utility - Cost of Operation | 0 | 0 | 0 | 0 | 0 | 0 | 0 | 0 | 0 | 0 | 0 | 0 | 0 | 0 | 0 | 0 | 0 | 0 | 0 | 0 | 0 | 0 | 0 | 0 | 0 | 0 | 0 | 0 | 0 | 0 | 0 | 0 | 0
F5_Industrial_Industrial - Firm_Existing_Miscellaneous_Natural Gas_Miscellaneous_E8 | F5 | Industrial | Industrial - Firm | Existing | Miscellaneous | Natural Gas | Miscellaneous | E8 | Utility - Cost of Operation | 0 | 0 | 0 | 0 | 0 | 0 | 0 | 0 | 0 | 0 | 0 | 0 | 0 | 0 | 0 | 0 | 0 | 0 | 0 | 0 | 0 | 0 | 0 | 0 | 0 | 0 | 0 | 0 | 0 | 0 | 0 | 0 | 0
F5_Industrial_Industrial - Firm_Existing_Miscellaneous_Natural Gas_Miscellaneous_E9 | F5 | Industrial | Industrial - Firm | Existing | Miscellaneous | Natural Gas | Miscellaneous | E9 | Utility - Cost of Operation | 0 | 0 | 0 | 0 | 0 | 0 | 0 | 0 | 0 | 0 | 0 | 0 | 0 | 0 | 0 | 0 | 0 | 0 | 0 | 0 | 0 | 0 | 0 | 0 | 0 | 0 | 0 | 0 | 0 | 0 | 0 | 0 | 0
F5_Industrial_Industrial - Firm_Existing_Miscellaneous_Natural Gas_Miscellaneous_E10 | F5 | Industrial | Industrial - Firm | Existing | Miscellaneous | Natural Gas | Miscellaneous | E10 | Utility - Cost of Operation | 0 | 0 | 0 | 0 | 0 | 0 | 0 | 0 | 0 | 0 | 0 | 0 | 0 | 0 | 0 | 0 | 0 | 0 | 0 | 0 | 0 | 0 | 0 | 0 | 0 | 0 | 0 | 0 | 0 | 0 | 0 | 0 | 0
F6_Industrial_Industrial - Firm_Existing_Miscellaneous_Natural Gas_Miscellaneous_E1 | F6 | Industrial | Industrial - Firm | Existing | Miscellaneous | Natural Gas | Miscellaneous | E1 | Utility - Value of Sales | 233.0931 | 233.0931 | 233.0931 | 233.0931 | 233.0931 | 233.0931 | 233.0931 | 233.0931 | 233.0931 | 233.0931 | 233.0931 | 233.0931 | 233.0931 | 233.0931 | 233.0931 | 233.0931 | 233.0931 | 233.0931 | 233.0931 | 233.0931 | 233.0931 | 233.0931 | 233.0931 | 233.0931 | 233.0931 | 233.0931 | 233.0931 | 233.0931 | 233.0931 | 233.0931 | 233.0931 | 233.0931 | 233.0931
F6_Industrial_Industrial - Firm_Existing_Miscellaneous_Natural Gas_Miscellaneous_E2 | F6 | Industrial | Industrial - Firm | Existing | Miscellaneous | Natural Gas | Miscellaneous | E2 | Utility - Value of Sales | 0 | 0 | 0 | 0 | 0 | 0 | 0 | 0 | 0 | 0 | 0 | 0 | 0 | 0 | 0 | 0 | 0 | 0 | 0 | 0 | 0 | 0 | 0 | 0 | 0 | 0 | 0 | 0 | 0 | 0 | 0 | 0 | 0
F6_Industrial_Industrial - Firm_Existing_Miscellaneous_Natural Gas_Miscellaneous_E3 | F6 | Industrial | Industrial - Firm | Existing | Miscellaneous | Natural Gas | Miscellaneous | E3 | Utility - Value of Sales | 0 | 0 | 0 | 0 | 0 | 0 | 0 | 0 | 0 | 0 | 0 | 0 | 0 | 0 | 0 | 0 | 0 | 0 | 0 | 0 | 0 | 0 | 0 | 0 | 0 | 0 | 0 | 0 | 0 | 0 | 0 | 0 | 0
F6_Industrial_Industrial - Firm_Existing_Miscellaneous_Natural Gas_Miscellaneous_E4 | F6 | Industrial | Industrial - Firm | Existing | Miscellaneous | Natural Gas | Miscellaneous | E4 | Utility - Value of Sales | 0 | 0 | 0 | 0 | 0 | 0 | 0 | 0 | 0 | 0 | 0 | 0 | 0 | 0 | 0 | 0 | 0 | 0 | 0 | 0 | 0 | 0 | 0 | 0 | 0 | 0 | 0 | 0 | 0 | 0 | 0 | 0 | 0
F6_Industrial_Industrial - Firm_Existing_Miscellaneous_Natural Gas_Miscellaneous_E5 | F6 | Industrial | Industrial - Firm | Existing | Miscellaneous | Natural Gas | Miscellaneous | E5 | Utility - Value of Sales | 0 | 0 | 0 | 0 | 0 | 0 | 0 | 0 | 0 | 0 | 0 | 0 | 0 | 0 | 0 | 0 | 0 | 0 | 0 | 0 | 0 | 0 | 0 | 0 | 0 | 0 | 0 | 0 | 0 | 0 | 0 | 0 | 0
F6_Industrial_Industrial - Firm_Existing_Miscellaneous_Natural Gas_Miscellaneous_E6 | F6 | Industrial | Industrial - Firm | Existing | Miscellaneous | Natural Gas | Miscellaneous | E6 | Utility - Value of Sales | 0 | 0 | 0 | 0 | 0 | 0 | 0 | 0 | 0 | 0 | 0 | 0 | 0 | 0 | 0 | 0 | 0 | 0 | 0 | 0 | 0 | 0 | 0 | 0 | 0 | 0 | 0 | 0 | 0 | 0 | 0 | 0 | 0
F6_Industrial_Industrial - Firm_Existing_Miscellaneous_Natural Gas_Miscellaneous_E7 | F6 | Industrial | Industrial - Firm | Existing | Miscellaneous | Natural Gas | Miscellaneous | E7 | Utility - Value of Sales | 0 | 0 | 0 | 0 | 0 | 0 | 0 | 0 | 0 | 0 | 0 | 0 | 0 | 0 | 0 | 0 | 0 | 0 | 0 | 0 | 0 | 0 | 0 | 0 | 0 | 0 | 0 | 0 | 0 | 0 | 0 | 0 | 0
F6_Industrial_Industrial - Firm_Existing_Miscellaneous_Natural Gas_Miscellaneous_E8 | F6 | Industrial | Industrial - Firm | Existing | Miscellaneous | Natural Gas | Miscellaneous | E8 | Utility - Value of Sales | 0 | 0 | 0 | 0 | 0 | 0 | 0 | 0 | 0 | 0 | 0 | 0 | 0 | 0 | 0 | 0 | 0 | 0 | 0 | 0 | 0 | 0 | 0 | 0 | 0 | 0 | 0 | 0 | 0 | 0 | 0 | 0 | 0
F6_Industrial_Industrial - Firm_Existing_Miscellaneous_Natural Gas_Miscellaneous_E9 | F6 | Industrial | Industrial - Firm | Existing | Miscellaneous | Natural Gas | Miscellaneous | E9 | Utility - Value of Sales | 0 | 0 | 0 | 0 | 0 | 0 | 0 | 0 | 0 | 0 | 0 | 0 | 0 | 0 | 0 | 0 | 0 | 0 | 0 | 0 | 0 | 0 | 0 | 0 | 0 | 0 | 0 | 0 | 0 | 0 | 0 | 0 | 0
F6_Industrial_Industrial - Firm_Existing_Miscellaneous_Natural Gas_Miscellaneous_E10 | F6 | Industrial | Industrial - Firm | Existing | Miscellaneous | Natural Gas | Miscellaneous | E10 | Utility - Value of Sales | 0 | 0 | 0 | 0 | 0 | 0 | 0 | 0 | 0 | 0 | 0 | 0 | 0 | 0 | 0 | 0 | 0 | 0 | 0 | 0 | 0 | 0 | 0 | 0 | 0 | 0 | 0 | 0 | 0 | 0 | 0 | 0 | 0
F1_Industrial_Industrial - Firm_New_Space Heating_Natural Gas_Furnace_E1 | F1 | Industrial | Industrial - Firm | New | Space Heating | Natural Gas | Furnace | E1 | RVT - Cost of Equipment | 849.1915 | 849.9471 | 850.7722 | 852.0052 | 853.7609 | 856.4327 | 858.3031 | 859.7519 | 861.3586 | 862.8448 | 863.8702 | 864.5007 | 865.0636 | 865.5728 | 866.2383 | 866.5092 | 866.9816 | 867.8755 | 868.8194 | 869.9205 | 871.2217 | 872.3102 | 873.1621 | 873.8061 | 874.2353 | 874.3594 | 874.1314 | 873.6612 | 873.291 | 873.1114 | 873.2424 | 873.2928 | 873.2928
F1_Industrial_Industrial - Firm_New_Space Heating_Natural Gas_Furnace_E2 | F1 | Industrial | Industrial - Firm | New | Space Heating | Natural Gas | Furnace | E2 | RVT - Cost of Equipment | 754.8176 | 755.4892 | 756.2227 | 757.3186 | 758.8792 | 761.2541 | 762.9166 | 764.2044 | 765.6326 | 766.9535 | 767.865 | 768.4255 | 768.9258 | 769.3784 | 769.97 | 770.2107 | 770.6306 | 771.4252 | 772.2642 | 773.2429 | 774.3995 | 775.3671 | 776.1242 | 776.6967 | 777.0782 | 777.1885 | 776.9858 | 776.5679 | 776.2388 | 776.0792 | 776.1956 | 776.2404 | 776.2404
F1_Industrial_Industrial - Firm_New_Space Heating_Natural Gas_Furnace_E3 | F1 | Industrial | Industrial - Firm | New | Space Heating | Natural Gas | Furnace | E3 | RVT - Cost of Equipment | 707.6307 | 708.2603 | 708.9479 | 709.9753 | 711.4383 | 713.6648 | 715.2234 | 716.4307 | 717.7695 | 719.0079 | 719.8624 | 720.3879 | 720.8568 | 721.2812 | 721.8358 | 722.0615 | 722.4551 | 723.2 | 723.9866 | 724.9042 | 725.9884 | 726.8955 | 727.6053 | 728.142 | 728.4997 | 728.6031 | 728.4131 | 728.0213 | 727.7127 | 727.5631 | 727.6722 | 727.7142 | 727.7142
F1_Industrial_Industrial - Firm_New_Space Heating_Natural Gas_Furnace_E4 | F1 | Industrial | Industrial - Firm | New | Space Heating | Natural Gas | Furnace | E4 | RVT - Cost of Equipment | 0 | 0 | 0 | 0 | 0 | 0 | 0 | 0 | 0 | 0 | 0 | 0 | 0 | 0 | 0 | 0 | 0 | 0 | 0 | 0 | 0 | 0 | 0 | 0 | 0 | 0 | 0 | 0 | 0 | 0 | 0 | 0 | 0
F1_Industrial_Industrial - Firm_New_Space Heating_Natural Gas_Furnace_E5 | F1 | Industrial | Industrial - Firm | New | Space Heating | Natural Gas | Furnace | E5 | RVT - Cost of Equipment | 0 | 0 | 0 | 0 | 0 | 0 | 0 | 0 | 0 | 0 | 0 | 0 | 0 | 0 | 0 | 0 | 0 | 0 | 0 | 0 | 0 | 0 | 0 | 0 | 0 | 0 | 0 | 0 | 0 | 0 | 0 | 0 | 0
F1_Industrial_Industrial - Firm_New_Space Heating_Natural Gas_Furnace_E6 | F1 | Industrial | Industrial - Firm | New | Space Heating | Natural Gas | Furnace | E6 | RVT - Cost of Equipment | 0 | 0 | 0 | 0 | 0 | 0 | 0 | 0 | 0 | 0 | 0 | 0 | 0 | 0 | 0 | 0 | 0 | 0 | 0 | 0 | 0 | 0 | 0 | 0 | 0 | 0 | 0 | 0 | 0 | 0 | 0 | 0 | 0
F1_Industrial_Industrial - Firm_New_Space Heating_Natural Gas_Furnace_E7 | F1 | Industrial | Industrial - Firm | New | Space Heating | Natural Gas | Furnace | E7 | RVT - Cost of Equipment | 0 | 0 | 0 | 0 | 0 | 0 | 0 | 0 | 0 | 0 | 0 | 0 | 0 | 0 | 0 | 0 | 0 | 0 | 0 | 0 | 0 | 0 | 0 | 0 | 0 | 0 | 0 | 0 | 0 | 0 | 0 | 0 | 0
F1_Industrial_Industrial - Firm_New_Space Heating_Natural Gas_Furnace_E8 | F1 | Industrial | Industrial - Firm | New | Space Heating | Natural Gas | Furnace | E8 | RVT - Cost of Equipment | 0 | 0 | 0 | 0 | 0 | 0 | 0 | 0 | 0 | 0 | 0 | 0 | 0 | 0 | 0 | 0 | 0 | 0 | 0 | 0 | 0 | 0 | 0 | 0 | 0 | 0 | 0 | 0 | 0 | 0 | 0 | 0 | 0
F1_Industrial_Industrial - Firm_New_Space Heating_Natural Gas_Furnace_E9 | F1 | Industrial | Industrial - Firm | New | Space Heating | Natural Gas | Furnace | E9 | RVT - Cost of Equipment | 0 | 0 | 0 | 0 | 0 | 0 | 0 | 0 | 0 | 0 | 0 | 0 | 0 | 0 | 0 | 0 | 0 | 0 | 0 | 0 | 0 | 0 | 0 | 0 | 0 | 0 | 0 | 0 | 0 | 0 | 0 | 0 | 0
F1_Industrial_Industrial - Firm_New_Space Heating_Natural Gas_Furnace_E10 | F1 | Industrial | Industrial - Firm | New | Space Heating | Natural Gas | Furnace | E10 | RVT - Cost of Equipment | 0 | 0 | 0 | 0 | 0 | 0 | 0 | 0 | 0 | 0 | 0 | 0 | 0 | 0 | 0 | 0 | 0 | 0 | 0 | 0 | 0 | 0 | 0 | 0 | 0 | 0 | 0 | 0 | 0 | 0 | 0 | 0 | 0
F2_Industrial_Industrial - Firm_New_Space Heating_Natural Gas_Furnace_E1 | F2 | Industrial | Industrial - Firm | New | Space Heating | Natural Gas | Furnace | E1 | RVT - Cost of Operation | 1017.3868 | 1018.292 | 1019.2805 | 1020.7577 | 1022.8611 | 1026.0622 | 1028.3031 | 1030.0388 | 1031.9637 | 1033.7442 | 1034.9728 | 1035.7282 | 1036.4025 | 1037.0126 | 1037.8099 | 1038.1344 | 1038.7004 | 1039.7713 | 1040.9023 | 1042.2214 | 1043.7804 | 1045.0845 | 1046.105 | 1046.8767 | 1047.3909 | 1047.5395 | 1047.2663 | 1046.703 | 1046.2594 | 1046.0443 | 1046.2012 | 1046.2616 | 1046.2616
F2_Industrial_Industrial - Firm_New_Space Heating_Natural Gas_Furnace_E2 | F2 | Industrial | Industrial - Firm | New | Space Heating | Natural Gas | Furnace | E2 | RVT - Cost of Operation | 904.3207 | 905.1253 | 906.004 | 907.317 | 909.1867 | 912.032 | 914.0238 | 915.5667 | 917.2777 | 918.8603 | 919.9523 | 920.6238 | 921.2231 | 921.7654 | 922.4742 | 922.7626 | 923.2657 | 924.2176 | 925.2228 | 926.3954 | 927.7811 | 928.9402 | 929.8474 | 930.5333 | 930.9903 | 931.1225 | 930.8796 | 930.3789 | 929.9847 | 929.7934 | 929.9329 | 929.9866 | 929.9866
F2_Industrial_Industrial - Firm_New_Space Heating_Natural Gas_Furnace_E3 | F2 | Industrial | Industrial - Firm | New | Space Heating | Natural Gas | Furnace | E3 | RVT - Cost of Operation | 847.7877 | 848.542 | 849.3657 | 850.5967 | 852.3494 | 855.0169 | 856.8842 | 858.3306 | 859.9346 | 861.4183 | 862.4421 | 863.0716 | 863.6334 | 864.1418 | 864.8063 | 865.0766 | 865.5483 | 866.4407 | 867.3831 | 868.4824 | 869.7814 | 870.8681 | 871.7186 | 872.3616 | 872.7901 | 872.9139 | 872.6863 | 872.2169 | 871.8473 | 871.6679 | 871.7987 | 871.849 | 871.849
F2_Industrial_Industrial - Firm_New_Space Heating_Natural Gas_Furnace_E4 | F2 | Industrial | Industrial - Firm | New | Space Heating | Natural Gas | Furnace | E4 | RVT - Cost of Operation | 0 | 0 | 0 | 0 | 0 | 0 | 0 | 0 | 0 | 0 | 0 | 0 | 0 | 0 | 0 | 0 | 0 | 0 | 0 | 0 | 0 | 0 | 0 | 0 | 0 | 0 | 0 | 0 | 0 | 0 | 0 | 0 | 0
F2_Industrial_Industrial - Firm_New_Space Heating_Natural Gas_Furnace_E5 | F2 | Industrial | Industrial - Firm | New | Space Heating | Natural Gas | Furnace | E5 | RVT - Cost of Operation | 0 | 0 | 0 | 0 | 0 | 0 | 0 | 0 | 0 | 0 | 0 | 0 | 0 | 0 | 0 | 0 | 0 | 0 | 0 | 0 | 0 | 0 | 0 | 0 | 0 | 0 | 0 | 0 | 0 | 0 | 0 | 0 | 0
F2_Industrial_Industrial - Firm_New_Space Heating_Natural Gas_Furnace_E6 | F2 | Industrial | Industrial - Firm | New | Space Heating | Natural Gas | Furnace | E6 | RVT - Cost of Operation | 0 | 0 | 0 | 0 | 0 | 0 | 0 | 0 | 0 | 0 | 0 | 0 | 0 | 0 | 0 | 0 | 0 | 0 | 0 | 0 | 0 | 0 | 0 | 0 | 0 | 0 | 0 | 0 | 0 | 0 | 0 | 0 | 0
F2_Industrial_Industrial - Firm_New_Space Heating_Natural Gas_Furnace_E7 | F2 | Industrial | Industrial - Firm | New | Space Heating | Natural Gas | Furnace | E7 | RVT - Cost of Operation | 0 | 0 | 0 | 0 | 0 | 0 | 0 | 0 | 0 | 0 | 0 | 0 | 0 | 0 | 0 | 0 | 0 | 0 | 0 | 0 | 0 | 0 | 0 | 0 | 0 | 0 | 0 | 0 | 0 | 0 | 0 | 0 | 0
F2_Industrial_Industrial - Firm_New_Space Heating_Natural Gas_Furnace_E8 | F2 | Industrial | Industrial - Firm | New | Space Heating | Natural Gas | Furnace | E8 | RVT - Cost of Operation | 0 | 0 | 0 | 0 | 0 | 0 | 0 | 0 | 0 | 0 | 0 | 0 | 0 | 0 | 0 | 0 | 0 | 0 | 0 | 0 | 0 | 0 | 0 | 0 | 0 | 0 | 0 | 0 | 0 | 0 | 0 | 0 | 0
F2_Industrial_Industrial - Firm_New_Space Heating_Natural Gas_Furnace_E9 | F2 | Industrial | Industrial - Firm | New | Space Heating | Natural Gas | Furnace | E9 | RVT - Cost of Operation | 0 | 0 | 0 | 0 | 0 | 0 | 0 | 0 | 0 | 0 | 0 | 0 | 0 | 0 | 0 | 0 | 0 | 0 | 0 | 0 | 0 | 0 | 0 | 0 | 0 | 0 | 0 | 0 | 0 | 0 | 0 | 0 | 0
F2_Industrial_Industrial - Firm_New_Space Heating_Natural Gas_Furnace_E10 | F2 | Industrial | Industrial - Firm | New | Space Heating | Natural Gas | Furnace | E10 | RVT - Cost of Operation | 0 | 0 | 0 | 0 | 0 | 0 | 0 | 0 | 0 | 0 | 0 | 0 | 0 | 0 | 0 | 0 | 0 | 0 | 0 | 0 | 0 | 0 | 0 | 0 | 0 | 0 | 0 | 0 | 0 | 0 | 0 | 0 | 0
F3_Industrial_Industrial - Firm_New_Space Heating_Natural Gas_Furnace_E1 | F3 | Industrial | Industrial - Firm | New | Space Heating | Natural Gas | Furnace | E1 | System - kBTUs of Consumption | 18.0363 | 18.0363 | 18.0363 | 18.0363 | 18.0363 | 18.0363 | 18.0363 | 18.0363 | 18.0363 | 18.0363 | 18.0363 | 18.0363 | 18.0363 | 18.0363 | 18.0363 | 18.0363 | 18.0363 | 18.0363 | 18.0363 | 18.0363 | 18.0363 | 18.0363 | 18.0363 | 18.0363 | 18.0363 | 18.0363 | 18.0363 | 18.0363 | 18.0363 | 18.0363 | 18.0363 | 18.0363 | 18.0363
F3_Industrial_Industrial - Firm_New_Space Heating_Natural Gas_Furnace_E2 | F3 | Industrial | Industrial - Firm | New | Space Heating | Natural Gas | Furnace | E2 | System - kBTUs of Consumption | 21.9449 | 21.9449 | 21.9449 | 21.9449 | 21.9449 | 21.9449 | 21.9449 | 21.9449 | 21.9449 | 21.9449 | 21.9449 | 21.9449 | 21.9449 | 21.9449 | 21.9449 | 21.9449 | 21.9449 | 21.9449 | 21.9449 | 21.9449 | 21.9449 | 21.9449 | 21.9449 | 21.9449 | 21.9449 | 21.9449 | 21.9449 | 21.9449 | 21.9449 | 21.9449 | 21.9449 | 21.9449 | 21.9449
F3_Industrial_Industrial - Firm_New_Space Heating_Natural Gas_Furnace_E3 | F3 | Industrial | Industrial - Firm | New | Space Heating | Natural Gas | Furnace | E3 | System - kBTUs of Consumption | 25.8536 | 25.8536 | 25.8536 | 25.8536 | 25.8536 | 25.8536 | 25.8536 | 25.8536 | 25.8536 | 25.8536 | 25.8536 | 25.8536 | 25.8536 | 25.8536 | 25.8536 | 25.8536 | 25.8536 | 25.8536 | 25.8536 | 25.8536 | 25.8536 | 25.8536 | 25.8536 | 25.8536 | 25.8536 | 25.8536 | 25.8536 | 25.8536 | 25.8536 | 25.8536 | 25.8536 | 25.8536 | 25.8536
F3_Industrial_Industrial - Firm_New_Space Heating_Natural Gas_Furnace_E4 | F3 | Industrial | Industrial - Firm | New | Space Heating | Natural Gas | Furnace | E4 | System - kBTUs of Consumption | 0 | 0 | 0 | 0 | 0 | 0 | 0 | 0 | 0 | 0 | 0 | 0 | 0 | 0 | 0 | 0 | 0 | 0 | 0 | 0 | 0 | 0 | 0 | 0 | 0 | 0 | 0 | 0 | 0 | 0 | 0 | 0 | 0
F3_Industrial_Industrial - Firm_New_Space Heating_Natural Gas_Furnace_E5 | F3 | Industrial | Industrial - Firm | New | Space Heating | Natural Gas | Furnace | E5 | System - kBTUs of Consumption | 0 | 0 | 0 | 0 | 0 | 0 | 0 | 0 | 0 | 0 | 0 | 0 | 0 | 0 | 0 | 0 | 0 | 0 | 0 | 0 | 0 | 0 | 0 | 0 | 0 | 0 | 0 | 0 | 0 | 0 | 0 | 0 | 0
F3_Industrial_Industrial - Firm_New_Space Heating_Natural Gas_Furnace_E6 | F3 | Industrial | Industrial - Firm | New | Space Heating | Natural Gas | Furnace | E6 | System - kBTUs of Consumption | 0 | 0 | 0 | 0 | 0 | 0 | 0 | 0 | 0 | 0 | 0 | 0 | 0 | 0 | 0 | 0 | 0 | 0 | 0 | 0 | 0 | 0 | 0 | 0 | 0 | 0 | 0 | 0 | 0 | 0 | 0 | 0 | 0
F3_Industrial_Industrial - Firm_New_Space Heating_Natural Gas_Furnace_E7 | F3 | Industrial | Industrial - Firm | New | Space Heating | Natural Gas | Furnace | E7 | System - kBTUs of Consumption | 0 | 0 | 0 | 0 | 0 | 0 | 0 | 0 | 0 | 0 | 0 | 0 | 0 | 0 | 0 | 0 | 0 | 0 | 0 | 0 | 0 | 0 | 0 | 0 | 0 | 0 | 0 | 0 | 0 | 0 | 0 | 0 | 0
F3_Industrial_Industrial - Firm_New_Space Heating_Natural Gas_Furnace_E8 | F3 | Industrial | Industrial - Firm | New | Space Heating | Natural Gas | Furnace | E8 | System - kBTUs of Consumption | 0 | 0 | 0 | 0 | 0 | 0 | 0 | 0 | 0 | 0 | 0 | 0 | 0 | 0 | 0 | 0 | 0 | 0 | 0 | 0 | 0 | 0 | 0 | 0 | 0 | 0 | 0 | 0 | 0 | 0 | 0 | 0 | 0
F3_Industrial_Industrial - Firm_New_Space Heating_Natural Gas_Furnace_E9 | F3 | Industrial | Industrial - Firm | New | Space Heating | Natural Gas | Furnace | E9 | System - kBTUs of Consumption | 0 | 0 | 0 | 0 | 0 | 0 | 0 | 0 | 0 | 0 | 0 | 0 | 0 | 0 | 0 | 0 | 0 | 0 | 0 | 0 | 0 | 0 | 0 | 0 | 0 | 0 | 0 | 0 | 0 | 0 | 0 | 0 | 0
F3_Industrial_Industrial - Firm_New_Space Heating_Natural Gas_Furnace_E10 | F3 | Industrial | Industrial - Firm | New | Space Heating | Natural Gas | Furnace | E10 | System - kBTUs of Consumption | 0 | 0 | 0 | 0 | 0 | 0 | 0 | 0 | 0 | 0 | 0 | 0 | 0 | 0 | 0 | 0 | 0 | 0 | 0 | 0 | 0 | 0 | 0 | 0 | 0 | 0 | 0 | 0 | 0 | 0 | 0 | 0 | 0
F4_Industrial_Industrial - Firm_New_Space Heating_Natural Gas_Furnace_E1 | F4 | Industrial | Industrial - Firm | New | Space Heating | Natural Gas | Furnace | E1 | Utility - Cost of Equipment | 1017.3868 | 1018.292 | 1019.2805 | 1020.7577 | 1022.8611 | 1026.0622 | 1028.3031 | 1030.0388 | 1031.9637 | 1033.7442 | 1034.9728 | 1035.7282 | 1036.4025 | 1037.0126 | 1037.8099 | 1038.1344 | 1038.7004 | 1039.7713 | 1040.9023 | 1042.2214 | 1043.7804 | 1045.0845 | 1046.105 | 1046.8767 | 1047.3909 | 1047.5395 | 1047.2663 | 1046.703 | 1046.2594 | 1046.0443 | 1046.2012 | 1046.2616 | 1046.2616
F4_Industrial_Industrial - Firm_New_Space Heating_Natural Gas_Furnace_E2 | F4 | Industrial | Industrial - Firm | New | Space Heating | Natural Gas | Furnace | E2 | Utility - Cost of Equipment | 904.3207 | 905.1253 | 906.004 | 907.317 | 909.1867 | 912.032 | 914.0238 | 915.5667 | 917.2777 | 918.8603 | 919.9523 | 920.6238 | 921.2231 | 921.7654 | 922.4742 | 922.7626 | 923.2657 | 924.2176 | 925.2228 | 926.3954 | 927.7811 | 928.9402 | 929.8474 | 930.5333 | 930.9903 | 931.1225 | 930.8796 | 930.3789 | 929.9847 | 929.7934 | 929.9329 | 929.9866 | 929.9866
F4_Industrial_Industrial - Firm_New_Space Heating_Natural Gas_Furnace_E3 | F4 | Industrial | Industrial - Firm | New | Space Heating | Natural Gas | Furnace | E3 | Utility - Cost of Equipment | 847.7877 | 848.542 | 849.3657 | 850.5967 | 852.3494 | 855.0169 | 856.8842 | 858.3306 | 859.9346 | 861.4183 | 862.4421 | 863.0716 | 863.6334 | 864.1418 | 864.8063 | 865.0766 | 865.5483 | 866.4407 | 867.3831 | 868.4824 | 869.7814 | 870.8681 | 871.7186 | 872.3616 | 872.7901 | 872.9139 | 872.6863 | 872.2169 | 871.8473 | 871.6679 | 871.7987 | 871.849 | 871.849
F4_Industrial_Industrial - Firm_New_Space Heating_Natural Gas_Furnace_E4 | F4 | Industrial | Industrial - Firm | New | Space Heating | Natural Gas | Furnace | E4 | Utility - Cost of Equipment | 0 | 0 | 0 | 0 | 0 | 0 | 0 | 0 | 0 | 0 | 0 | 0 | 0 | 0 | 0 | 0 | 0 | 0 | 0 | 0 | 0 | 0 | 0 | 0 | 0 | 0 | 0 | 0 | 0 | 0 | 0 | 0 | 0
F4_Industrial_Industrial - Firm_New_Space Heating_Natural Gas_Furnace_E5 | F4 | Industrial | Industrial - Firm | New | Space Heating | Natural Gas | Furnace | E5 | Utility - Cost of Equipment | 0 | 0 | 0 | 0 | 0 | 0 | 0 | 0 | 0 | 0 | 0 | 0 | 0 | 0 | 0 | 0 | 0 | 0 | 0 | 0 | 0 | 0 | 0 | 0 | 0 | 0 | 0 | 0 | 0 | 0 | 0 | 0 | 0
F4_Industrial_Industrial - Firm_New_Space Heating_Natural Gas_Furnace_E6 | F4 | Industrial | Industrial - Firm | New | Space Heating | Natural Gas | Furnace | E6 | Utility - Cost of Equipment | 0 | 0 | 0 | 0 | 0 | 0 | 0 | 0 | 0 | 0 | 0 | 0 | 0 | 0 | 0 | 0 | 0 | 0 | 0 | 0 | 0 | 0 | 0 | 0 | 0 | 0 | 0 | 0 | 0 | 0 | 0 | 0 | 0
F4_Industrial_Industrial - Firm_New_Space Heating_Natural Gas_Furnace_E7 | F4 | Industrial | Industrial - Firm | New | Space Heating | Natural Gas | Furnace | E7 | Utility - Cost of Equipment | 0 | 0 | 0 | 0 | 0 | 0 | 0 | 0 | 0 | 0 | 0 | 0 | 0 | 0 | 0 | 0 | 0 | 0 | 0 | 0 | 0 | 0 | 0 | 0 | 0 | 0 | 0 | 0 | 0 | 0 | 0 | 0 | 0
F4_Industrial_Industrial - Firm_New_Space Heating_Natural Gas_Furnace_E8 | F4 | Industrial | Industrial - Firm | New | Space Heating | Natural Gas | Furnace | E8 | Utility - Cost of Equipment | 0 | 0 | 0 | 0 | 0 | 0 | 0 | 0 | 0 | 0 | 0 | 0 | 0 | 0 | 0 | 0 | 0 | 0 | 0 | 0 | 0 | 0 | 0 | 0 | 0 | 0 | 0 | 0 | 0 | 0 | 0 | 0 | 0
F4_Industrial_Industrial - Firm_New_Space Heating_Natural Gas_Furnace_E9 | F4 | Industrial | Industrial - Firm | New | Space Heating | Natural Gas | Furnace | E9 | Utility - Cost of Equipment | 0 | 0 | 0 | 0 | 0 | 0 | 0 | 0 | 0 | 0 | 0 | 0 | 0 | 0 | 0 | 0 | 0 | 0 | 0 | 0 | 0 | 0 | 0 | 0 | 0 | 0 | 0 | 0 | 0 | 0 | 0 | 0 | 0
F4_Industrial_Industrial - Firm_New_Space Heating_Natural Gas_Furnace_E10 | F4 | Industrial | Industrial - Firm | New | Space Heating | Natural Gas | Furnace | E10 | Utility - Cost of Equipment | 0 | 0 | 0 | 0 | 0 | 0 | 0 | 0 | 0 | 0 | 0 | 0 | 0 | 0 | 0 | 0 | 0 | 0 | 0 | 0 | 0 | 0 | 0 | 0 | 0 | 0 | 0 | 0 | 0 | 0 | 0 | 0 | 0
F5_Industrial_Industrial - Firm_New_Space Heating_Natural Gas_Furnace_E1 | F5 | Industrial | Industrial - Firm | New | Space Heating | Natural Gas | Furnace | E1 | Utility - Cost of Operation | 18.0363 | 18.0363 | 18.0363 | 18.0363 | 18.0363 | 18.0363 | 18.0363 | 18.0363 | 18.0363 | 18.0363 | 18.0363 | 18.0363 | 18.0363 | 18.0363 | 18.0363 | 18.0363 | 18.0363 | 18.0363 | 18.0363 | 18.0363 | 18.0363 | 18.0363 | 18.0363 | 18.0363 | 18.0363 | 18.0363 | 18.0363 | 18.0363 | 18.0363 | 18.0363 | 18.0363 | 18.0363 | 18.0363
F5_Industrial_Industrial - Firm_New_Space Heating_Natural Gas_Furnace_E2 | F5 | Industrial | Industrial - Firm | New | Space Heating | Natural Gas | Furnace | E2 | Utility - Cost of Operation | 21.9449 | 21.9449 | 21.9449 | 21.9449 | 21.9449 | 21.9449 | 21.9449 | 21.9449 | 21.9449 | 21.9449 | 21.9449 | 21.9449 | 21.9449 | 21.9449 | 21.9449 | 21.9449 | 21.9449 | 21.9449 | 21.9449 | 21.9449 | 21.9449 | 21.9449 | 21.9449 | 21.9449 | 21.9449 | 21.9449 | 21.9449 | 21.9449 | 21.9449 | 21.9449 | 21.9449 | 21.9449 | 21.9449
F5_Industrial_Industrial - Firm_New_Space Heating_Natural Gas_Furnace_E3 | F5 | Industrial | Industrial - Firm | New | Space Heating | Natural Gas | Furnace | E3 | Utility - Cost of Operation | 25.8536 | 25.8536 | 25.8536 | 25.8536 | 25.8536 | 25.8536 | 25.8536 | 25.8536 | 25.8536 | 25.8536 | 25.8536 | 25.8536 | 25.8536 | 25.8536 | 25.8536 | 25.8536 | 25.8536 | 25.8536 | 25.8536 | 25.8536 | 25.8536 | 25.8536 | 25.8536 | 25.8536 | 25.8536 | 25.8536 | 25.8536 | 25.8536 | 25.8536 | 25.8536 | 25.8536 | 25.8536 | 25.8536
F5_Industrial_Industrial - Firm_New_Space Heating_Natural Gas_Furnace_E4 | F5 | Industrial | Industrial - Firm | New | Space Heating | Natural Gas | Furnace | E4 | Utility - Cost of Operation | 0 | 0 | 0 | 0 | 0 | 0 | 0 | 0 | 0 | 0 | 0 | 0 | 0 | 0 | 0 | 0 | 0 | 0 | 0 | 0 | 0 | 0 | 0 | 0 | 0 | 0 | 0 | 0 | 0 | 0 | 0 | 0 | 0
F5_Industrial_Industrial - Firm_New_Space Heating_Natural Gas_Furnace_E5 | F5 | Industrial | Industrial - Firm | New | Space Heating | Natural Gas | Furnace | E5 | Utility - Cost of Operation | 0 | 0 | 0 | 0 | 0 | 0 | 0 | 0 | 0 | 0 | 0 | 0 | 0 | 0 | 0 | 0 | 0 | 0 | 0 | 0 | 0 | 0 | 0 | 0 | 0 | 0 | 0 | 0 | 0 | 0 | 0 | 0 | 0
F5_Industrial_Industrial - Firm_New_Space Heating_Natural Gas_Furnace_E6 | F5 | Industrial | Industrial - Firm | New | Space Heating | Natural Gas | Furnace | E6 | Utility - Cost of Operation | 0 | 0 | 0 | 0 | 0 | 0 | 0 | 0 | 0 | 0 | 0 | 0 | 0 | 0 | 0 | 0 | 0 | 0 | 0 | 0 | 0 | 0 | 0 | 0 | 0 | 0 | 0 | 0 | 0 | 0 | 0 | 0 | 0
F5_Industrial_Industrial - Firm_New_Space Heating_Natural Gas_Furnace_E7 | F5 | Industrial | Industrial - Firm | New | Space Heating | Natural Gas | Furnace | E7 | Utility - Cost of Operation | 0 | 0 | 0 | 0 | 0 | 0 | 0 | 0 | 0 | 0 | 0 | 0 | 0 | 0 | 0 | 0 | 0 | 0 | 0 | 0 | 0 | 0 | 0 | 0 | 0 | 0 | 0 | 0 | 0 | 0 | 0 | 0 | 0
F5_Industrial_Industrial - Firm_New_Space Heating_Natural Gas_Furnace_E8 | F5 | Industrial | Industrial - Firm | New | Space Heating | Natural Gas | Furnace | E8 | Utility - Cost of Operation | 0 | 0 | 0 | 0 | 0 | 0 | 0 | 0 | 0 | 0 | 0 | 0 | 0 | 0 | 0 | 0 | 0 | 0 | 0 | 0 | 0 | 0 | 0 | 0 | 0 | 0 | 0 | 0 | 0 | 0 | 0 | 0 | 0
F5_Industrial_Industrial - Firm_New_Space Heating_Natural Gas_Furnace_E9 | F5 | Industrial | Industrial - Firm | New | Space Heating | Natural Gas | Furnace | E9 | Utility - Cost of Operation | 0 | 0 | 0 | 0 | 0 | 0 | 0 | 0 | 0 | 0 | 0 | 0 | 0 | 0 | 0 | 0 | 0 | 0 | 0 | 0 | 0 | 0 | 0 | 0 | 0 | 0 | 0 | 0 | 0 | 0 | 0 | 0 | 0
F5_Industrial_Industrial - Firm_New_Space Heating_Natural Gas_Furnace_E10 | F5 | Industrial | Industrial - Firm | New | Space Heating | Natural Gas | Furnace | E10 | Utility - Cost of Operation | 0 | 0 | 0 | 0 | 0 | 0 | 0 | 0 | 0 | 0 | 0 | 0 | 0 | 0 | 0 | 0 | 0 | 0 | 0 | 0 | 0 | 0 | 0 | 0 | 0 | 0 | 0 | 0 | 0 | 0 | 0 | 0 | 0
F6_Industrial_Industrial - Firm_New_Space Heating_Natural Gas_Furnace_E1 | F6 | Industrial | Industrial - Firm | New | Space Heating | Natural Gas | Furnace | E1 | Utility - Value of Sales | 447.4324 | 445.0365 | 442.5316 | 440.027 | 437.5309 | 435.0515 | 432.5973 | 430.1767 | 427.7981 | 425.4698 | 423.2001 | 420.9976 | 418.8705 | 416.8272 | 414.8759 | 413.0253 | 411.2836 | 409.6508 | 408.1267 | 406.7117 | 405.4056 | 404.2084 | 403.1198 | 402.1402 | 401.2695 | 400.5077 | 399.8544 | 399.3102 | 398.8748 | 398.5482 | 398.3303 | 398.2214 | 398.2214
F6_Industrial_Industrial - Firm_New_Space Heating_Natural Gas_Furnace_E2 | F6 | Industrial | Industrial - Firm | New | Space Heating | Natural Gas | Furnace | E2 | Utility - Value of Sales | 397.7076 | 395.5779 | 393.3514 | 391.1251 | 388.9064 | 386.7026 | 384.5211 | 382.3696 | 380.2553 | 378.1858 | 376.1683 | 374.2105 | 372.3198 | 370.5036 | 368.7692 | 367.1242 | 365.5761 | 364.1247 | 362.77 | 361.5123 | 360.3513 | 359.2872 | 358.3196 | 357.4489 | 356.6749 | 355.9977 | 355.4171 | 354.9333 | 354.5463 | 354.256 | 354.0623 | 353.9656 | 353.9656
F6_Industrial_Industrial - Firm_New_Space Heating_Natural Gas_Furnace_E3 | F6 | Industrial | Industrial - Firm | New | Space Heating | Natural Gas | Furnace | E3 | Utility - Value of Sales | 372.8451 | 370.8486 | 368.7613 | 366.6742 | 364.5941 | 362.5281 | 360.483 | 358.466 | 356.4839 | 354.5437 | 352.6524 | 350.817 | 349.0445 | 347.3418 | 345.7158 | 344.1737 | 342.7223 | 341.3617 | 340.0917 | 338.9126 | 337.8242 | 336.8266 | 335.9194 | 335.1032 | 334.3776 | 333.7427 | 333.1984 | 332.7449 | 332.382 | 332.1099 | 331.9284 | 331.8376 | 331.8376
F6_Industrial_Industrial - Firm_New_Space Heating_Natural Gas_Furnace_E4 | F6 | Industrial | Industrial - Firm | New | Space Heating | Natural Gas | Furnace | E4 | Utility - Value of Sales | 0 | 0 | 0 | 0 | 0 | 0 | 0 | 0 | 0 | 0 | 0 | 0 | 0 | 0 | 0 | 0 | 0 | 0 | 0 | 0 | 0 | 0 | 0 | 0 | 0 | 0 | 0 | 0 | 0 | 0 | 0 | 0 | 0
F6_Industrial_Industrial - Firm_New_Space Heating_Natural Gas_Furnace_E5 | F6 | Industrial | Industrial - Firm | New | Space Heating | Natural Gas | Furnace | E5 | Utility - Value of Sales | 0 | 0 | 0 | 0 | 0 | 0 | 0 | 0 | 0 | 0 | 0 | 0 | 0 | 0 | 0 | 0 | 0 | 0 | 0 | 0 | 0 | 0 | 0 | 0 | 0 | 0 | 0 | 0 | 0 | 0 | 0 | 0 | 0
F6_Industrial_Industrial - Firm_New_Space Heating_Natural Gas_Furnace_E6 | F6 | Industrial | Industrial - Firm | New | Space Heating | Natural Gas | Furnace | E6 | Utility - Value of Sales | 0 | 0 | 0 | 0 | 0 | 0 | 0 | 0 | 0 | 0 | 0 | 0 | 0 | 0 | 0 | 0 | 0 | 0 | 0 | 0 | 0 | 0 | 0 | 0 | 0 | 0 | 0 | 0 | 0 | 0 | 0 | 0 | 0
F6_Industrial_Industrial - Firm_New_Space Heating_Natural Gas_Furnace_E7 | F6 | Industrial | Industrial - Firm | New | Space Heating | Natural Gas | Furnace | E7 | Utility - Value of Sales | 0 | 0 | 0 | 0 | 0 | 0 | 0 | 0 | 0 | 0 | 0 | 0 | 0 | 0 | 0 | 0 | 0 | 0 | 0 | 0 | 0 | 0 | 0 | 0 | 0 | 0 | 0 | 0 | 0 | 0 | 0 | 0 | 0
F6_Industrial_Industrial - Firm_New_Space Heating_Natural Gas_Furnace_E8 | F6 | Industrial | Industrial - Firm | New | Space Heating | Natural Gas | Furnace | E8 | Utility - Value of Sales | 0 | 0 | 0 | 0 | 0 | 0 | 0 | 0 | 0 | 0 | 0 | 0 | 0 | 0 | 0 | 0 | 0 | 0 | 0 | 0 | 0 | 0 | 0 | 0 | 0 | 0 | 0 | 0 | 0 | 0 | 0 | 0 | 0
F6_Industrial_Industrial - Firm_New_Space Heating_Natural Gas_Furnace_E9 | F6 | Industrial | Industrial - Firm | New | Space Heating | Natural Gas | Furnace | E9 | Utility - Value of Sales | 0 | 0 | 0 | 0 | 0 | 0 | 0 | 0 | 0 | 0 | 0 | 0 | 0 | 0 | 0 | 0 | 0 | 0 | 0 | 0 | 0 | 0 | 0 | 0 | 0 | 0 | 0 | 0 | 0 | 0 | 0 | 0 | 0
F6_Industrial_Industrial - Firm_New_Space Heating_Natural Gas_Furnace_E10 | F6 | Industrial | Industrial - Firm | New | Space Heating | Natural Gas | Furnace | E10 | Utility - Value of Sales | 0 | 0 | 0 | 0 | 0 | 0 | 0 | 0 | 0 | 0 | 0 | 0 | 0 | 0 | 0 | 0 | 0 | 0 | 0 | 0 | 0 | 0 | 0 | 0 | 0 | 0 | 0 | 0 | 0 | 0 | 0 | 0 | 0
F1_Industrial_Industrial - Firm_New_Space Heating_Natural Gas_Boiler_E1 | F1 | Industrial | Industrial - Firm | New | Space Heating | Natural Gas | Boiler | E1 | RVT - Cost of Equipment | 925.4562 | 926.3413 | 927.3111 | 928.701 | 930.6145 | 933.4588 | 935.4475 | 936.9679 | 938.6186 | 940.1244 | 941.152 | 941.7909 | 942.3746 | 942.9095 | 943.6019 | 943.883 | 944.3732 | 945.3008 | 946.2804 | 947.423 | 948.7733 | 949.9029 | 950.7869 | 951.4552 | 951.9006 | 952.0294 | 951.7927 | 951.3048 | 950.9206 | 950.7342 | 950.8702 | 950.9225 | 950.9225
F1_Industrial_Industrial - Firm_New_Space Heating_Natural Gas_Boiler_E2 | F1 | Industrial | Industrial - Firm | New | Space Heating | Natural Gas | Boiler | E2 | RVT - Cost of Equipment | 871.0273 | 871.8604 | 872.7732 | 874.0813 | 875.8823 | 878.5593 | 880.431 | 881.862 | 883.4156 | 884.8329 | 885.8001 | 886.4013 | 886.9507 | 887.4542 | 888.1059 | 888.3704 | 888.8318 | 889.7049 | 890.6268 | 891.7023 | 892.9731 | 894.0363 | 894.8682 | 895.4973 | 895.9165 | 896.0377 | 895.815 | 895.3557 | 894.9941 | 894.8187 | 894.9467 | 894.9959 | 894.9959
F1_Industrial_Industrial - Firm_New_Space Heating_Natural Gas_Boiler_E3 | F1 | Industrial | Industrial - Firm | New | Space Heating | Natural Gas | Boiler | E3 | RVT - Cost of Equipment | 763.3313 | 764.0613 | 764.8612 | 766.0076 | 767.5859 | 769.9319 | 771.5723 | 772.8263 | 774.1878 | 775.4298 | 776.2774 | 776.8044 | 777.2858 | 777.727 | 778.2982 | 778.53 | 778.9343 | 779.6994 | 780.5074 | 781.4499 | 782.5636 | 783.4953 | 784.2244 | 784.7757 | 785.1431 | 785.2493 | 785.0541 | 784.6516 | 784.3347 | 784.181 | 784.2931 | 784.3363 | 784.3363
F1_Industrial_Industrial - Firm_New_Space Heating_Natural Gas_Boiler_E4 | F1 | Industrial | Industrial - Firm | New | Space Heating | Natural Gas | Boiler | E4 | RVT - Cost of Equipment | 522.9807 | 523.437 | 523.9206 | 524.7019 | 525.8706 | 527.7662 | 528.9939 | 529.8836 | 530.9287 | 531.911 | 532.5653 | 532.9663 | 533.3706 | 533.7755 | 534.3339 | 534.5925 | 535.0225 | 535.7852 | 536.5677 | 537.4604 | 538.5067 | 539.3865 | 540.0768 | 540.5988 | 540.9466 | 541.0472 | 540.8624 | 540.4813 | 540.1813 | 540.0357 | 540.1419 | 540.1827 | 540.1827
F1_Industrial_Industrial - Firm_New_Space Heating_Natural Gas_Boiler_E5 | F1 | Industrial | Industrial - Firm | New | Space Heating | Natural Gas | Boiler | E5 | RVT - Cost of Equipment | 0 | 0 | 0 | 0 | 0 | 0 | 0 | 0 | 0 | 0 | 0 | 0 | 0 | 0 | 0 | 0 | 0 | 0 | 0 | 0 | 0 | 0 | 0 | 0 | 0 | 0 | 0 | 0 | 0 | 0 | 0 | 0 | 0
F1_Industrial_Industrial - Firm_New_Space Heating_Natural Gas_Boiler_E6 | F1 | Industrial | Industrial - Firm | New | Space Heating | Natural Gas | Boiler | E6 | RVT - Cost of Equipment | 0 | 0 | 0 | 0 | 0 | 0 | 0 | 0 | 0 | 0 | 0 | 0 | 0 | 0 | 0 | 0 | 0 | 0 | 0 | 0 | 0 | 0 | 0 | 0 | 0 | 0 | 0 | 0 | 0 | 0 | 0 | 0 | 0
F1_Industrial_Industrial - Firm_New_Space Heating_Natural Gas_Boiler_E7 | F1 | Industrial | Industrial - Firm | New | Space Heating | Natural Gas | Boiler | E7 | RVT - Cost of Equipment | 0 | 0 | 0 | 0 | 0 | 0 | 0 | 0 | 0 | 0 | 0 | 0 | 0 | 0 | 0 | 0 | 0 | 0 | 0 | 0 | 0 | 0 | 0 | 0 | 0 | 0 | 0 | 0 | 0 | 0 | 0 | 0 | 0
F1_Industrial_Industrial - Firm_New_Space Heating_Natural Gas_Boiler_E8 | F1 | Industrial | Industrial - Firm | New | Space Heating | Natural Gas | Boiler | E8 | RVT - Cost of Equipment | 0 | 0 | 0 | 0 | 0 | 0 | 0 | 0 | 0 | 0 | 0 | 0 | 0 | 0 | 0 | 0 | 0 | 0 | 0 | 0 | 0 | 0 | 0 | 0 | 0 | 0 | 0 | 0 | 0 | 0 | 0 | 0 | 0
F1_Industrial_Industrial - Firm_New_Space Heating_Natural Gas_Boiler_E9 | F1 | Industrial | Industrial - Firm | New | Space Heating | Natural Gas | Boiler | E9 | RVT - Cost of Equipment | 0 | 0 | 0 | 0 | 0 | 0 | 0 | 0 | 0 | 0 | 0 | 0 | 0 | 0 | 0 | 0 | 0 | 0 | 0 | 0 | 0 | 0 | 0 | 0 | 0 | 0 | 0 | 0 | 0 | 0 | 0 | 0 | 0
F1_Industrial_Industrial - Firm_New_Space Heating_Natural Gas_Boiler_E10 | F1 | Industrial | Industrial - Firm | New | Space Heating | Natural Gas | Boiler | E10 | RVT - Cost of Equipment | 0 | 0 | 0 | 0 | 0 | 0 | 0 | 0 | 0 | 0 | 0 | 0 | 0 | 0 | 0 | 0 | 0 | 0 | 0 | 0 | 0 | 0 | 0 | 0 | 0 | 0 | 0 | 0 | 0 | 0 | 0 | 0 | 0
F2_Industrial_Industrial - Firm_New_Space Heating_Natural Gas_Boiler_E1 | F2 | Industrial | Industrial - Firm | New | Space Heating | Natural Gas | Boiler | E1 | RVT - Cost of Operation | 1108.7568 | 1109.8172 | 1110.9791 | 1112.6443 | 1114.9368 | 1118.3444 | 1120.727 | 1122.5486 | 1124.5262 | 1126.3302 | 1127.5614 | 1128.3268 | 1129.0261 | 1129.667 | 1130.4966 | 1130.8333 | 1131.4206 | 1132.532 | 1133.7056 | 1135.0745 | 1136.6922 | 1138.0455 | 1139.1046 | 1139.9053 | 1140.4389 | 1140.5932 | 1140.3097 | 1139.7251 | 1139.2648 | 1139.0415 | 1139.2044 | 1139.2671 | 1139.2671
F2_Industrial_Industrial - Firm_New_Space Heating_Natural Gas_Boiler_E2 | F2 | Industrial | Industrial - Firm | New | Space Heating | Natural Gas | Boiler | E2 | RVT - Cost of Operation | 1043.5475 | 1044.5456 | 1045.6391 | 1047.2064 | 1049.364 | 1052.5712 | 1054.8137 | 1056.5281 | 1058.3895 | 1060.0874 | 1061.2462 | 1061.9665 | 1062.6247 | 1063.2279 | 1064.0087 | 1064.3256 | 1064.8784 | 1065.9244 | 1067.029 | 1068.3174 | 1069.84 | 1071.1137 | 1072.1104 | 1072.8641 | 1073.3663 | 1073.5115 | 1073.2447 | 1072.6945 | 1072.2613 | 1072.0511 | 1072.2044 | 1072.2634 | 1072.2634
F2_Industrial_Industrial - Firm_New_Space Heating_Natural Gas_Boiler_E3 | F2 | Industrial | Industrial - Firm | New | Space Heating | Natural Gas | Boiler | E3 | RVT - Cost of Operation | 914.5206 | 915.3952 | 916.3535 | 917.727 | 919.6179 | 922.4286 | 924.3938 | 925.8963 | 927.5274 | 929.0154 | 930.0309 | 930.6622 | 931.2391 | 931.7676 | 932.4519 | 932.7296 | 933.2141 | 934.1307 | 935.0987 | 936.2278 | 937.5622 | 938.6784 | 939.5519 | 940.2124 | 940.6525 | 940.7798 | 940.5459 | 940.0638 | 939.6841 | 939.4999 | 939.6343 | 939.6859 | 939.6859
F2_Industrial_Industrial - Firm_New_Space Heating_Natural Gas_Boiler_E4 | F2 | Industrial | Industrial - Firm | New | Space Heating | Natural Gas | Boiler | E4 | RVT - Cost of Operation | 626.565 | 627.1117 | 627.6909 | 628.627 | 630.0272 | 632.2983 | 633.7692 | 634.835 | 636.0872 | 637.264 | 638.0479 | 638.5283 | 639.0127 | 639.4978 | 640.1668 | 640.4767 | 640.9918 | 641.9056 | 642.843 | 643.9126 | 645.166 | 646.2201 | 647.0472 | 647.6726 | 648.0893 | 648.2098 | 647.9884 | 647.5318 | 647.1724 | 646.998 | 647.1252 | 647.1741 | 647.1741
F2_Industrial_Industrial - Firm_New_Space Heating_Natural Gas_Boiler_E5 | F2 | Industrial | Industrial - Firm | New | Space Heating | Natural Gas | Boiler | E5 | RVT - Cost of Operation | 0 | 0 | 0 | 0 | 0 | 0 | 0 | 0 | 0 | 0 | 0 | 0 | 0 | 0 | 0 | 0 | 0 | 0 | 0 | 0 | 0 | 0 | 0 | 0 | 0 | 0 | 0 | 0 | 0 | 0 | 0 | 0 | 0
F2_Industrial_Industrial - Firm_New_Space Heating_Natural Gas_Boiler_E6 | F2 | Industrial | Industrial - Firm | New | Space Heating | Natural Gas | Boiler | E6 | RVT - Cost of Operation | 0 | 0 | 0 | 0 | 0 | 0 | 0 | 0 | 0 | 0 | 0 | 0 | 0 | 0 | 0 | 0 | 0 | 0 | 0 | 0 | 0 | 0 | 0 | 0 | 0 | 0 | 0 | 0 | 0 | 0 | 0 | 0 | 0
F2_Industrial_Industrial - Firm_New_Space Heating_Natural Gas_Boiler_E7 | F2 | Industrial | Industrial - Firm | New | Space Heating | Natural Gas | Boiler | E7 | RVT - Cost of Operation | 0 | 0 | 0 | 0 | 0 | 0 | 0 | 0 | 0 | 0 | 0 | 0 | 0 | 0 | 0 | 0 | 0 | 0 | 0 | 0 | 0 | 0 | 0 | 0 | 0 | 0 | 0 | 0 | 0 | 0 | 0 | 0 | 0
F2_Industrial_Industrial - Firm_New_Space Heating_Natural Gas_Boiler_E8 | F2 | Industrial | Industrial - Firm | New | Space Heating | Natural Gas | Boiler | E8 | RVT - Cost of Operation | 0 | 0 | 0 | 0 | 0 | 0 | 0 | 0 | 0 | 0 | 0 | 0 | 0 | 0 | 0 | 0 | 0 | 0 | 0 | 0 | 0 | 0 | 0 | 0 | 0 | 0 | 0 | 0 | 0 | 0 | 0 | 0 | 0
F2_Industrial_Industrial - Firm_New_Space Heating_Natural Gas_Boiler_E9 | F2 | Industrial | Industrial - Firm | New | Space Heating | Natural Gas | Boiler | E9 | RVT - Cost of Operation | 0 | 0 | 0 | 0 | 0 | 0 | 0 | 0 | 0 | 0 | 0 | 0 | 0 | 0 | 0 | 0 | 0 | 0 | 0 | 0 | 0 | 0 | 0 | 0 | 0 | 0 | 0 | 0 | 0 | 0 | 0 | 0 | 0
F2_Industrial_Industrial - Firm_New_Space Heating_Natural Gas_Boiler_E10 | F2 | Industrial | Industrial - Firm | New | Space Heating | Natural Gas | Boiler | E10 | RVT - Cost of Operation | 0 | 0 | 0 | 0 | 0 | 0 | 0 | 0 | 0 | 0 | 0 | 0 | 0 | 0 | 0 | 0 | 0 | 0 | 0 | 0 | 0 | 0 | 0 | 0 | 0 | 0 | 0 | 0 | 0 | 0 | 0 | 0 | 0
F3_Industrial_Industrial - Firm_New_Space Heating_Natural Gas_Boiler_E1 | F3 | Industrial | Industrial - Firm | New | Space Heating | Natural Gas | Boiler | E1 | System - kBTUs of Consumption | 37.8807 | 37.8807 | 37.8807 | 37.8807 | 37.8807 | 37.8807 | 37.8807 | 37.8807 | 37.8807 | 37.8807 | 37.8807 | 37.8807 | 37.8807 | 37.8807 | 37.8807 | 37.8807 | 37.8807 | 37.8807 | 37.8807 | 37.8807 | 37.8807 | 37.8807 | 37.8807 | 37.8807 | 37.8807 | 37.8807 | 37.8807 | 37.8807 | 37.8807 | 37.8807 | 37.8807 | 37.8807 | 37.8807
F3_Industrial_Industrial - Firm_New_Space Heating_Natural Gas_Boiler_E2 | F3 | Industrial | Industrial - Firm | New | Space Heating | Natural Gas | Boiler | E2 | System - kBTUs of Consumption | 42.7674 | 42.7674 | 42.7674 | 42.7674 | 42.7674 | 42.7674 | 42.7674 | 42.7674 | 42.7674 | 42.7674 | 42.7674 | 42.7674 | 42.7674 | 42.7674 | 42.7674 | 42.7674 | 42.7674 | 42.7674 | 42.7674 | 42.7674 | 42.7674 | 42.7674 | 42.7674 | 42.7674 | 42.7674 | 42.7674 | 42.7674 | 42.7674 | 42.7674 | 42.7674 | 42.7674 | 42.7674 | 42.7674
F3_Industrial_Industrial - Firm_New_Space Heating_Natural Gas_Boiler_E3 | F3 | Industrial | Industrial - Firm | New | Space Heating | Natural Gas | Boiler | E3 | System - kBTUs of Consumption | 52.5816 | 52.5816 | 52.5816 | 52.5816 | 52.5816 | 52.5816 | 52.5816 | 52.5816 | 52.5816 | 52.5816 | 52.5816 | 52.5816 | 52.5816 | 52.5816 | 52.5816 | 52.5816 | 52.5816 | 52.5816 | 52.5816 | 52.5816 | 52.5816 | 52.5816 | 52.5816 | 52.5816 | 52.5816 | 52.5816 | 52.5816 | 52.5816 | 52.5816 | 52.5816 | 52.5816 | 52.5816 | 52.5816
F3_Industrial_Industrial - Firm_New_Space Heating_Natural Gas_Boiler_E4 | F3 | Industrial | Industrial - Firm | New | Space Heating | Natural Gas | Boiler | E4 | System - kBTUs of Consumption | 213972.3989 | 213972.3989 | 213972.3989 | 213972.3989 | 213972.3989 | 213972.3989 | 213972.3989 | 213972.3989 | 213972.3989 | 213972.3989 | 213972.3989 | 213972.3989 | 213972.3989 | 213972.3989 | 213972.3989 | 213972.3989 | 213972.3989 | 213972.3989 | 213972.3989 | 213972.3989 | 213972.3989 | 213972.3989 | 213972.3989 | 213972.3989 | 213972.3989 | 213972.3989 | 213972.3989 | 213972.3989 | 213972.3989 | 213972.3989 | 213972.3989 | 213972.3989 | 213972.3989
F3_Industrial_Industrial - Firm_New_Space Heating_Natural Gas_Boiler_E5 | F3 | Industrial | Industrial - Firm | New | Space Heating | Natural Gas | Boiler | E5 | System - kBTUs of Consumption | 0 | 0 | 0 | 0 | 0 | 0 | 0 | 0 | 0 | 0 | 0 | 0 | 0 | 0 | 0 | 0 | 0 | 0 | 0 | 0 | 0 | 0 | 0 | 0 | 0 | 0 | 0 | 0 | 0 | 0 | 0 | 0 | 0
F3_Industrial_Industrial - Firm_New_Space Heating_Natural Gas_Boiler_E6 | F3 | Industrial | Industrial - Firm | New | Space Heating | Natural Gas | Boiler | E6 | System - kBTUs of Consumption | 0 | 0 | 0 | 0 | 0 | 0 | 0 | 0 | 0 | 0 | 0 | 0 | 0 | 0 | 0 | 0 | 0 | 0 | 0 | 0 | 0 | 0 | 0 | 0 | 0 | 0 | 0 | 0 | 0 | 0 | 0 | 0 | 0
F3_Industrial_Industrial - Firm_New_Space Heating_Natural Gas_Boiler_E7 | F3 | Industrial | Industrial - Firm | New | Space Heating | Natural Gas | Boiler | E7 | System - kBTUs of Consumption | 0 | 0 | 0 | 0 | 0 | 0 | 0 | 0 | 0 | 0 | 0 | 0 | 0 | 0 | 0 | 0 | 0 | 0 | 0 | 0 | 0 | 0 | 0 | 0 | 0 | 0 | 0 | 0 | 0 | 0 | 0 | 0 | 0
F3_Industrial_Industrial - Firm_New_Space Heating_Natural Gas_Boiler_E8 | F3 | Industrial | Industrial - Firm | New | Space Heating | Natural Gas | Boiler | E8 | System - kBTUs of Consumption | 0 | 0 | 0 | 0 | 0 | 0 | 0 | 0 | 0 | 0 | 0 | 0 | 0 | 0 | 0 | 0 | 0 | 0 | 0 | 0 | 0 | 0 | 0 | 0 | 0 | 0 | 0 | 0 | 0 | 0 | 0 | 0 | 0
F3_Industrial_Industrial - Firm_New_Space Heating_Natural Gas_Boiler_E9 | F3 | Industrial | Industrial - Firm | New | Space Heating | Natural Gas | Boiler | E9 | System - kBTUs of Consumption | 0 | 0 | 0 | 0 | 0 | 0 | 0 | 0 | 0 | 0 | 0 | 0 | 0 | 0 | 0 | 0 | 0 | 0 | 0 | 0 | 0 | 0 | 0 | 0 | 0 | 0 | 0 | 0 | 0 | 0 | 0 | 0 | 0
F3_Industrial_Industrial - Firm_New_Space Heating_Natural Gas_Boiler_E10 | F3 | Industrial | Industrial - Firm | New | Space Heating | Natural Gas | Boiler | E10 | System - kBTUs of Consumption | 0 | 0 | 0 | 0 | 0 | 0 | 0 | 0 | 0 | 0 | 0 | 0 | 0 | 0 | 0 | 0 | 0 | 0 | 0 | 0 | 0 | 0 | 0 | 0 | 0 | 0 | 0 | 0 | 0 | 0 | 0 | 0 | 0
F4_Industrial_Industrial - Firm_New_Space Heating_Natural Gas_Boiler_E1 | F4 | Industrial | Industrial - Firm | New | Space Heating | Natural Gas | Boiler | E1 | Utility - Cost of Equipment | 1108.7568 | 1109.8172 | 1110.9791 | 1112.6443 | 1114.9368 | 1118.3444 | 1120.727 | 1122.5486 | 1124.5262 | 1126.3302 | 1127.5614 | 1128.3268 | 1129.0261 | 1129.667 | 1130.4966 | 1130.8333 | 1131.4206 | 1132.532 | 1133.7056 | 1135.0745 | 1136.6922 | 1138.0455 | 1139.1046 | 1139.9053 | 1140.4389 | 1140.5932 | 1140.3097 | 1139.7251 | 1139.2648 | 1139.0415 | 1139.2044 | 1139.2671 | 1139.2671
F4_Industrial_Industrial - Firm_New_Space Heating_Natural Gas_Boiler_E2 | F4 | Industrial | Industrial - Firm | New | Space Heating | Natural Gas | Boiler | E2 | Utility - Cost of Equipment | 1043.5475 | 1044.5456 | 1045.6391 | 1047.2064 | 1049.364 | 1052.5712 | 1054.8137 | 1056.5281 | 1058.3895 | 1060.0874 | 1061.2462 | 1061.9665 | 1062.6247 | 1063.2279 | 1064.0087 | 1064.3256 | 1064.8784 | 1065.9244 | 1067.029 | 1068.3174 | 1069.84 | 1071.1137 | 1072.1104 | 1072.8641 | 1073.3663 | 1073.5115 | 1073.2447 | 1072.6945 | 1072.2613 | 1072.0511 | 1072.2044 | 1072.2634 | 1072.2634
F4_Industrial_Industrial - Firm_New_Space Heating_Natural Gas_Boiler_E3 | F4 | Industrial | Industrial - Firm | New | Space Heating | Natural Gas | Boiler | E3 | Utility - Cost of Equipment | 914.5206 | 915.3952 | 916.3535 | 917.727 | 919.6179 | 922.4286 | 924.3938 | 925.8963 | 927.5274 | 929.0154 | 930.0309 | 930.6622 | 931.2391 | 931.7676 | 932.4519 | 932.7296 | 933.2141 | 934.1307 | 935.0987 | 936.2278 | 937.5622 | 938.6784 | 939.5519 | 940.2124 | 940.6525 | 940.7798 | 940.5459 | 940.0638 | 939.6841 | 939.4999 | 939.6343 | 939.6859 | 939.6859
F4_Industrial_Industrial - Firm_New_Space Heating_Natural Gas_Boiler_E4 | F4 | Industrial | Industrial - Firm | New | Space Heating | Natural Gas | Boiler | E4 | Utility - Cost of Equipment | 626.565 | 627.1117 | 627.6909 | 628.627 | 630.0272 | 632.2983 | 633.7692 | 634.835 | 636.0872 | 637.264 | 638.0479 | 638.5283 | 639.0127 | 639.4978 | 640.1668 | 640.4767 | 640.9918 | 641.9056 | 642.843 | 643.9126 | 645.166 | 646.2201 | 647.0472 | 647.6726 | 648.0893 | 648.2098 | 647.9884 | 647.5318 | 647.1724 | 646.998 | 647.1252 | 647.1741 | 647.1741
F4_Industrial_Industrial - Firm_New_Space Heating_Natural Gas_Boiler_E5 | F4 | Industrial | Industrial - Firm | New | Space Heating | Natural Gas | Boiler | E5 | Utility - Cost of Equipment | 0 | 0 | 0 | 0 | 0 | 0 | 0 | 0 | 0 | 0 | 0 | 0 | 0 | 0 | 0 | 0 | 0 | 0 | 0 | 0 | 0 | 0 | 0 | 0 | 0 | 0 | 0 | 0 | 0 | 0 | 0 | 0 | 0
F4_Industrial_Industrial - Firm_New_Space Heating_Natural Gas_Boiler_E6 | F4 | Industrial | Industrial - Firm | New | Space Heating | Natural Gas | Boiler | E6 | Utility - Cost of Equipment | 0 | 0 | 0 | 0 | 0 | 0 | 0 | 0 | 0 | 0 | 0 | 0 | 0 | 0 | 0 | 0 | 0 | 0 | 0 | 0 | 0 | 0 | 0 | 0 | 0 | 0 | 0 | 0 | 0 | 0 | 0 | 0 | 0
F4_Industrial_Industrial - Firm_New_Space Heating_Natural Gas_Boiler_E7 | F4 | Industrial | Industrial - Firm | New | Space Heating | Natural Gas | Boiler | E7 | Utility - Cost of Equipment | 0 | 0 | 0 | 0 | 0 | 0 | 0 | 0 | 0 | 0 | 0 | 0 | 0 | 0 | 0 | 0 | 0 | 0 | 0 | 0 | 0 | 0 | 0 | 0 | 0 | 0 | 0 | 0 | 0 | 0 | 0 | 0 | 0
F4_Industrial_Industrial - Firm_New_Space Heating_Natural Gas_Boiler_E8 | F4 | Industrial | Industrial - Firm | New | Space Heating | Natural Gas | Boiler | E8 | Utility - Cost of Equipment | 0 | 0 | 0 | 0 | 0 | 0 | 0 | 0 | 0 | 0 | 0 | 0 | 0 | 0 | 0 | 0 | 0 | 0 | 0 | 0 | 0 | 0 | 0 | 0 | 0 | 0 | 0 | 0 | 0 | 0 | 0 | 0 | 0
F4_Industrial_Industrial - Firm_New_Space Heating_Natural Gas_Boiler_E9 | F4 | Industrial | Industrial - Firm | New | Space Heating | Natural Gas | Boiler | E9 | Utility - Cost of Equipment | 0 | 0 | 0 | 0 | 0 | 0 | 0 | 0 | 0 | 0 | 0 | 0 | 0 | 0 | 0 | 0 | 0 | 0 | 0 | 0 | 0 | 0 | 0 | 0 | 0 | 0 | 0 | 0 | 0 | 0 | 0 | 0 | 0
F4_Industrial_Industrial - Firm_New_Space Heating_Natural Gas_Boiler_E10 | F4 | Industrial | Industrial - Firm | New | Space Heating | Natural Gas | Boiler | E10 | Utility - Cost of Equipment | 0 | 0 | 0 | 0 | 0 | 0 | 0 | 0 | 0 | 0 | 0 | 0 | 0 | 0 | 0 | 0 | 0 | 0 | 0 | 0 | 0 | 0 | 0 | 0 | 0 | 0 | 0 | 0 | 0 | 0 | 0 | 0 | 0
F5_Industrial_Industrial - Firm_New_Space Heating_Natural Gas_Boiler_E1 | F5 | Industrial | Industrial - Firm | New | Space Heating | Natural Gas | Boiler | E1 | Utility - Cost of Operation | 37.8807 | 37.8807 | 37.8807 | 37.8807 | 37.8807 | 37.8807 | 37.8807 | 37.8807 | 37.8807 | 37.8807 | 37.8807 | 37.8807 | 37.8807 | 37.8807 | 37.8807 | 37.8807 | 37.8807 | 37.8807 | 37.8807 | 37.8807 | 37.8807 | 37.8807 | 37.8807 | 37.8807 | 37.8807 | 37.8807 | 37.8807 | 37.8807 | 37.8807 | 37.8807 | 37.8807 | 37.8807 | 37.8807
F5_Industrial_Industrial - Firm_New_Space Heating_Natural Gas_Boiler_E2 | F5 | Industrial | Industrial - Firm | New | Space Heating | Natural Gas | Boiler | E2 | Utility - Cost of Operation | 42.7674 | 42.7674 | 42.7674 | 42.7674 | 42.7674 | 42.7674 | 42.7674 | 42.7674 | 42.7674 | 42.7674 | 42.7674 | 42.7674 | 42.7674 | 42.7674 | 42.7674 | 42.7674 | 42.7674 | 42.7674 | 42.7674 | 42.7674 | 42.7674 | 42.7674 | 42.7674 | 42.7674 | 42.7674 | 42.7674 | 42.7674 | 42.7674 | 42.7674 | 42.7674 | 42.7674 | 42.7674 | 42.7674
F5_Industrial_Industrial - Firm_New_Space Heating_Natural Gas_Boiler_E3 | F5 | Industrial | Industrial - Firm | New | Space Heating | Natural Gas | Boiler | E3 | Utility - Cost of Operation | 52.5816 | 52.5816 | 52.5816 | 52.5816 | 52.5816 | 52.5816 | 52.5816 | 52.5816 | 52.5816 | 52.5816 | 52.5816 | 52.5816 | 52.5816 | 52.5816 | 52.5816 | 52.5816 | 52.5816 | 52.5816 | 52.5816 | 52.5816 | 52.5816 | 52.5816 | 52.5816 | 52.5816 | 52.5816 | 52.5816 | 52.5816 | 52.5816 | 52.5816 | 52.5816 | 52.5816 | 52.5816 | 52.5816
F5_Industrial_Industrial - Firm_New_Space Heating_Natural Gas_Boiler_E4 | F5 | Industrial | Industrial - Firm | New | Space Heating | Natural Gas | Boiler | E4 | Utility - Cost of Operation | 213972.3989 | 213972.3989 | 213972.3989 | 213972.3989 | 213972.3989 | 213972.3989 | 213972.3989 | 213972.3989 | 213972.3989 | 213972.3989 | 213972.3989 | 213972.3989 | 213972.3989 | 213972.3989 | 213972.3989 | 213972.3989 | 213972.3989 | 213972.3989 | 213972.3989 | 213972.3989 | 213972.3989 | 213972.3989 | 213972.3989 | 213972.3989 | 213972.3989 | 213972.3989 | 213972.3989 | 213972.3989 | 213972.3989 | 213972.3989 | 213972.3989 | 213972.3989 | 213972.3989
F5_Industrial_Industrial - Firm_New_Space Heating_Natural Gas_Boiler_E5 | F5 | Industrial | Industrial - Firm | New | Space Heating | Natural Gas | Boiler | E5 | Utility - Cost of Operation | 0 | 0 | 0 | 0 | 0 | 0 | 0 | 0 | 0 | 0 | 0 | 0 | 0 | 0 | 0 | 0 | 0 | 0 | 0 | 0 | 0 | 0 | 0 | 0 | 0 | 0 | 0 | 0 | 0 | 0 | 0 | 0 | 0
F5_Industrial_Industrial - Firm_New_Space Heating_Natural Gas_Boiler_E6 | F5 | Industrial | Industrial - Firm | New | Space Heating | Natural Gas | Boiler | E6 | Utility - Cost of Operation | 0 | 0 | 0 | 0 | 0 | 0 | 0 | 0 | 0 | 0 | 0 | 0 | 0 | 0 | 0 | 0 | 0 | 0 | 0 | 0 | 0 | 0 | 0 | 0 | 0 | 0 | 0 | 0 | 0 | 0 | 0 | 0 | 0
F5_Industrial_Industrial - Firm_New_Space Heating_Natural Gas_Boiler_E7 | F5 | Industrial | Industrial - Firm | New | Space Heating | Natural Gas | Boiler | E7 | Utility - Cost of Operation | 0 | 0 | 0 | 0 | 0 | 0 | 0 | 0 | 0 | 0 | 0 | 0 | 0 | 0 | 0 | 0 | 0 | 0 | 0 | 0 | 0 | 0 | 0 | 0 | 0 | 0 | 0 | 0 | 0 | 0 | 0 | 0 | 0
F5_Industrial_Industrial - Firm_New_Space Heating_Natural Gas_Boiler_E8 | F5 | Industrial | Industrial - Firm | New | Space Heating | Natural Gas | Boiler | E8 | Utility - Cost of Operation | 0 | 0 | 0 | 0 | 0 | 0 | 0 | 0 | 0 | 0 | 0 | 0 | 0 | 0 | 0 | 0 | 0 | 0 | 0 | 0 | 0 | 0 | 0 | 0 | 0 | 0 | 0 | 0 | 0 | 0 | 0 | 0 | 0
F5_Industrial_Industrial - Firm_New_Space Heating_Natural Gas_Boiler_E9 | F5 | Industrial | Industrial - Firm | New | Space Heating | Natural Gas | Boiler | E9 | Utility - Cost of Operation | 0 | 0 | 0 | 0 | 0 | 0 | 0 | 0 | 0 | 0 | 0 | 0 | 0 | 0 | 0 | 0 | 0 | 0 | 0 | 0 | 0 | 0 | 0 | 0 | 0 | 0 | 0 | 0 | 0 | 0 | 0 | 0 | 0
F5_Industrial_Industrial - Firm_New_Space Heating_Natural Gas_Boiler_E10 | F5 | Industrial | Industrial - Firm | New | Space Heating | Natural Gas | Boiler | E10 | Utility - Cost of Operation | 0 | 0 | 0 | 0 | 0 | 0 | 0 | 0 | 0 | 0 | 0 | 0 | 0 | 0 | 0 | 0 | 0 | 0 | 0 | 0 | 0 | 0 | 0 | 0 | 0 | 0 | 0 | 0 | 0 | 0 | 0 | 0 | 0
F6_Industrial_Industrial - Firm_New_Space Heating_Natural Gas_Boiler_E1 | F6 | Industrial | Industrial - Firm | New | Space Heating | Natural Gas | Boiler | E1 | Utility - Value of Sales | 483.3006 | 480.6902 | 477.9711 | 475.2621 | 472.573 | 469.9136 | 467.2937 | 464.7234 | 462.2125 | 459.7708 | 457.4082 | 455.1346 | 452.96 | 450.8942 | 448.937 | 447.0887 | 445.3492 | 443.7185 | 442.1963 | 440.7831 | 439.4787 | 438.283 | 437.1957 | 436.2174 | 435.3478 | 434.5869 | 433.9345 | 433.3909 | 432.956 | 432.6299 | 432.4123 | 432.3036 | 432.3036
F6_Industrial_Industrial - Firm_New_Space Heating_Natural Gas_Boiler_E2 | F6 | Industrial | Industrial - Firm | New | Space Heating | Natural Gas | Boiler | E2 | Utility - Value of Sales | 454.8762 | 452.4194 | 449.8602 | 447.3106 | 444.7796 | 442.2766 | 439.8108 | 437.3916 | 435.0284 | 432.7303 | 430.5066 | 428.3668 | 426.3201 | 424.3758 | 422.5337 | 420.7941 | 419.1569 | 417.6221 | 416.1895 | 414.8593 | 413.6316 | 412.5062 | 411.4829 | 410.5622 | 409.7437 | 409.0275 | 408.4135 | 407.9019 | 407.4926 | 407.1856 | 406.9808 | 406.8785 | 406.8785
F6_Industrial_Industrial - Firm_New_Space Heating_Natural Gas_Boiler_E3 | F6 | Industrial | Industrial - Firm | New | Space Heating | Natural Gas | Boiler | E3 | Utility - Value of Sales | 398.6342 | 396.4811 | 394.2383 | 392.0039 | 389.7859 | 387.5924 | 385.4314 | 383.3114 | 381.2403 | 379.2264 | 377.2777 | 375.4024 | 373.6088 | 371.9048 | 370.2905 | 368.766 | 367.3313 | 365.9862 | 364.7307 | 363.5651 | 362.4891 | 361.5029 | 360.6061 | 359.7992 | 359.0819 | 358.4543 | 357.9162 | 357.4679 | 357.1092 | 356.8401 | 356.6607 | 356.571 | 356.571
F6_Industrial_Industrial - Firm_New_Space Heating_Natural Gas_Boiler_E4 | F6 | Industrial | Industrial - Firm | New | Space Heating | Natural Gas | Boiler | E4 | Utility - Value of Sales | 283.6922 | 282.2417 | 280.6875 | 279.1335 | 277.5796 | 276.0257 | 274.4718 | 272.918 | 271.3643 | 269.8107 | 268.2571 | 266.7036 | 265.1502 | 263.6063 | 262.0812 | 260.5845 | 259.1255 | 257.7136 | 256.3582 | 255.0687 | 253.8546 | 252.7253 | 251.6898 | 250.7581 | 249.9299 | 249.2052 | 248.5838 | 248.0662 | 247.652 | 247.3414 | 247.1342 | 247.0306 | 247.0306
F6_Industrial_Industrial - Firm_New_Space Heating_Natural Gas_Boiler_E5 | F6 | Industrial | Industrial - Firm | New | Space Heating | Natural Gas | Boiler | E5 | Utility - Value of Sales | 0 | 0 | 0 | 0 | 0 | 0 | 0 | 0 | 0 | 0 | 0 | 0 | 0 | 0 | 0 | 0 | 0 | 0 | 0 | 0 | 0 | 0 | 0 | 0 | 0 | 0 | 0 | 0 | 0 | 0 | 0 | 0 | 0
F6_Industrial_Industrial - Firm_New_Space Heating_Natural Gas_Boiler_E6 | F6 | Industrial | Industrial - Firm | New | Space Heating | Natural Gas | Boiler | E6 | Utility - Value of Sales | 0 | 0 | 0 | 0 | 0 | 0 | 0 | 0 | 0 | 0 | 0 | 0 | 0 | 0 | 0 | 0 | 0 | 0 | 0 | 0 | 0 | 0 | 0 | 0 | 0 | 0 | 0 | 0 | 0 | 0 | 0 | 0 | 0
F6_Industrial_Industrial - Firm_New_Space Heating_Natural Gas_Boiler_E7 | F6 | Industrial | Industrial - Firm | New | Space Heating | Natural Gas | Boiler | E7 | Utility - Value of Sales | 0 | 0 | 0 | 0 | 0 | 0 | 0 | 0 | 0 | 0 | 0 | 0 | 0 | 0 | 0 | 0 | 0 | 0 | 0 | 0 | 0 | 0 | 0 | 0 | 0 | 0 | 0 | 0 | 0 | 0 | 0 | 0 | 0
F6_Industrial_Industrial - Firm_New_Space Heating_Natural Gas_Boiler_E8 | F6 | Industrial | Industrial - Firm | New | Space Heating | Natural Gas | Boiler | E8 | Utility - Value of Sales | 0 | 0 | 0 | 0 | 0 | 0 | 0 | 0 | 0 | 0 | 0 | 0 | 0 | 0 | 0 | 0 | 0 | 0 | 0 | 0 | 0 | 0 | 0 | 0 | 0 | 0 | 0 | 0 | 0 | 0 | 0 | 0 | 0
F6_Industrial_Industrial - Firm_New_Space Heating_Natural Gas_Boiler_E9 | F6 | Industrial | Industrial - Firm | New | Space Heating | Natural Gas | Boiler | E9 | Utility - Value of Sales | 0 | 0 | 0 | 0 | 0 | 0 | 0 | 0 | 0 | 0 | 0 | 0 | 0 | 0 | 0 | 0 | 0 | 0 | 0 | 0 | 0 | 0 | 0 | 0 | 0 | 0 | 0 | 0 | 0 | 0 | 0 | 0 | 0
F6_Industrial_Industrial - Firm_New_Space Heating_Natural Gas_Boiler_E10 | F6 | Industrial | Industrial - Firm | New | Space Heating | Natural Gas | Boiler | E10 | Utility - Value of Sales | 0 | 0 | 0 | 0 | 0 | 0 | 0 | 0 | 0 | 0 | 0 | 0 | 0 | 0 | 0 | 0 | 0 | 0 | 0 | 0 | 0 | 0 | 0 | 0 | 0 | 0 | 0 | 0 | 0 | 0 | 0 | 0 | 0
F1_Industrial_Industrial - Firm_New_Space Heating_Natural Gas_Unit Heater_E1 | F1 | Industrial | Industrial - Firm | New | Space Heating | Natural Gas | Unit Heater | E1 | RVT - Cost of Equipment | 968.3656 | 969.4624 | 970.668 | 972.4733 | 975.0416 | 979.0749 | 981.4443 | 982.901 | 984.6057 | 986.1377 | 987.0005 | 987.4327 | 988.0291 | 988.8054 | 990.057 | 990.749 | 991.8095 | 993.5581 | 995.2952 | 997.2265 | 999.4673 | 1001.3636 | 1002.8563 | 1003.9849 | 1004.737 | 1004.9544 | 1004.5548 | 1003.7309 | 1003.0822 | 1002.7674 | 1002.997 | 1003.0853 | 1003.0853
F1_Industrial_Industrial - Firm_New_Space Heating_Natural Gas_Unit Heater_E2 | F1 | Industrial | Industrial - Firm | New | Space Heating | Natural Gas | Unit Heater | E2 | RVT - Cost of Equipment | 922.2742 | 923.3188 | 924.467 | 926.1864 | 928.6324 | 932.4738 | 934.7304 | 936.1177 | 937.7413 | 939.2004 | 940.0221 | 940.4338 | 941.0017 | 941.7411 | 942.9331 | 943.5922 | 944.6022 | 946.2676 | 947.922 | 949.7614 | 951.8955 | 953.7016 | 955.1232 | 956.1981 | 956.9144 | 957.1215 | 956.7409 | 955.9562 | 955.3383 | 955.0386 | 955.2572 | 955.3413 | 955.3413
F1_Industrial_Industrial - Firm_New_Space Heating_Natural Gas_Unit Heater_E3 | F1 | Industrial | Industrial - Firm | New | Space Heating | Natural Gas | Unit Heater | E3 | RVT - Cost of Equipment | 822.014 | 822.7397 | 823.4869 | 824.6828 | 826.4859 | 829.3802 | 831.2288 | 832.5795 | 834.1978 | 835.7558 | 836.849 | 837.5412 | 838.2315 | 838.9178 | 839.8362 | 840.2658 | 840.9353 | 842.1015 | 843.3002 | 844.6824 | 846.3294 | 847.7108 | 848.7918 | 849.6091 | 850.1538 | 850.3113 | 850.0219 | 849.4252 | 848.9554 | 848.7274 | 848.8937 | 848.9576 | 848.9576
F1_Industrial_Industrial - Firm_New_Space Heating_Natural Gas_Unit Heater_E4 | F1 | Industrial | Industrial - Firm | New | Space Heating | Natural Gas | Unit Heater | E4 | RVT - Cost of Equipment | 0 | 0 | 0 | 0 | 0 | 0 | 0 | 0 | 0 | 0 | 0 | 0 | 0 | 0 | 0 | 0 | 0 | 0 | 0 | 0 | 0 | 0 | 0 | 0 | 0 | 0 | 0 | 0 | 0 | 0 | 0 | 0 | 0
F1_Industrial_Industrial - Firm_New_Space Heating_Natural Gas_Unit Heater_E5 | F1 | Industrial | Industrial - Firm | New | Space Heating | Natural Gas | Unit Heater | E5 | RVT - Cost of Equipment | 0 | 0 | 0 | 0 | 0 | 0 | 0 | 0 | 0 | 0 | 0 | 0 | 0 | 0 | 0 | 0 | 0 | 0 | 0 | 0 | 0 | 0 | 0 | 0 | 0 | 0 | 0 | 0 | 0 | 0 | 0 | 0 | 0
F1_Industrial_Industrial - Firm_New_Space Heating_Natural Gas_Unit Heater_E6 | F1 | Industrial | Industrial - Firm | New | Space Heating | Natural Gas | Unit Heater | E6 | RVT - Cost of Equipment | 0 | 0 | 0 | 0 | 0 | 0 | 0 | 0 | 0 | 0 | 0 | 0 | 0 | 0 | 0 | 0 | 0 | 0 | 0 | 0 | 0 | 0 | 0 | 0 | 0 | 0 | 0 | 0 | 0 | 0 | 0 | 0 | 0
F1_Industrial_Industrial - Firm_New_Space Heating_Natural Gas_Unit Heater_E7 | F1 | Industrial | Industrial - Firm | New | Space Heating | Natural Gas | Unit Heater | E7 | RVT - Cost of Equipment | 0 | 0 | 0 | 0 | 0 | 0 | 0 | 0 | 0 | 0 | 0 | 0 | 0 | 0 | 0 | 0 | 0 | 0 | 0 | 0 | 0 | 0 | 0 | 0 | 0 | 0 | 0 | 0 | 0 | 0 | 0 | 0 | 0
F1_Industrial_Industrial - Firm_New_Space Heating_Natural Gas_Unit Heater_E8 | F1 | Industrial | Industrial - Firm | New | Space Heating | Natural Gas | Unit Heater | E8 | RVT - Cost of Equipment | 0 | 0 | 0 | 0 | 0 | 0 | 0 | 0 | 0 | 0 | 0 | 0 | 0 | 0 | 0 | 0 | 0 | 0 | 0 | 0 | 0 | 0 | 0 | 0 | 0 | 0 | 0 | 0 | 0 | 0 | 0 | 0 | 0
F1_Industrial_Industrial - Firm_New_Space Heating_Natural Gas_Unit Heater_E9 | F1 | Industrial | Industrial - Firm | New | Space Heating | Natural Gas | Unit Heater | E9 | RVT - Cost of Equipment | 0 | 0 | 0 | 0 | 0 | 0 | 0 | 0 | 0 | 0 | 0 | 0 | 0 | 0 | 0 | 0 | 0 | 0 | 0 | 0 | 0 | 0 | 0 | 0 | 0 | 0 | 0 | 0 | 0 | 0 | 0 | 0 | 0
F1_Industrial_Industrial - Firm_New_Space Heating_Natural Gas_Unit Heater_E10 | F1 | Industrial | Industrial - Firm | New | Space Heating | Natural Gas | Unit Heater | E10 | RVT - Cost of Equipment | 0 | 0 | 0 | 0 | 0 | 0 | 0 | 0 | 0 | 0 | 0 | 0 | 0 | 0 | 0 | 0 | 0 | 0 | 0 | 0 | 0 | 0 | 0 | 0 | 0 | 0 | 0 | 0 | 0 | 0 | 0 | 0 | 0
F2_Industrial_Industrial - Firm_New_Space Heating_Natural Gas_Unit Heater_E1 | F2 | Industrial | Industrial - Firm | New | Space Heating | Natural Gas | Unit Heater | E1 | RVT - Cost of Operation | 1160.1651 | 1161.4791 | 1162.9234 | 1165.0864 | 1168.1634 | 1172.9955 | 1175.8342 | 1177.5794 | 1179.6217 | 1181.4572 | 1182.4909 | 1183.0087 | 1183.7232 | 1184.6533 | 1186.1527 | 1186.9818 | 1188.2524 | 1190.3473 | 1192.4285 | 1194.7423 | 1197.4269 | 1199.6988 | 1201.4872 | 1202.8393 | 1203.7403 | 1204.0008 | 1203.5221 | 1202.535 | 1201.7578 | 1201.3807 | 1201.6557 | 1201.7615 | 1201.7615
F2_Industrial_Industrial - Firm_New_Space Heating_Natural Gas_Unit Heater_E2 | F2 | Industrial | Industrial - Firm | New | Space Heating | Natural Gas | Unit Heater | E2 | RVT - Cost of Operation | 1104.9446 | 1106.1961 | 1107.5716 | 1109.6316 | 1112.5621 | 1117.1643 | 1119.8678 | 1121.53 | 1123.4751 | 1125.2232 | 1126.2077 | 1126.7009 | 1127.3814 | 1128.2672 | 1129.6953 | 1130.4849 | 1131.695 | 1133.6902 | 1135.6723 | 1137.876 | 1140.4328 | 1142.5966 | 1144.2998 | 1145.5876 | 1146.4457 | 1146.6938 | 1146.2379 | 1145.2978 | 1144.5576 | 1144.1984 | 1144.4604 | 1144.5611 | 1144.5611
F2_Industrial_Industrial - Firm_New_Space Heating_Natural Gas_Unit Heater_E3 | F2 | Industrial | Industrial - Firm | New | Space Heating | Natural Gas | Unit Heater | E3 | RVT - Cost of Operation | 984.8263 | 985.6957 | 986.591 | 988.0237 | 990.1839 | 993.6515 | 995.8662 | 997.4845 | 999.4233 | 1001.2899 | 1002.5996 | 1003.4289 | 1004.256 | 1005.0782 | 1006.1784 | 1006.6932 | 1007.4953 | 1008.8925 | 1010.3286 | 1011.9846 | 1013.9578 | 1015.6127 | 1016.9078 | 1017.8871 | 1018.5396 | 1018.7283 | 1018.3816 | 1017.6667 | 1017.1038 | 1016.8307 | 1017.0299 | 1017.1065 | 1017.1065
F2_Industrial_Industrial - Firm_New_Space Heating_Natural Gas_Unit Heater_E4 | F2 | Industrial | Industrial - Firm | New | Space Heating | Natural Gas | Unit Heater | E4 | RVT - Cost of Operation | 0 | 0 | 0 | 0 | 0 | 0 | 0 | 0 | 0 | 0 | 0 | 0 | 0 | 0 | 0 | 0 | 0 | 0 | 0 | 0 | 0 | 0 | 0 | 0 | 0 | 0 | 0 | 0 | 0 | 0 | 0 | 0 | 0
F2_Industrial_Industrial - Firm_New_Space Heating_Natural Gas_Unit Heater_E5 | F2 | Industrial | Industrial - Firm | New | Space Heating | Natural Gas | Unit Heater | E5 | RVT - Cost of Operation | 0 | 0 | 0 | 0 | 0 | 0 | 0 | 0 | 0 | 0 | 0 | 0 | 0 | 0 | 0 | 0 | 0 | 0 | 0 | 0 | 0 | 0 | 0 | 0 | 0 | 0 | 0 | 0 | 0 | 0 | 0 | 0 | 0
F2_Industrial_Industrial - Firm_New_Space Heating_Natural Gas_Unit Heater_E6 | F2 | Industrial | Industrial - Firm | New | Space Heating | Natural Gas | Unit Heater | E6 | RVT - Cost of Operation | 0 | 0 | 0 | 0 | 0 | 0 | 0 | 0 | 0 | 0 | 0 | 0 | 0 | 0 | 0 | 0 | 0 | 0 | 0 | 0 | 0 | 0 | 0 | 0 | 0 | 0 | 0 | 0 | 0 | 0 | 0 | 0 | 0
F2_Industrial_Industrial - Firm_New_Space Heating_Natural Gas_Unit Heater_E7 | F2 | Industrial | Industrial - Firm | New | Space Heating | Natural Gas | Unit Heater | E7 | RVT - Cost of Operation | 0 | 0 | 0 | 0 | 0 | 0 | 0 | 0 | 0 | 0 | 0 | 0 | 0 | 0 | 0 | 0 | 0 | 0 | 0 | 0 | 0 | 0 | 0 | 0 | 0 | 0 | 0 | 0 | 0 | 0 | 0 | 0 | 0
F2_Industrial_Industrial - Firm_New_Space Heating_Natural Gas_Unit Heater_E8 | F2 | Industrial | Industrial - Firm | New | Space Heating | Natural Gas | Unit Heater | E8 | RVT - Cost of Operation | 0 | 0 | 0 | 0 | 0 | 0 | 0 | 0 | 0 | 0 | 0 | 0 | 0 | 0 | 0 | 0 | 0 | 0 | 0 | 0 | 0 | 0 | 0 | 0 | 0 | 0 | 0 | 0 | 0 | 0 | 0 | 0 | 0
F2_Industrial_Industrial - Firm_New_Space Heating_Natural Gas_Unit Heater_E9 | F2 | Industrial | Industrial - Firm | New | Space Heating | Natural Gas | Unit Heater | E9 | RVT - Cost of Operation | 0 | 0 | 0 | 0 | 0 | 0 | 0 | 0 | 0 | 0 | 0 | 0 | 0 | 0 | 0 | 0 | 0 | 0 | 0 | 0 | 0 | 0 | 0 | 0 | 0 | 0 | 0 | 0 | 0 | 0 | 0 | 0 | 0
F2_Industrial_Industrial - Firm_New_Space Heating_Natural Gas_Unit Heater_E10 | F2 | Industrial | Industrial - Firm | New | Space Heating | Natural Gas | Unit Heater | E10 | RVT - Cost of Operation | 0 | 0 | 0 | 0 | 0 | 0 | 0 | 0 | 0 | 0 | 0 | 0 | 0 | 0 | 0 | 0 | 0 | 0 | 0 | 0 | 0 | 0 | 0 | 0 | 0 | 0 | 0 | 0 | 0 | 0 | 0 | 0 | 0
F3_Industrial_Industrial - Firm_New_Space Heating_Natural Gas_Unit Heater_E1 | F3 | Industrial | Industrial - Firm | New | Space Heating | Natural Gas | Unit Heater | E1 | System - kBTUs of Consumption | 44.6384 | 44.6384 | 44.6384 | 44.6384 | 44.6384 | 44.6384 | 44.6384 | 44.6384 | 44.6384 | 44.6384 | 44.6384 | 44.6384 | 44.6384 | 44.6384 | 44.6384 | 44.6384 | 44.6384 | 44.6384 | 44.6384 | 44.6384 | 44.6384 | 44.6384 | 44.6384 | 44.6384 | 44.6384 | 44.6384 | 44.6384 | 44.6384 | 44.6384 | 44.6384 | 44.6384 | 44.6384 | 44.6384
F3_Industrial_Industrial - Firm_New_Space Heating_Natural Gas_Unit Heater_E2 | F3 | Industrial | Industrial - Firm | New | Space Heating | Natural Gas | Unit Heater | E2 | System - kBTUs of Consumption | 97.8988 | 97.8988 | 97.8988 | 97.8988 | 97.8988 | 97.8988 | 97.8988 | 97.8988 | 97.8988 | 97.8988 | 97.8988 | 97.8988 | 97.8988 | 97.8988 | 97.8988 | 97.8988 | 97.8988 | 97.8988 | 97.8988 | 97.8988 | 97.8988 | 97.8988 | 97.8988 | 97.8988 | 97.8988 | 97.8988 | 97.8988 | 97.8988 | 97.8988 | 97.8988 | 97.8988 | 97.8988 | 97.8988
F3_Industrial_Industrial - Firm_New_Space Heating_Natural Gas_Unit Heater_E3 | F3 | Industrial | Industrial - Firm | New | Space Heating | Natural Gas | Unit Heater | E3 | System - kBTUs of Consumption | 53.0614 | 53.0614 | 53.0614 | 53.0614 | 53.0614 | 53.0614 | 53.0614 | 53.0614 | 53.0614 | 53.0614 | 53.0614 | 53.0614 | 53.0614 | 53.0614 | 53.0614 | 53.0614 | 53.0614 | 53.0614 | 53.0614 | 53.0614 | 53.0614 | 53.0614 | 53.0614 | 53.0614 | 53.0614 | 53.0614 | 53.0614 | 53.0614 | 53.0614 | 53.0614 | 53.0614 | 53.0614 | 53.0614
F3_Industrial_Industrial - Firm_New_Space Heating_Natural Gas_Unit Heater_E4 | F3 | Industrial | Industrial - Firm | New | Space Heating | Natural Gas | Unit Heater | E4 | System - kBTUs of Consumption | 0 | 0 | 0 | 0 | 0 | 0 | 0 | 0 | 0 | 0 | 0 | 0 | 0 | 0 | 0 | 0 | 0 | 0 | 0 | 0 | 0 | 0 | 0 | 0 | 0 | 0 | 0 | 0 | 0 | 0 | 0 | 0 | 0
F3_Industrial_Industrial - Firm_New_Space Heating_Natural Gas_Unit Heater_E5 | F3 | Industrial | Industrial - Firm | New | Space Heating | Natural Gas | Unit Heater | E5 | System - kBTUs of Consumption | 0 | 0 | 0 | 0 | 0 | 0 | 0 | 0 | 0 | 0 | 0 | 0 | 0 | 0 | 0 | 0 | 0 | 0 | 0 | 0 | 0 | 0 | 0 | 0 | 0 | 0 | 0 | 0 | 0 | 0 | 0 | 0 | 0
F3_Industrial_Industrial - Firm_New_Space Heating_Natural Gas_Unit Heater_E6 | F3 | Industrial | Industrial - Firm | New | Space Heating | Natural Gas | Unit Heater | E6 | System - kBTUs of Consumption | 0 | 0 | 0 | 0 | 0 | 0 | 0 | 0 | 0 | 0 | 0 | 0 | 0 | 0 | 0 | 0 | 0 | 0 | 0 | 0 | 0 | 0 | 0 | 0 | 0 | 0 | 0 | 0 | 0 | 0 | 0 | 0 | 0
F3_Industrial_Industrial - Firm_New_Space Heating_Natural Gas_Unit Heater_E7 | F3 | Industrial | Industrial - Firm | New | Space Heating | Natural Gas | Unit Heater | E7 | System - kBTUs of Consumption | 0 | 0 | 0 | 0 | 0 | 0 | 0 | 0 | 0 | 0 | 0 | 0 | 0 | 0 | 0 | 0 | 0 | 0 | 0 | 0 | 0 | 0 | 0 | 0 | 0 | 0 | 0 | 0 | 0 | 0 | 0 | 0 | 0
F3_Industrial_Industrial - Firm_New_Space Heating_Natural Gas_Unit Heater_E8 | F3 | Industrial | Industrial - Firm | New | Space Heating | Natural Gas | Unit Heater | E8 | System - kBTUs of Consumption | 0 | 0 | 0 | 0 | 0 | 0 | 0 | 0 | 0 | 0 | 0 | 0 | 0 | 0 | 0 | 0 | 0 | 0 | 0 | 0 | 0 | 0 | 0 | 0 | 0 | 0 | 0 | 0 | 0 | 0 | 0 | 0 | 0
F3_Industrial_Industrial - Firm_New_Space Heating_Natural Gas_Unit Heater_E9 | F3 | Industrial | Industrial - Firm | New | Space Heating | Natural Gas | Unit Heater | E9 | System - kBTUs of Consumption | 0 | 0 | 0 | 0 | 0 | 0 | 0 | 0 | 0 | 0 | 0 | 0 | 0 | 0 | 0 | 0 | 0 | 0 | 0 | 0 | 0 | 0 | 0 | 0 | 0 | 0 | 0 | 0 | 0 | 0 | 0 | 0 | 0
F3_Industrial_Industrial - Firm_New_Space Heating_Natural Gas_Unit Heater_E10 | F3 | Industrial | Industrial - Firm | New | Space Heating | Natural Gas | Unit Heater | E10 | System - kBTUs of Consumption | 0 | 0 | 0 | 0 | 0 | 0 | 0 | 0 | 0 | 0 | 0 | 0 | 0 | 0 | 0 | 0 | 0 | 0 | 0 | 0 | 0 | 0 | 0 | 0 | 0 | 0 | 0 | 0 | 0 | 0 | 0 | 0 | 0
F4_Industrial_Industrial - Firm_New_Space Heating_Natural Gas_Unit Heater_E1 | F4 | Industrial | Industrial - Firm | New | Space Heating | Natural Gas | Unit Heater | E1 | Utility - Cost of Equipment | 1160.1651 | 1161.4791 | 1162.9234 | 1165.0864 | 1168.1634 | 1172.9955 | 1175.8342 | 1177.5794 | 1179.6217 | 1181.4572 | 1182.4909 | 1183.0087 | 1183.7232 | 1184.6533 | 1186.1527 | 1186.9818 | 1188.2524 | 1190.3473 | 1192.4285 | 1194.7423 | 1197.4269 | 1199.6988 | 1201.4872 | 1202.8393 | 1203.7403 | 1204.0008 | 1203.5221 | 1202.535 | 1201.7578 | 1201.3807 | 1201.6557 | 1201.7615 | 1201.7615
F4_Industrial_Industrial - Firm_New_Space Heating_Natural Gas_Unit Heater_E2 | F4 | Industrial | Industrial - Firm | New | Space Heating | Natural Gas | Unit Heater | E2 | Utility - Cost of Equipment | 1104.9446 | 1106.1961 | 1107.5716 | 1109.6316 | 1112.5621 | 1117.1643 | 1119.8678 | 1121.53 | 1123.4751 | 1125.2232 | 1126.2077 | 1126.7009 | 1127.3814 | 1128.2672 | 1129.6953 | 1130.4849 | 1131.695 | 1133.6902 | 1135.6723 | 1137.876 | 1140.4328 | 1142.5966 | 1144.2998 | 1145.5876 | 1146.4457 | 1146.6938 | 1146.2379 | 1145.2978 | 1144.5576 | 1144.1984 | 1144.4604 | 1144.5611 | 1144.5611
F4_Industrial_Industrial - Firm_New_Space Heating_Natural Gas_Unit Heater_E3 | F4 | Industrial | Industrial - Firm | New | Space Heating | Natural Gas | Unit Heater | E3 | Utility - Cost of Equipment | 984.8263 | 985.6957 | 986.591 | 988.0237 | 990.1839 | 993.6515 | 995.8662 | 997.4845 | 999.4233 | 1001.2899 | 1002.5996 | 1003.4289 | 1004.256 | 1005.0782 | 1006.1784 | 1006.6932 | 1007.4953 | 1008.8925 | 1010.3286 | 1011.9846 | 1013.9578 | 1015.6127 | 1016.9078 | 1017.8871 | 1018.5396 | 1018.7283 | 1018.3816 | 1017.6667 | 1017.1038 | 1016.8307 | 1017.0299 | 1017.1065 | 1017.1065
F4_Industrial_Industrial - Firm_New_Space Heating_Natural Gas_Unit Heater_E4 | F4 | Industrial | Industrial - Firm | New | Space Heating | Natural Gas | Unit Heater | E4 | Utility - Cost of Equipment | 0 | 0 | 0 | 0 | 0 | 0 | 0 | 0 | 0 | 0 | 0 | 0 | 0 | 0 | 0 | 0 | 0 | 0 | 0 | 0 | 0 | 0 | 0 | 0 | 0 | 0 | 0 | 0 | 0 | 0 | 0 | 0 | 0
F4_Industrial_Industrial - Firm_New_Space Heating_Natural Gas_Unit Heater_E5 | F4 | Industrial | Industrial - Firm | New | Space Heating | Natural Gas | Unit Heater | E5 | Utility - Cost of Equipment | 0 | 0 | 0 | 0 | 0 | 0 | 0 | 0 | 0 | 0 | 0 | 0 | 0 | 0 | 0 | 0 | 0 | 0 | 0 | 0 | 0 | 0 | 0 | 0 | 0 | 0 | 0 | 0 | 0 | 0 | 0 | 0 | 0
F4_Industrial_Industrial - Firm_New_Space Heating_Natural Gas_Unit Heater_E6 | F4 | Industrial | Industrial - Firm | New | Space Heating | Natural Gas | Unit Heater | E6 | Utility - Cost of Equipment | 0 | 0 | 0 | 0 | 0 | 0 | 0 | 0 | 0 | 0 | 0 | 0 | 0 | 0 | 0 | 0 | 0 | 0 | 0 | 0 | 0 | 0 | 0 | 0 | 0 | 0 | 0 | 0 | 0 | 0 | 0 | 0 | 0
F4_Industrial_Industrial - Firm_New_Space Heating_Natural Gas_Unit Heater_E7 | F4 | Industrial | Industrial - Firm | New | Space Heating | Natural Gas | Unit Heater | E7 | Utility - Cost of Equipment | 0 | 0 | 0 | 0 | 0 | 0 | 0 | 0 | 0 | 0 | 0 | 0 | 0 | 0 | 0 | 0 | 0 | 0 | 0 | 0 | 0 | 0 | 0 | 0 | 0 | 0 | 0 | 0 | 0 | 0 | 0 | 0 | 0
F4_Industrial_Industrial - Firm_New_Space Heating_Natural Gas_Unit Heater_E8 | F4 | Industrial | Industrial - Firm | New | Space Heating | Natural Gas | Unit Heater | E8 | Utility - Cost of Equipment | 0 | 0 | 0 | 0 | 0 | 0 | 0 | 0 | 0 | 0 | 0 | 0 | 0 | 0 | 0 | 0 | 0 | 0 | 0 | 0 | 0 | 0 | 0 | 0 | 0 | 0 | 0 | 0 | 0 | 0 | 0 | 0 | 0
F4_Industrial_Industrial - Firm_New_Space Heating_Natural Gas_Unit Heater_E9 | F4 | Industrial | Industrial - Firm | New | Space Heating | Natural Gas | Unit Heater | E9 | Utility - Cost of Equipment | 0 | 0 | 0 | 0 | 0 | 0 | 0 | 0 | 0 | 0 | 0 | 0 | 0 | 0 | 0 | 0 | 0 | 0 | 0 | 0 | 0 | 0 | 0 | 0 | 0 | 0 | 0 | 0 | 0 | 0 | 0 | 0 | 0
F4_Industrial_Industrial - Firm_New_Space Heating_Natural Gas_Unit Heater_E10 | F4 | Industrial | Industrial - Firm | New | Space Heating | Natural Gas | Unit Heater | E10 | Utility - Cost of Equipment | 0 | 0 | 0 | 0 | 0 | 0 | 0 | 0 | 0 | 0 | 0 | 0 | 0 | 0 | 0 | 0 | 0 | 0 | 0 | 0 | 0 | 0 | 0 | 0 | 0 | 0 | 0 | 0 | 0 | 0 | 0 | 0 | 0
F5_Industrial_Industrial - Firm_New_Space Heating_Natural Gas_Unit Heater_E1 | F5 | Industrial | Industrial - Firm | New | Space Heating | Natural Gas | Unit Heater | E1 | Utility - Cost of Operation | 44.6384 | 44.6384 | 44.6384 | 44.6384 | 44.6384 | 44.6384 | 44.6384 | 44.6384 | 44.6384 | 44.6384 | 44.6384 | 44.6384 | 44.6384 | 44.6384 | 44.6384 | 44.6384 | 44.6384 | 44.6384 | 44.6384 | 44.6384 | 44.6384 | 44.6384 | 44.6384 | 44.6384 | 44.6384 | 44.6384 | 44.6384 | 44.6384 | 44.6384 | 44.6384 | 44.6384 | 44.6384 | 44.6384
F5_Industrial_Industrial - Firm_New_Space Heating_Natural Gas_Unit Heater_E2 | F5 | Industrial | Industrial - Firm | New | Space Heating | Natural Gas | Unit Heater | E2 | Utility - Cost of Operation | 97.8988 | 97.8988 | 97.8988 | 97.8988 | 97.8988 | 97.8988 | 97.8988 | 97.8988 | 97.8988 | 97.8988 | 97.8988 | 97.8988 | 97.8988 | 97.8988 | 97.8988 | 97.8988 | 97.8988 | 97.8988 | 97.8988 | 97.8988 | 97.8988 | 97.8988 | 97.8988 | 97.8988 | 97.8988 | 97.8988 | 97.8988 | 97.8988 | 97.8988 | 97.8988 | 97.8988 | 97.8988 | 97.8988
F5_Industrial_Industrial - Firm_New_Space Heating_Natural Gas_Unit Heater_E3 | F5 | Industrial | Industrial - Firm | New | Space Heating | Natural Gas | Unit Heater | E3 | Utility - Cost of Operation | 53.0614 | 53.0614 | 53.0614 | 53.0614 | 53.0614 | 53.0614 | 53.0614 | 53.0614 | 53.0614 | 53.0614 | 53.0614 | 53.0614 | 53.0614 | 53.0614 | 53.0614 | 53.0614 | 53.0614 | 53.0614 | 53.0614 | 53.0614 | 53.0614 | 53.0614 | 53.0614 | 53.0614 | 53.0614 | 53.0614 | 53.0614 | 53.0614 | 53.0614 | 53.0614 | 53.0614 | 53.0614 | 53.0614
F5_Industrial_Industrial - Firm_New_Space Heating_Natural Gas_Unit Heater_E4 | F5 | Industrial | Industrial - Firm | New | Space Heating | Natural Gas | Unit Heater | E4 | Utility - Cost of Operation | 0 | 0 | 0 | 0 | 0 | 0 | 0 | 0 | 0 | 0 | 0 | 0 | 0 | 0 | 0 | 0 | 0 | 0 | 0 | 0 | 0 | 0 | 0 | 0 | 0 | 0 | 0 | 0 | 0 | 0 | 0 | 0 | 0
F5_Industrial_Industrial - Firm_New_Space Heating_Natural Gas_Unit Heater_E5 | F5 | Industrial | Industrial - Firm | New | Space Heating | Natural Gas | Unit Heater | E5 | Utility - Cost of Operation | 0 | 0 | 0 | 0 | 0 | 0 | 0 | 0 | 0 | 0 | 0 | 0 | 0 | 0 | 0 | 0 | 0 | 0 | 0 | 0 | 0 | 0 | 0 | 0 | 0 | 0 | 0 | 0 | 0 | 0 | 0 | 0 | 0
F5_Industrial_Industrial - Firm_New_Space Heating_Natural Gas_Unit Heater_E6 | F5 | Industrial | Industrial - Firm | New | Space Heating | Natural Gas | Unit Heater | E6 | Utility - Cost of Operation | 0 | 0 | 0 | 0 | 0 | 0 | 0 | 0 | 0 | 0 | 0 | 0 | 0 | 0 | 0 | 0 | 0 | 0 | 0 | 0 | 0 | 0 | 0 | 0 | 0 | 0 | 0 | 0 | 0 | 0 | 0 | 0 | 0
F5_Industrial_Industrial - Firm_New_Space Heating_Natural Gas_Unit Heater_E7 | F5 | Industrial | Industrial - Firm | New | Space Heating | Natural Gas | Unit Heater | E7 | Utility - Cost of Operation | 0 | 0 | 0 | 0 | 0 | 0 | 0 | 0 | 0 | 0 | 0 | 0 | 0 | 0 | 0 | 0 | 0 | 0 | 0 | 0 | 0 | 0 | 0 | 0 | 0 | 0 | 0 | 0 | 0 | 0 | 0 | 0 | 0
F5_Industrial_Industrial - Firm_New_Space Heating_Natural Gas_Unit Heater_E8 | F5 | Industrial | Industrial - Firm | New | Space Heating | Natural Gas | Unit Heater | E8 | Utility - Cost of Operation | 0 | 0 | 0 | 0 | 0 | 0 | 0 | 0 | 0 | 0 | 0 | 0 | 0 | 0 | 0 | 0 | 0 | 0 | 0 | 0 | 0 | 0 | 0 | 0 | 0 | 0 | 0 | 0 | 0 | 0 | 0 | 0 | 0
F5_Industrial_Industrial - Firm_New_Space Heating_Natural Gas_Unit Heater_E9 | F5 | Industrial | Industrial - Firm | New | Space Heating | Natural Gas | Unit Heater | E9 | Utility - Cost of Operation | 0 | 0 | 0 | 0 | 0 | 0 | 0 | 0 | 0 | 0 | 0 | 0 | 0 | 0 | 0 | 0 | 0 | 0 | 0 | 0 | 0 | 0 | 0 | 0 | 0 | 0 | 0 | 0 | 0 | 0 | 0 | 0 | 0
F5_Industrial_Industrial - Firm_New_Space Heating_Natural Gas_Unit Heater_E10 | F5 | Industrial | Industrial - Firm | New | Space Heating | Natural Gas | Unit Heater | E10 | Utility - Cost of Operation | 0 | 0 | 0 | 0 | 0 | 0 | 0 | 0 | 0 | 0 | 0 | 0 | 0 | 0 | 0 | 0 | 0 | 0 | 0 | 0 | 0 | 0 | 0 | 0 | 0 | 0 | 0 | 0 | 0 | 0 | 0 | 0 | 0
F6_Industrial_Industrial - Firm_New_Space Heating_Natural Gas_Unit Heater_E1 | F6 | Industrial | Industrial - Firm | New | Space Heating | Natural Gas | Unit Heater | E1 | Utility - Value of Sales | 527.5886 | 524.9639 | 522.1006 | 519.2376 | 516.3747 | 513.5119 | 510.6489 | 507.7862 | 504.9236 | 502.0611 | 499.1986 | 496.3364 | 493.4746 | 490.6128 | 487.751 | 484.8897 | 482.0285 | 479.1674 | 476.3061 | 473.4929 | 470.7752 | 468.2006 | 465.8161 | 463.6706 | 461.7634 | 460.0946 | 458.6637 | 457.4717 | 456.518 | 455.8026 | 455.3254 | 455.087 | 455.087
F6_Industrial_Industrial - Firm_New_Space Heating_Natural Gas_Unit Heater_E2 | F6 | Industrial | Industrial - Firm | New | Space Heating | Natural Gas | Unit Heater | E2 | Utility - Value of Sales | 502.4769 | 499.9771 | 497.2501 | 494.5234 | 491.7968 | 489.0702 | 486.3435 | 483.617 | 480.8907 | 478.1645 | 475.4382 | 472.7122 | 469.9866 | 467.2611 | 464.5355 | 461.8103 | 459.0853 | 456.3604 | 453.6353 | 450.956 | 448.3676 | 445.9156 | 443.6446 | 441.6012 | 439.7847 | 438.1954 | 436.8327 | 435.6974 | 434.789 | 434.1077 | 433.6533 | 433.4261 | 433.4261
F6_Industrial_Industrial - Firm_New_Space Heating_Natural Gas_Unit Heater_E3 | F6 | Industrial | Industrial - Firm | New | Space Heating | Natural Gas | Unit Heater | E3 | Utility - Value of Sales | 444.5025 | 442.2311 | 439.7974 | 437.3641 | 434.9307 | 432.4975 | 430.0641 | 427.6311 | 425.1982 | 422.7653 | 420.3325 | 417.9 | 415.4676 | 413.0352 | 410.6209 | 408.2429 | 405.9189 | 403.6671 | 401.5052 | 399.4517 | 397.5243 | 395.7412 | 394.1198 | 392.6608 | 391.3639 | 390.2291 | 389.2561 | 388.4455 | 387.797 | 387.3106 | 386.9861 | 386.8239 | 386.8239
F6_Industrial_Industrial - Firm_New_Space Heating_Natural Gas_Unit Heater_E4 | F6 | Industrial | Industrial - Firm | New | Space Heating | Natural Gas | Unit Heater | E4 | Utility - Value of Sales | 0 | 0 | 0 | 0 | 0 | 0 | 0 | 0 | 0 | 0 | 0 | 0 | 0 | 0 | 0 | 0 | 0 | 0 | 0 | 0 | 0 | 0 | 0 | 0 | 0 | 0 | 0 | 0 | 0 | 0 | 0 | 0 | 0
F6_Industrial_Industrial - Firm_New_Space Heating_Natural Gas_Unit Heater_E5 | F6 | Industrial | Industrial - Firm | New | Space Heating | Natural Gas | Unit Heater | E5 | Utility - Value of Sales | 0 | 0 | 0 | 0 | 0 | 0 | 0 | 0 | 0 | 0 | 0 | 0 | 0 | 0 | 0 | 0 | 0 | 0 | 0 | 0 | 0 | 0 | 0 | 0 | 0 | 0 | 0 | 0 | 0 | 0 | 0 | 0 | 0
F6_Industrial_Industrial - Firm_New_Space Heating_Natural Gas_Unit Heater_E6 | F6 | Industrial | Industrial - Firm | New | Space Heating | Natural Gas | Unit Heater | E6 | Utility - Value of Sales | 0 | 0 | 0 | 0 | 0 | 0 | 0 | 0 | 0 | 0 | 0 | 0 | 0 | 0 | 0 | 0 | 0 | 0 | 0 | 0 | 0 | 0 | 0 | 0 | 0 | 0 | 0 | 0 | 0 | 0 | 0 | 0 | 0
F6_Industrial_Industrial - Firm_New_Space Heating_Natural Gas_Unit Heater_E7 | F6 | Industrial | Industrial - Firm | New | Space Heating | Natural Gas | Unit Heater | E7 | Utility - Value of Sales | 0 | 0 | 0 | 0 | 0 | 0 | 0 | 0 | 0 | 0 | 0 | 0 | 0 | 0 | 0 | 0 | 0 | 0 | 0 | 0 | 0 | 0 | 0 | 0 | 0 | 0 | 0 | 0 | 0 | 0 | 0 | 0 | 0
F6_Industrial_Industrial - Firm_New_Space Heating_Natural Gas_Unit Heater_E8 | F6 | Industrial | Industrial - Firm | New | Space Heating | Natural Gas | Unit Heater | E8 | Utility - Value of Sales | 0 | 0 | 0 | 0 | 0 | 0 | 0 | 0 | 0 | 0 | 0 | 0 | 0 | 0 | 0 | 0 | 0 | 0 | 0 | 0 | 0 | 0 | 0 | 0 | 0 | 0 | 0 | 0 | 0 | 0 | 0 | 0 | 0
F6_Industrial_Industrial - Firm_New_Space Heating_Natural Gas_Unit Heater_E9 | F6 | Industrial | Industrial - Firm | New | Space Heating | Natural Gas | Unit Heater | E9 | Utility - Value of Sales | 0 | 0 | 0 | 0 | 0 | 0 | 0 | 0 | 0 | 0 | 0 | 0 | 0 | 0 | 0 | 0 | 0 | 0 | 0 | 0 | 0 | 0 | 0 | 0 | 0 | 0 | 0 | 0 | 0 | 0 | 0 | 0 | 0
F6_Industrial_Industrial - Firm_New_Space Heating_Natural Gas_Unit Heater_E10 | F6 | Industrial | Industrial - Firm | New | Space Heating | Natural Gas | Unit Heater | E10 | Utility - Value of Sales | 0 | 0 | 0 | 0 | 0 | 0 | 0 | 0 | 0 | 0 | 0 | 0 | 0 | 0 | 0 | 0 | 0 | 0 | 0 | 0 | 0 | 0 | 0 | 0 | 0 | 0 | 0 | 0 | 0 | 0 | 0 | 0 | 0
F1_Industrial_Industrial - Firm_New_Process_Natural Gas_Process Heating_E1 | F1 | Industrial | Industrial - Firm | New | Process | Natural Gas | Process Heating | E1 | RVT - Cost of Equipment | 1518.0421 | 1524.6417 | 1535.1152 | 1551.16 | 1576.6086 | 1611.7573 | 1637.7543 | 1663.5145 | 1690.8535 | 1719.6667 | 1744.249 | 1762.2362 | 1777.7304 | 1792.655 | 1809.9622 | 1824.9424 | 1842.9788 | 1865.1601 | 1892.132 | 1923.5529 | 1958.529 | 1992.6057 | 2024.4184 | 2054.2481 | 2081.9441 | 2106.9377 | 2123.922 | 2136.8821 | 2149.1098 | 2160.7832 | 2173.0325 | 2178.4497 | 2178.4497
F1_Industrial_Industrial - Firm_New_Process_Natural Gas_Process Heating_E2 | F1 | Industrial | Industrial - Firm | New | Process | Natural Gas | Process Heating | E2 | RVT - Cost of Equipment | 0 | 0 | 0 | 0 | 0 | 0 | 0 | 0 | 0 | 0 | 0 | 0 | 0 | 0 | 0 | 0 | 0 | 0 | 0 | 0 | 0 | 0 | 0 | 0 | 0 | 0 | 0 | 0 | 0 | 0 | 0 | 0 | 0
F1_Industrial_Industrial - Firm_New_Process_Natural Gas_Process Heating_E3 | F1 | Industrial | Industrial - Firm | New | Process | Natural Gas | Process Heating | E3 | RVT - Cost of Equipment | 0 | 0 | 0 | 0 | 0 | 0 | 0 | 0 | 0 | 0 | 0 | 0 | 0 | 0 | 0 | 0 | 0 | 0 | 0 | 0 | 0 | 0 | 0 | 0 | 0 | 0 | 0 | 0 | 0 | 0 | 0 | 0 | 0
F1_Industrial_Industrial - Firm_New_Process_Natural Gas_Process Heating_E4 | F1 | Industrial | Industrial - Firm | New | Process | Natural Gas | Process Heating | E4 | RVT - Cost of Equipment | 0 | 0 | 0 | 0 | 0 | 0 | 0 | 0 | 0 | 0 | 0 | 0 | 0 | 0 | 0 | 0 | 0 | 0 | 0 | 0 | 0 | 0 | 0 | 0 | 0 | 0 | 0 | 0 | 0 | 0 | 0 | 0 | 0
F1_Industrial_Industrial - Firm_New_Process_Natural Gas_Process Heating_E5 | F1 | Industrial | Industrial - Firm | New | Process | Natural Gas | Process Heating | E5 | RVT - Cost of Equipment | 0 | 0 | 0 | 0 | 0 | 0 | 0 | 0 | 0 | 0 | 0 | 0 | 0 | 0 | 0 | 0 | 0 | 0 | 0 | 0 | 0 | 0 | 0 | 0 | 0 | 0 | 0 | 0 | 0 | 0 | 0 | 0 | 0
F1_Industrial_Industrial - Firm_New_Process_Natural Gas_Process Heating_E6 | F1 | Industrial | Industrial - Firm | New | Process | Natural Gas | Process Heating | E6 | RVT - Cost of Equipment | 0 | 0 | 0 | 0 | 0 | 0 | 0 | 0 | 0 | 0 | 0 | 0 | 0 | 0 | 0 | 0 | 0 | 0 | 0 | 0 | 0 | 0 | 0 | 0 | 0 | 0 | 0 | 0 | 0 | 0 | 0 | 0 | 0
F1_Industrial_Industrial - Firm_New_Process_Natural Gas_Process Heating_E7 | F1 | Industrial | Industrial - Firm | New | Process | Natural Gas | Process Heating | E7 | RVT - Cost of Equipment | 0 | 0 | 0 | 0 | 0 | 0 | 0 | 0 | 0 | 0 | 0 | 0 | 0 | 0 | 0 | 0 | 0 | 0 | 0 | 0 | 0 | 0 | 0 | 0 | 0 | 0 | 0 | 0 | 0 | 0 | 0 | 0 | 0
F1_Industrial_Industrial - Firm_New_Process_Natural Gas_Process Heating_E8 | F1 | Industrial | Industrial - Firm | New | Process | Natural Gas | Process Heating | E8 | RVT - Cost of Equipment | 0 | 0 | 0 | 0 | 0 | 0 | 0 | 0 | 0 | 0 | 0 | 0 | 0 | 0 | 0 | 0 | 0 | 0 | 0 | 0 | 0 | 0 | 0 | 0 | 0 | 0 | 0 | 0 | 0 | 0 | 0 | 0 | 0
F1_Industrial_Industrial - Firm_New_Process_Natural Gas_Process Heating_E9 | F1 | Industrial | Industrial - Firm | New | Process | Natural Gas | Process Heating | E9 | RVT - Cost of Equipment | 0 | 0 | 0 | 0 | 0 | 0 | 0 | 0 | 0 | 0 | 0 | 0 | 0 | 0 | 0 | 0 | 0 | 0 | 0 | 0 | 0 | 0 | 0 | 0 | 0 | 0 | 0 | 0 | 0 | 0 | 0 | 0 | 0
F1_Industrial_Industrial - Firm_New_Process_Natural Gas_Process Heating_E10 | F1 | Industrial | Industrial - Firm | New | Process | Natural Gas | Process Heating | E10 | RVT - Cost of Equipment | 0 | 0 | 0 | 0 | 0 | 0 | 0 | 0 | 0 | 0 | 0 | 0 | 0 | 0 | 0 | 0 | 0 | 0 | 0 | 0 | 0 | 0 | 0 | 0 | 0 | 0 | 0 | 0 | 0 | 0 | 0 | 0 | 0
F2_Industrial_Industrial - Firm_New_Process_Natural Gas_Process Heating_E1 | F2 | Industrial | Industrial - Firm | New | Process | Natural Gas | Process Heating | E1 | RVT - Cost of Operation | 1818.7133 | 1826.62 | 1839.168 | 1858.3907 | 1888.8798 | 1930.9903 | 1962.1363 | 1992.9987 | 2025.7527 | 2060.2727 | 2089.7238 | 2111.2737 | 2129.8368 | 2147.7174 | 2168.4526 | 2186.3998 | 2208.0087 | 2234.5833 | 2266.8973 | 2304.5417 | 2346.4453 | 2387.2714 | 2425.3851 | 2461.1231 | 2494.3046 | 2524.2486 | 2544.5968 | 2560.1239 | 2574.7735 | 2588.759 | 2603.4344 | 2609.9246 | 2609.9246
F2_Industrial_Industrial - Firm_New_Process_Natural Gas_Process Heating_E2 | F2 | Industrial | Industrial - Firm | New | Process | Natural Gas | Process Heating | E2 | RVT - Cost of Operation | 0 | 0 | 0 | 0 | 0 | 0 | 0 | 0 | 0 | 0 | 0 | 0 | 0 | 0 | 0 | 0 | 0 | 0 | 0 | 0 | 0 | 0 | 0 | 0 | 0 | 0 | 0 | 0 | 0 | 0 | 0 | 0 | 0
F2_Industrial_Industrial - Firm_New_Process_Natural Gas_Process Heating_E3 | F2 | Industrial | Industrial - Firm | New | Process | Natural Gas | Process Heating | E3 | RVT - Cost of Operation | 0 | 0 | 0 | 0 | 0 | 0 | 0 | 0 | 0 | 0 | 0 | 0 | 0 | 0 | 0 | 0 | 0 | 0 | 0 | 0 | 0 | 0 | 0 | 0 | 0 | 0 | 0 | 0 | 0 | 0 | 0 | 0 | 0
F2_Industrial_Industrial - Firm_New_Process_Natural Gas_Process Heating_E4 | F2 | Industrial | Industrial - Firm | New | Process | Natural Gas | Process Heating | E4 | RVT - Cost of Operation | 0 | 0 | 0 | 0 | 0 | 0 | 0 | 0 | 0 | 0 | 0 | 0 | 0 | 0 | 0 | 0 | 0 | 0 | 0 | 0 | 0 | 0 | 0 | 0 | 0 | 0 | 0 | 0 | 0 | 0 | 0 | 0 | 0
F2_Industrial_Industrial - Firm_New_Process_Natural Gas_Process Heating_E5 | F2 | Industrial | Industrial - Firm | New | Process | Natural Gas | Process Heating | E5 | RVT - Cost of Operation | 0 | 0 | 0 | 0 | 0 | 0 | 0 | 0 | 0 | 0 | 0 | 0 | 0 | 0 | 0 | 0 | 0 | 0 | 0 | 0 | 0 | 0 | 0 | 0 | 0 | 0 | 0 | 0 | 0 | 0 | 0 | 0 | 0
F2_Industrial_Industrial - Firm_New_Process_Natural Gas_Process Heating_E6 | F2 | Industrial | Industrial - Firm | New | Process | Natural Gas | Process Heating | E6 | RVT - Cost of Operation | 0 | 0 | 0 | 0 | 0 | 0 | 0 | 0 | 0 | 0 | 0 | 0 | 0 | 0 | 0 | 0 | 0 | 0 | 0 | 0 | 0 | 0 | 0 | 0 | 0 | 0 | 0 | 0 | 0 | 0 | 0 | 0 | 0
F2_Industrial_Industrial - Firm_New_Process_Natural Gas_Process Heating_E7 | F2 | Industrial | Industrial - Firm | New | Process | Natural Gas | Process Heating | E7 | RVT - Cost of Operation | 0 | 0 | 0 | 0 | 0 | 0 | 0 | 0 | 0 | 0 | 0 | 0 | 0 | 0 | 0 | 0 | 0 | 0 | 0 | 0 | 0 | 0 | 0 | 0 | 0 | 0 | 0 | 0 | 0 | 0 | 0 | 0 | 0
F2_Industrial_Industrial - Firm_New_Process_Natural Gas_Process Heating_E8 | F2 | Industrial | Industrial - Firm | New | Process | Natural Gas | Process Heating | E8 | RVT - Cost of Operation | 0 | 0 | 0 | 0 | 0 | 0 | 0 | 0 | 0 | 0 | 0 | 0 | 0 | 0 | 0 | 0 | 0 | 0 | 0 | 0 | 0 | 0 | 0 | 0 | 0 | 0 | 0 | 0 | 0 | 0 | 0 | 0 | 0
F2_Industrial_Industrial - Firm_New_Process_Natural Gas_Process Heating_E9 | F2 | Industrial | Industrial - Firm | New | Process | Natural Gas | Process Heating | E9 | RVT - Cost of Operation | 0 | 0 | 0 | 0 | 0 | 0 | 0 | 0 | 0 | 0 | 0 | 0 | 0 | 0 | 0 | 0 | 0 | 0 | 0 | 0 | 0 | 0 | 0 | 0 | 0 | 0 | 0 | 0 | 0 | 0 | 0 | 0 | 0
F2_Industrial_Industrial - Firm_New_Process_Natural Gas_Process Heating_E10 | F2 | Industrial | Industrial - Firm | New | Process | Natural Gas | Process Heating | E10 | RVT - Cost of Operation | 0 | 0 | 0 | 0 | 0 | 0 | 0 | 0 | 0 | 0 | 0 | 0 | 0 | 0 | 0 | 0 | 0 | 0 | 0 | 0 | 0 | 0 | 0 | 0 | 0 | 0 | 0 | 0 | 0 | 0 | 0 | 0 | 0
F3_Industrial_Industrial - Firm_New_Process_Natural Gas_Process Heating_E1 | F3 | Industrial | Industrial - Firm | New | Process | Natural Gas | Process Heating | E1 | System - kBTUs of Consumption | 0.23859 | 0.23859 | 0.23859 | 0.23859 | 0.23859 | 0.23859 | 0.23859 | 0.23859 | 0.23859 | 0.23859 | 0.23859 | 0.23859 | 0.23859 | 0.23859 | 0.23859 | 0.23859 | 0.23859 | 0.23859 | 0.23859 | 0.23859 | 0.23859 | 0.23859 | 0.23859 | 0.23859 | 0.23859 | 0.23859 | 0.23859 | 0.23859 | 0.23859 | 0.23859 | 0.23859 | 0.23859 | 0.23859
F3_Industrial_Industrial - Firm_New_Process_Natural Gas_Process Heating_E2 | F3 | Industrial | Industrial - Firm | New | Process | Natural Gas | Process Heating | E2 | System - kBTUs of Consumption | 0 | 0 | 0 | 0 | 0 | 0 | 0 | 0 | 0 | 0 | 0 | 0 | 0 | 0 | 0 | 0 | 0 | 0 | 0 | 0 | 0 | 0 | 0 | 0 | 0 | 0 | 0 | 0 | 0 | 0 | 0 | 0 | 0
F3_Industrial_Industrial - Firm_New_Process_Natural Gas_Process Heating_E3 | F3 | Industrial | Industrial - Firm | New | Process | Natural Gas | Process Heating | E3 | System - kBTUs of Consumption | 0 | 0 | 0 | 0 | 0 | 0 | 0 | 0 | 0 | 0 | 0 | 0 | 0 | 0 | 0 | 0 | 0 | 0 | 0 | 0 | 0 | 0 | 0 | 0 | 0 | 0 | 0 | 0 | 0 | 0 | 0 | 0 | 0
F3_Industrial_Industrial - Firm_New_Process_Natural Gas_Process Heating_E4 | F3 | Industrial | Industrial - Firm | New | Process | Natural Gas | Process Heating | E4 | System - kBTUs of Consumption | 0 | 0 | 0 | 0 | 0 | 0 | 0 | 0 | 0 | 0 | 0 | 0 | 0 | 0 | 0 | 0 | 0 | 0 | 0 | 0 | 0 | 0 | 0 | 0 | 0 | 0 | 0 | 0 | 0 | 0 | 0 | 0 | 0
F3_Industrial_Industrial - Firm_New_Process_Natural Gas_Process Heating_E5 | F3 | Industrial | Industrial - Firm | New | Process | Natural Gas | Process Heating | E5 | System - kBTUs of Consumption | 0 | 0 | 0 | 0 | 0 | 0 | 0 | 0 | 0 | 0 | 0 | 0 | 0 | 0 | 0 | 0 | 0 | 0 | 0 | 0 | 0 | 0 | 0 | 0 | 0 | 0 | 0 | 0 | 0 | 0 | 0 | 0 | 0
F3_Industrial_Industrial - Firm_New_Process_Natural Gas_Process Heating_E6 | F3 | Industrial | Industrial - Firm | New | Process | Natural Gas | Process Heating | E6 | System - kBTUs of Consumption | 0 | 0 | 0 | 0 | 0 | 0 | 0 | 0 | 0 | 0 | 0 | 0 | 0 | 0 | 0 | 0 | 0 | 0 | 0 | 0 | 0 | 0 | 0 | 0 | 0 | 0 | 0 | 0 | 0 | 0 | 0 | 0 | 0
F3_Industrial_Industrial - Firm_New_Process_Natural Gas_Process Heating_E7 | F3 | Industrial | Industrial - Firm | New | Process | Natural Gas | Process Heating | E7 | System - kBTUs of Consumption | 0 | 0 | 0 | 0 | 0 | 0 | 0 | 0 | 0 | 0 | 0 | 0 | 0 | 0 | 0 | 0 | 0 | 0 | 0 | 0 | 0 | 0 | 0 | 0 | 0 | 0 | 0 | 0 | 0 | 0 | 0 | 0 | 0
F3_Industrial_Industrial - Firm_New_Process_Natural Gas_Process Heating_E8 | F3 | Industrial | Industrial - Firm | New | Process | Natural Gas | Process Heating | E8 | System - kBTUs of Consumption | 0 | 0 | 0 | 0 | 0 | 0 | 0 | 0 | 0 | 0 | 0 | 0 | 0 | 0 | 0 | 0 | 0 | 0 | 0 | 0 | 0 | 0 | 0 | 0 | 0 | 0 | 0 | 0 | 0 | 0 | 0 | 0 | 0
F3_Industrial_Industrial - Firm_New_Process_Natural Gas_Process Heating_E9 | F3 | Industrial | Industrial - Firm | New | Process | Natural Gas | Process Heating | E9 | System - kBTUs of Consumption | 0 | 0 | 0 | 0 | 0 | 0 | 0 | 0 | 0 | 0 | 0 | 0 | 0 | 0 | 0 | 0 | 0 | 0 | 0 | 0 | 0 | 0 | 0 | 0 | 0 | 0 | 0 | 0 | 0 | 0 | 0 | 0 | 0
F3_Industrial_Industrial - Firm_New_Process_Natural Gas_Process Heating_E10 | F3 | Industrial | Industrial - Firm | New | Process | Natural Gas | Process Heating | E10 | System - kBTUs of Consumption | 0 | 0 | 0 | 0 | 0 | 0 | 0 | 0 | 0 | 0 | 0 | 0 | 0 | 0 | 0 | 0 | 0 | 0 | 0 | 0 | 0 | 0 | 0 | 0 | 0 | 0 | 0 | 0 | 0 | 0 | 0 | 0 | 0
F4_Industrial_Industrial - Firm_New_Process_Natural Gas_Process Heating_E1 | F4 | Industrial | Industrial - Firm | New | Process | Natural Gas | Process Heating | E1 | Utility - Cost of Equipment | 1818.7133 | 1826.62 | 1839.168 | 1858.3907 | 1888.8798 | 1930.9903 | 1962.1363 | 1992.9987 | 2025.7527 | 2060.2727 | 2089.7238 | 2111.2737 | 2129.8368 | 2147.7174 | 2168.4526 | 2186.3998 | 2208.0087 | 2234.5833 | 2266.8973 | 2304.5417 | 2346.4453 | 2387.2714 | 2425.3851 | 2461.1231 | 2494.3046 | 2524.2486 | 2544.5968 | 2560.1239 | 2574.7735 | 2588.759 | 2603.4344 | 2609.9246 | 2609.9246
F4_Industrial_Industrial - Firm_New_Process_Natural Gas_Process Heating_E2 | F4 | Industrial | Industrial - Firm | New | Process | Natural Gas | Process Heating | E2 | Utility - Cost of Equipment | 0 | 0 | 0 | 0 | 0 | 0 | 0 | 0 | 0 | 0 | 0 | 0 | 0 | 0 | 0 | 0 | 0 | 0 | 0 | 0 | 0 | 0 | 0 | 0 | 0 | 0 | 0 | 0 | 0 | 0 | 0 | 0 | 0
F4_Industrial_Industrial - Firm_New_Process_Natural Gas_Process Heating_E3 | F4 | Industrial | Industrial - Firm | New | Process | Natural Gas | Process Heating | E3 | Utility - Cost of Equipment | 0 | 0 | 0 | 0 | 0 | 0 | 0 | 0 | 0 | 0 | 0 | 0 | 0 | 0 | 0 | 0 | 0 | 0 | 0 | 0 | 0 | 0 | 0 | 0 | 0 | 0 | 0 | 0 | 0 | 0 | 0 | 0 | 0
F4_Industrial_Industrial - Firm_New_Process_Natural Gas_Process Heating_E4 | F4 | Industrial | Industrial - Firm | New | Process | Natural Gas | Process Heating | E4 | Utility - Cost of Equipment | 0 | 0 | 0 | 0 | 0 | 0 | 0 | 0 | 0 | 0 | 0 | 0 | 0 | 0 | 0 | 0 | 0 | 0 | 0 | 0 | 0 | 0 | 0 | 0 | 0 | 0 | 0 | 0 | 0 | 0 | 0 | 0 | 0
F4_Industrial_Industrial - Firm_New_Process_Natural Gas_Process Heating_E5 | F4 | Industrial | Industrial - Firm | New | Process | Natural Gas | Process Heating | E5 | Utility - Cost of Equipment | 0 | 0 | 0 | 0 | 0 | 0 | 0 | 0 | 0 | 0 | 0 | 0 | 0 | 0 | 0 | 0 | 0 | 0 | 0 | 0 | 0 | 0 | 0 | 0 | 0 | 0 | 0 | 0 | 0 | 0 | 0 | 0 | 0
F4_Industrial_Industrial - Firm_New_Process_Natural Gas_Process Heating_E6 | F4 | Industrial | Industrial - Firm | New | Process | Natural Gas | Process Heating | E6 | Utility - Cost of Equipment | 0 | 0 | 0 | 0 | 0 | 0 | 0 | 0 | 0 | 0 | 0 | 0 | 0 | 0 | 0 | 0 | 0 | 0 | 0 | 0 | 0 | 0 | 0 | 0 | 0 | 0 | 0 | 0 | 0 | 0 | 0 | 0 | 0
F4_Industrial_Industrial - Firm_New_Process_Natural Gas_Process Heating_E7 | F4 | Industrial | Industrial - Firm | New | Process | Natural Gas | Process Heating | E7 | Utility - Cost of Equipment | 0 | 0 | 0 | 0 | 0 | 0 | 0 | 0 | 0 | 0 | 0 | 0 | 0 | 0 | 0 | 0 | 0 | 0 | 0 | 0 | 0 | 0 | 0 | 0 | 0 | 0 | 0 | 0 | 0 | 0 | 0 | 0 | 0
F4_Industrial_Industrial - Firm_New_Process_Natural Gas_Process Heating_E8 | F4 | Industrial | Industrial - Firm | New | Process | Natural Gas | Process Heating | E8 | Utility - Cost of Equipment | 0 | 0 | 0 | 0 | 0 | 0 | 0 | 0 | 0 | 0 | 0 | 0 | 0 | 0 | 0 | 0 | 0 | 0 | 0 | 0 | 0 | 0 | 0 | 0 | 0 | 0 | 0 | 0 | 0 | 0 | 0 | 0 | 0
F4_Industrial_Industrial - Firm_New_Process_Natural Gas_Process Heating_E9 | F4 | Industrial | Industrial - Firm | New | Process | Natural Gas | Process Heating | E9 | Utility - Cost of Equipment | 0 | 0 | 0 | 0 | 0 | 0 | 0 | 0 | 0 | 0 | 0 | 0 | 0 | 0 | 0 | 0 | 0 | 0 | 0 | 0 | 0 | 0 | 0 | 0 | 0 | 0 | 0 | 0 | 0 | 0 | 0 | 0 | 0
F4_Industrial_Industrial - Firm_New_Process_Natural Gas_Process Heating_E10 | F4 | Industrial | Industrial - Firm | New | Process | Natural Gas | Process Heating | E10 | Utility - Cost of Equipment | 0 | 0 | 0 | 0 | 0 | 0 | 0 | 0 | 0 | 0 | 0 | 0 | 0 | 0 | 0 | 0 | 0 | 0 | 0 | 0 | 0 | 0 | 0 | 0 | 0 | 0 | 0 | 0 | 0 | 0 | 0 | 0 | 0
F5_Industrial_Industrial - Firm_New_Process_Natural Gas_Process Heating_E1 | F5 | Industrial | Industrial - Firm | New | Process | Natural Gas | Process Heating | E1 | Utility - Cost of Operation | 0.23859 | 0.23859 | 0.23859 | 0.23859 | 0.23859 | 0.23859 | 0.23859 | 0.23859 | 0.23859 | 0.23859 | 0.23859 | 0.23859 | 0.23859 | 0.23859 | 0.23859 | 0.23859 | 0.23859 | 0.23859 | 0.23859 | 0.23859 | 0.23859 | 0.23859 | 0.23859 | 0.23859 | 0.23859 | 0.23859 | 0.23859 | 0.23859 | 0.23859 | 0.23859 | 0.23859 | 0.23859 | 0.23859
F5_Industrial_Industrial - Firm_New_Process_Natural Gas_Process Heating_E2 | F5 | Industrial | Industrial - Firm | New | Process | Natural Gas | Process Heating | E2 | Utility - Cost of Operation | 0 | 0 | 0 | 0 | 0 | 0 | 0 | 0 | 0 | 0 | 0 | 0 | 0 | 0 | 0 | 0 | 0 | 0 | 0 | 0 | 0 | 0 | 0 | 0 | 0 | 0 | 0 | 0 | 0 | 0 | 0 | 0 | 0
F5_Industrial_Industrial - Firm_New_Process_Natural Gas_Process Heating_E3 | F5 | Industrial | Industrial - Firm | New | Process | Natural Gas | Process Heating | E3 | Utility - Cost of Operation | 0 | 0 | 0 | 0 | 0 | 0 | 0 | 0 | 0 | 0 | 0 | 0 | 0 | 0 | 0 | 0 | 0 | 0 | 0 | 0 | 0 | 0 | 0 | 0 | 0 | 0 | 0 | 0 | 0 | 0 | 0 | 0 | 0
F5_Industrial_Industrial - Firm_New_Process_Natural Gas_Process Heating_E4 | F5 | Industrial | Industrial - Firm | New | Process | Natural Gas | Process Heating | E4 | Utility - Cost of Operation | 0 | 0 | 0 | 0 | 0 | 0 | 0 | 0 | 0 | 0 | 0 | 0 | 0 | 0 | 0 | 0 | 0 | 0 | 0 | 0 | 0 | 0 | 0 | 0 | 0 | 0 | 0 | 0 | 0 | 0 | 0 | 0 | 0
F5_Industrial_Industrial - Firm_New_Process_Natural Gas_Process Heating_E5 | F5 | Industrial | Industrial - Firm | New | Process | Natural Gas | Process Heating | E5 | Utility - Cost of Operation | 0 | 0 | 0 | 0 | 0 | 0 | 0 | 0 | 0 | 0 | 0 | 0 | 0 | 0 | 0 | 0 | 0 | 0 | 0 | 0 | 0 | 0 | 0 | 0 | 0 | 0 | 0 | 0 | 0 | 0 | 0 | 0 | 0
F5_Industrial_Industrial - Firm_New_Process_Natural Gas_Process Heating_E6 | F5 | Industrial | Industrial - Firm | New | Process | Natural Gas | Process Heating | E6 | Utility - Cost of Operation | 0 | 0 | 0 | 0 | 0 | 0 | 0 | 0 | 0 | 0 | 0 | 0 | 0 | 0 | 0 | 0 | 0 | 0 | 0 | 0 | 0 | 0 | 0 | 0 | 0 | 0 | 0 | 0 | 0 | 0 | 0 | 0 | 0
F5_Industrial_Industrial - Firm_New_Process_Natural Gas_Process Heating_E7 | F5 | Industrial | Industrial - Firm | New | Process | Natural Gas | Process Heating | E7 | Utility - Cost of Operation | 0 | 0 | 0 | 0 | 0 | 0 | 0 | 0 | 0 | 0 | 0 | 0 | 0 | 0 | 0 | 0 | 0 | 0 | 0 | 0 | 0 | 0 | 0 | 0 | 0 | 0 | 0 | 0 | 0 | 0 | 0 | 0 | 0
F5_Industrial_Industrial - Firm_New_Process_Natural Gas_Process Heating_E8 | F5 | Industrial | Industrial - Firm | New | Process | Natural Gas | Process Heating | E8 | Utility - Cost of Operation | 0 | 0 | 0 | 0 | 0 | 0 | 0 | 0 | 0 | 0 | 0 | 0 | 0 | 0 | 0 | 0 | 0 | 0 | 0 | 0 | 0 | 0 | 0 | 0 | 0 | 0 | 0 | 0 | 0 | 0 | 0 | 0 | 0
F5_Industrial_Industrial - Firm_New_Process_Natural Gas_Process Heating_E9 | F5 | Industrial | Industrial - Firm | New | Process | Natural Gas | Process Heating | E9 | Utility - Cost of Operation | 0 | 0 | 0 | 0 | 0 | 0 | 0 | 0 | 0 | 0 | 0 | 0 | 0 | 0 | 0 | 0 | 0 | 0 | 0 | 0 | 0 | 0 | 0 | 0 | 0 | 0 | 0 | 0 | 0 | 0 | 0 | 0 | 0
F5_Industrial_Industrial - Firm_New_Process_Natural Gas_Process Heating_E10 | F5 | Industrial | Industrial - Firm | New | Process | Natural Gas | Process Heating | E10 | Utility - Cost of Operation | 0 | 0 | 0 | 0 | 0 | 0 | 0 | 0 | 0 | 0 | 0 | 0 | 0 | 0 | 0 | 0 | 0 | 0 | 0 | 0 | 0 | 0 | 0 | 0 | 0 | 0 | 0 | 0 | 0 | 0 | 0 | 0 | 0
F6_Industrial_Industrial - Firm_New_Process_Natural Gas_Process Heating_E1 | F6 | Industrial | Industrial - Firm | New | Process | Natural Gas | Process Heating | E1 | Utility - Value of Sales | 1623.2837 | 1623.2837 | 1623.2837 | 1623.2837 | 1623.2837 | 1623.2837 | 1623.2837 | 1623.2837 | 1623.2837 | 1623.2837 | 1623.2837 | 1623.2837 | 1623.2837 | 1623.2837 | 1623.2837 | 1623.2837 | 1623.2837 | 1623.2837 | 1623.2837 | 1623.2837 | 1623.2837 | 1623.2837 | 1623.2837 | 1623.2837 | 1623.2837 | 1623.2837 | 1623.2837 | 1623.2837 | 1623.2837 | 1623.2837 | 1623.2837 | 1623.2837 | 1623.2837
F6_Industrial_Industrial - Firm_New_Process_Natural Gas_Process Heating_E2 | F6 | Industrial | Industrial - Firm | New | Process | Natural Gas | Process Heating | E2 | Utility - Value of Sales | 0 | 0 | 0 | 0 | 0 | 0 | 0 | 0 | 0 | 0 | 0 | 0 | 0 | 0 | 0 | 0 | 0 | 0 | 0 | 0 | 0 | 0 | 0 | 0 | 0 | 0 | 0 | 0 | 0 | 0 | 0 | 0 | 0
F6_Industrial_Industrial - Firm_New_Process_Natural Gas_Process Heating_E3 | F6 | Industrial | Industrial - Firm | New | Process | Natural Gas | Process Heating | E3 | Utility - Value of Sales | 0 | 0 | 0 | 0 | 0 | 0 | 0 | 0 | 0 | 0 | 0 | 0 | 0 | 0 | 0 | 0 | 0 | 0 | 0 | 0 | 0 | 0 | 0 | 0 | 0 | 0 | 0 | 0 | 0 | 0 | 0 | 0 | 0
F6_Industrial_Industrial - Firm_New_Process_Natural Gas_Process Heating_E4 | F6 | Industrial | Industrial - Firm | New | Process | Natural Gas | Process Heating | E4 | Utility - Value of Sales | 0 | 0 | 0 | 0 | 0 | 0 | 0 | 0 | 0 | 0 | 0 | 0 | 0 | 0 | 0 | 0 | 0 | 0 | 0 | 0 | 0 | 0 | 0 | 0 | 0 | 0 | 0 | 0 | 0 | 0 | 0 | 0 | 0
F6_Industrial_Industrial - Firm_New_Process_Natural Gas_Process Heating_E5 | F6 | Industrial | Industrial - Firm | New | Process | Natural Gas | Process Heating | E5 | Utility - Value of Sales | 0 | 0 | 0 | 0 | 0 | 0 | 0 | 0 | 0 | 0 | 0 | 0 | 0 | 0 | 0 | 0 | 0 | 0 | 0 | 0 | 0 | 0 | 0 | 0 | 0 | 0 | 0 | 0 | 0 | 0 | 0 | 0 | 0
F6_Industrial_Industrial - Firm_New_Process_Natural Gas_Process Heating_E6 | F6 | Industrial | Industrial - Firm | New | Process | Natural Gas | Process Heating | E6 | Utility - Value of Sales | 0 | 0 | 0 | 0 | 0 | 0 | 0 | 0 | 0 | 0 | 0 | 0 | 0 | 0 | 0 | 0 | 0 | 0 | 0 | 0 | 0 | 0 | 0 | 0 | 0 | 0 | 0 | 0 | 0 | 0 | 0 | 0 | 0
F6_Industrial_Industrial - Firm_New_Process_Natural Gas_Process Heating_E7 | F6 | Industrial | Industrial - Firm | New | Process | Natural Gas | Process Heating | E7 | Utility - Value of Sales | 0 | 0 | 0 | 0 | 0 | 0 | 0 | 0 | 0 | 0 | 0 | 0 | 0 | 0 | 0 | 0 | 0 | 0 | 0 | 0 | 0 | 0 | 0 | 0 | 0 | 0 | 0 | 0 | 0 | 0 | 0 | 0 | 0
F6_Industrial_Industrial - Firm_New_Process_Natural Gas_Process Heating_E8 | F6 | Industrial | Industrial - Firm | New | Process | Natural Gas | Process Heating | E8 | Utility - Value of Sales | 0 | 0 | 0 | 0 | 0 | 0 | 0 | 0 | 0 | 0 | 0 | 0 | 0 | 0 | 0 | 0 | 0 | 0 | 0 | 0 | 0 | 0 | 0 | 0 | 0 | 0 | 0 | 0 | 0 | 0 | 0 | 0 | 0
F6_Industrial_Industrial - Firm_New_Process_Natural Gas_Process Heating_E9 | F6 | Industrial | Industrial - Firm | New | Process | Natural Gas | Process Heating | E9 | Utility - Value of Sales | 0 | 0 | 0 | 0 | 0 | 0 | 0 | 0 | 0 | 0 | 0 | 0 | 0 | 0 | 0 | 0 | 0 | 0 | 0 | 0 | 0 | 0 | 0 | 0 | 0 | 0 | 0 | 0 | 0 | 0 | 0 | 0 | 0
F6_Industrial_Industrial - Firm_New_Process_Natural Gas_Process Heating_E10 | F6 | Industrial | Industrial - Firm | New | Process | Natural Gas | Process Heating | E10 | Utility - Value of Sales | 0 | 0 | 0 | 0 | 0 | 0 | 0 | 0 | 0 | 0 | 0 | 0 | 0 | 0 | 0 | 0 | 0 | 0 | 0 | 0 | 0 | 0 | 0 | 0 | 0 | 0 | 0 | 0 | 0 | 0 | 0 | 0 | 0
F1_Industrial_Industrial - Firm_New_Process_Natural Gas_Process Boiler_E1 | F1 | Industrial | Industrial - Firm | New | Process | Natural Gas | Process Boiler | E1 | RVT - Cost of Equipment | 1809.183 | 1829.5702 | 1851.6037 | 1875.2904 | 1901.3727 | 1930.2777 | 1955.9769 | 1981.1218 | 2006.2289 | 2031.4554 | 2055.2351 | 2076.9047 | 2097.7428 | 2118.0818 | 2138.8512 | 2158.3049 | 2177.9303 | 2197.8508 | 2217.9303 | 2237.8583 | 2257.4267 | 2275.3186 | 2291.2753 | 2305.3727 | 2317.5646 | 2328.0469 | 2335.3153 | 2340.728 | 2345.4166 | 2349.4209 | 2353.3836 | 2355.1361 | 2355.1361
F1_Industrial_Industrial - Firm_New_Process_Natural Gas_Process Boiler_E2 | F1 | Industrial | Industrial - Firm | New | Process | Natural Gas | Process Boiler | E2 | RVT - Cost of Equipment | 0 | 0 | 0 | 0 | 0 | 0 | 0 | 0 | 0 | 0 | 0 | 0 | 0 | 0 | 0 | 0 | 0 | 0 | 0 | 0 | 0 | 0 | 0 | 0 | 0 | 0 | 0 | 0 | 0 | 0 | 0 | 0 | 0
F1_Industrial_Industrial - Firm_New_Process_Natural Gas_Process Boiler_E3 | F1 | Industrial | Industrial - Firm | New | Process | Natural Gas | Process Boiler | E3 | RVT - Cost of Equipment | 0 | 0 | 0 | 0 | 0 | 0 | 0 | 0 | 0 | 0 | 0 | 0 | 0 | 0 | 0 | 0 | 0 | 0 | 0 | 0 | 0 | 0 | 0 | 0 | 0 | 0 | 0 | 0 | 0 | 0 | 0 | 0 | 0
F1_Industrial_Industrial - Firm_New_Process_Natural Gas_Process Boiler_E4 | F1 | Industrial | Industrial - Firm | New | Process | Natural Gas | Process Boiler | E4 | RVT - Cost of Equipment | 0 | 0 | 0 | 0 | 0 | 0 | 0 | 0 | 0 | 0 | 0 | 0 | 0 | 0 | 0 | 0 | 0 | 0 | 0 | 0 | 0 | 0 | 0 | 0 | 0 | 0 | 0 | 0 | 0 | 0 | 0 | 0 | 0
F1_Industrial_Industrial - Firm_New_Process_Natural Gas_Process Boiler_E5 | F1 | Industrial | Industrial - Firm | New | Process | Natural Gas | Process Boiler | E5 | RVT - Cost of Equipment | 0 | 0 | 0 | 0 | 0 | 0 | 0 | 0 | 0 | 0 | 0 | 0 | 0 | 0 | 0 | 0 | 0 | 0 | 0 | 0 | 0 | 0 | 0 | 0 | 0 | 0 | 0 | 0 | 0 | 0 | 0 | 0 | 0
F1_Industrial_Industrial - Firm_New_Process_Natural Gas_Process Boiler_E6 | F1 | Industrial | Industrial - Firm | New | Process | Natural Gas | Process Boiler | E6 | RVT - Cost of Equipment | 0 | 0 | 0 | 0 | 0 | 0 | 0 | 0 | 0 | 0 | 0 | 0 | 0 | 0 | 0 | 0 | 0 | 0 | 0 | 0 | 0 | 0 | 0 | 0 | 0 | 0 | 0 | 0 | 0 | 0 | 0 | 0 | 0
F1_Industrial_Industrial - Firm_New_Process_Natural Gas_Process Boiler_E7 | F1 | Industrial | Industrial - Firm | New | Process | Natural Gas | Process Boiler | E7 | RVT - Cost of Equipment | 0 | 0 | 0 | 0 | 0 | 0 | 0 | 0 | 0 | 0 | 0 | 0 | 0 | 0 | 0 | 0 | 0 | 0 | 0 | 0 | 0 | 0 | 0 | 0 | 0 | 0 | 0 | 0 | 0 | 0 | 0 | 0 | 0
F1_Industrial_Industrial - Firm_New_Process_Natural Gas_Process Boiler_E8 | F1 | Industrial | Industrial - Firm | New | Process | Natural Gas | Process Boiler | E8 | RVT - Cost of Equipment | 0 | 0 | 0 | 0 | 0 | 0 | 0 | 0 | 0 | 0 | 0 | 0 | 0 | 0 | 0 | 0 | 0 | 0 | 0 | 0 | 0 | 0 | 0 | 0 | 0 | 0 | 0 | 0 | 0 | 0 | 0 | 0 | 0
F1_Industrial_Industrial - Firm_New_Process_Natural Gas_Process Boiler_E9 | F1 | Industrial | Industrial - Firm | New | Process | Natural Gas | Process Boiler | E9 | RVT - Cost of Equipment | 0 | 0 | 0 | 0 | 0 | 0 | 0 | 0 | 0 | 0 | 0 | 0 | 0 | 0 | 0 | 0 | 0 | 0 | 0 | 0 | 0 | 0 | 0 | 0 | 0 | 0 | 0 | 0 | 0 | 0 | 0 | 0 | 0
F1_Industrial_Industrial - Firm_New_Process_Natural Gas_Process Boiler_E10 | F1 | Industrial | Industrial - Firm | New | Process | Natural Gas | Process Boiler | E10 | RVT - Cost of Equipment | 0 | 0 | 0 | 0 | 0 | 0 | 0 | 0 | 0 | 0 | 0 | 0 | 0 | 0 | 0 | 0 | 0 | 0 | 0 | 0 | 0 | 0 | 0 | 0 | 0 | 0 | 0 | 0 | 0 | 0 | 0 | 0 | 0
F2_Industrial_Industrial - Firm_New_Process_Natural Gas_Process Boiler_E1 | F2 | Industrial | Industrial - Firm | New | Process | Natural Gas | Process Boiler | E1 | RVT - Cost of Operation | 2167.519 | 2191.9442 | 2218.3418 | 2246.72 | 2277.9683 | 2312.5984 | 2343.3877 | 2373.5129 | 2403.5929 | 2433.8159 | 2462.3055 | 2488.2671 | 2513.2325 | 2537.6 | 2562.483 | 2585.7899 | 2609.3024 | 2633.1684 | 2657.2249 | 2681.1 | 2704.5442 | 2725.9799 | 2745.097 | 2761.9867 | 2776.5934 | 2789.1517 | 2797.8598 | 2804.3446 | 2809.9619 | 2814.7593 | 2819.5069 | 2821.6064 | 2821.6064
F2_Industrial_Industrial - Firm_New_Process_Natural Gas_Process Boiler_E2 | F2 | Industrial | Industrial - Firm | New | Process | Natural Gas | Process Boiler | E2 | RVT - Cost of Operation | 0 | 0 | 0 | 0 | 0 | 0 | 0 | 0 | 0 | 0 | 0 | 0 | 0 | 0 | 0 | 0 | 0 | 0 | 0 | 0 | 0 | 0 | 0 | 0 | 0 | 0 | 0 | 0 | 0 | 0 | 0 | 0 | 0
F2_Industrial_Industrial - Firm_New_Process_Natural Gas_Process Boiler_E3 | F2 | Industrial | Industrial - Firm | New | Process | Natural Gas | Process Boiler | E3 | RVT - Cost of Operation | 0 | 0 | 0 | 0 | 0 | 0 | 0 | 0 | 0 | 0 | 0 | 0 | 0 | 0 | 0 | 0 | 0 | 0 | 0 | 0 | 0 | 0 | 0 | 0 | 0 | 0 | 0 | 0 | 0 | 0 | 0 | 0 | 0
F2_Industrial_Industrial - Firm_New_Process_Natural Gas_Process Boiler_E4 | F2 | Industrial | Industrial - Firm | New | Process | Natural Gas | Process Boiler | E4 | RVT - Cost of Operation | 0 | 0 | 0 | 0 | 0 | 0 | 0 | 0 | 0 | 0 | 0 | 0 | 0 | 0 | 0 | 0 | 0 | 0 | 0 | 0 | 0 | 0 | 0 | 0 | 0 | 0 | 0 | 0 | 0 | 0 | 0 | 0 | 0
F2_Industrial_Industrial - Firm_New_Process_Natural Gas_Process Boiler_E5 | F2 | Industrial | Industrial - Firm | New | Process | Natural Gas | Process Boiler | E5 | RVT - Cost of Operation | 0 | 0 | 0 | 0 | 0 | 0 | 0 | 0 | 0 | 0 | 0 | 0 | 0 | 0 | 0 | 0 | 0 | 0 | 0 | 0 | 0 | 0 | 0 | 0 | 0 | 0 | 0 | 0 | 0 | 0 | 0 | 0 | 0
F2_Industrial_Industrial - Firm_New_Process_Natural Gas_Process Boiler_E6 | F2 | Industrial | Industrial - Firm | New | Process | Natural Gas | Process Boiler | E6 | RVT - Cost of Operation | 0 | 0 | 0 | 0 | 0 | 0 | 0 | 0 | 0 | 0 | 0 | 0 | 0 | 0 | 0 | 0 | 0 | 0 | 0 | 0 | 0 | 0 | 0 | 0 | 0 | 0 | 0 | 0 | 0 | 0 | 0 | 0 | 0
F2_Industrial_Industrial - Firm_New_Process_Natural Gas_Process Boiler_E7 | F2 | Industrial | Industrial - Firm | New | Process | Natural Gas | Process Boiler | E7 | RVT - Cost of Operation | 0 | 0 | 0 | 0 | 0 | 0 | 0 | 0 | 0 | 0 | 0 | 0 | 0 | 0 | 0 | 0 | 0 | 0 | 0 | 0 | 0 | 0 | 0 | 0 | 0 | 0 | 0 | 0 | 0 | 0 | 0 | 0 | 0
F2_Industrial_Industrial - Firm_New_Process_Natural Gas_Process Boiler_E8 | F2 | Industrial | Industrial - Firm | New | Process | Natural Gas | Process Boiler | E8 | RVT - Cost of Operation | 0 | 0 | 0 | 0 | 0 | 0 | 0 | 0 | 0 | 0 | 0 | 0 | 0 | 0 | 0 | 0 | 0 | 0 | 0 | 0 | 0 | 0 | 0 | 0 | 0 | 0 | 0 | 0 | 0 | 0 | 0 | 0 | 0
F2_Industrial_Industrial - Firm_New_Process_Natural Gas_Process Boiler_E9 | F2 | Industrial | Industrial - Firm | New | Process | Natural Gas | Process Boiler | E9 | RVT - Cost of Operation | 0 | 0 | 0 | 0 | 0 | 0 | 0 | 0 | 0 | 0 | 0 | 0 | 0 | 0 | 0 | 0 | 0 | 0 | 0 | 0 | 0 | 0 | 0 | 0 | 0 | 0 | 0 | 0 | 0 | 0 | 0 | 0 | 0
F2_Industrial_Industrial - Firm_New_Process_Natural Gas_Process Boiler_E10 | F2 | Industrial | Industrial - Firm | New | Process | Natural Gas | Process Boiler | E10 | RVT - Cost of Operation | 0 | 0 | 0 | 0 | 0 | 0 | 0 | 0 | 0 | 0 | 0 | 0 | 0 | 0 | 0 | 0 | 0 | 0 | 0 | 0 | 0 | 0 | 0 | 0 | 0 | 0 | 0 | 0 | 0 | 0 | 0 | 0 | 0
F3_Industrial_Industrial - Firm_New_Process_Natural Gas_Process Boiler_E1 | F3 | Industrial | Industrial - Firm | New | Process | Natural Gas | Process Boiler | E1 | System - kBTUs of Consumption | 3287.9866 | 3287.9866 | 3287.9866 | 3287.9866 | 3287.9866 | 3287.9866 | 3287.9866 | 3287.9866 | 3287.9866 | 3287.9866 | 3287.9866 | 3287.9866 | 3287.9866 | 3287.9866 | 3287.9866 | 3287.9866 | 3287.9866 | 3287.9866 | 3287.9866 | 3287.9866 | 3287.9866 | 3287.9866 | 3287.9866 | 3287.9866 | 3287.9866 | 3287.9866 | 3287.9866 | 3287.9866 | 3287.9866 | 3287.9866 | 3287.9866 | 3287.9866 | 3287.9866
F3_Industrial_Industrial - Firm_New_Process_Natural Gas_Process Boiler_E2 | F3 | Industrial | Industrial - Firm | New | Process | Natural Gas | Process Boiler | E2 | System - kBTUs of Consumption | 0 | 0 | 0 | 0 | 0 | 0 | 0 | 0 | 0 | 0 | 0 | 0 | 0 | 0 | 0 | 0 | 0 | 0 | 0 | 0 | 0 | 0 | 0 | 0 | 0 | 0 | 0 | 0 | 0 | 0 | 0 | 0 | 0
F3_Industrial_Industrial - Firm_New_Process_Natural Gas_Process Boiler_E3 | F3 | Industrial | Industrial - Firm | New | Process | Natural Gas | Process Boiler | E3 | System - kBTUs of Consumption | 0 | 0 | 0 | 0 | 0 | 0 | 0 | 0 | 0 | 0 | 0 | 0 | 0 | 0 | 0 | 0 | 0 | 0 | 0 | 0 | 0 | 0 | 0 | 0 | 0 | 0 | 0 | 0 | 0 | 0 | 0 | 0 | 0
F3_Industrial_Industrial - Firm_New_Process_Natural Gas_Process Boiler_E4 | F3 | Industrial | Industrial - Firm | New | Process | Natural Gas | Process Boiler | E4 | System - kBTUs of Consumption | 0 | 0 | 0 | 0 | 0 | 0 | 0 | 0 | 0 | 0 | 0 | 0 | 0 | 0 | 0 | 0 | 0 | 0 | 0 | 0 | 0 | 0 | 0 | 0 | 0 | 0 | 0 | 0 | 0 | 0 | 0 | 0 | 0
F3_Industrial_Industrial - Firm_New_Process_Natural Gas_Process Boiler_E5 | F3 | Industrial | Industrial - Firm | New | Process | Natural Gas | Process Boiler | E5 | System - kBTUs of Consumption | 0 | 0 | 0 | 0 | 0 | 0 | 0 | 0 | 0 | 0 | 0 | 0 | 0 | 0 | 0 | 0 | 0 | 0 | 0 | 0 | 0 | 0 | 0 | 0 | 0 | 0 | 0 | 0 | 0 | 0 | 0 | 0 | 0
F3_Industrial_Industrial - Firm_New_Process_Natural Gas_Process Boiler_E6 | F3 | Industrial | Industrial - Firm | New | Process | Natural Gas | Process Boiler | E6 | System - kBTUs of Consumption | 0 | 0 | 0 | 0 | 0 | 0 | 0 | 0 | 0 | 0 | 0 | 0 | 0 | 0 | 0 | 0 | 0 | 0 | 0 | 0 | 0 | 0 | 0 | 0 | 0 | 0 | 0 | 0 | 0 | 0 | 0 | 0 | 0
F3_Industrial_Industrial - Firm_New_Process_Natural Gas_Process Boiler_E7 | F3 | Industrial | Industrial - Firm | New | Process | Natural Gas | Process Boiler | E7 | System - kBTUs of Consumption | 0 | 0 | 0 | 0 | 0 | 0 | 0 | 0 | 0 | 0 | 0 | 0 | 0 | 0 | 0 | 0 | 0 | 0 | 0 | 0 | 0 | 0 | 0 | 0 | 0 | 0 | 0 | 0 | 0 | 0 | 0 | 0 | 0
F3_Industrial_Industrial - Firm_New_Process_Natural Gas_Process Boiler_E8 | F3 | Industrial | Industrial - Firm | New | Process | Natural Gas | Process Boiler | E8 | System - kBTUs of Consumption | 0 | 0 | 0 | 0 | 0 | 0 | 0 | 0 | 0 | 0 | 0 | 0 | 0 | 0 | 0 | 0 | 0 | 0 | 0 | 0 | 0 | 0 | 0 | 0 | 0 | 0 | 0 | 0 | 0 | 0 | 0 | 0 | 0
F3_Industrial_Industrial - Firm_New_Process_Natural Gas_Process Boiler_E9 | F3 | Industrial | Industrial - Firm | New | Process | Natural Gas | Process Boiler | E9 | System - kBTUs of Consumption | 0 | 0 | 0 | 0 | 0 | 0 | 0 | 0 | 0 | 0 | 0 | 0 | 0 | 0 | 0 | 0 | 0 | 0 | 0 | 0 | 0 | 0 | 0 | 0 | 0 | 0 | 0 | 0 | 0 | 0 | 0 | 0 | 0
F3_Industrial_Industrial - Firm_New_Process_Natural Gas_Process Boiler_E10 | F3 | Industrial | Industrial - Firm | New | Process | Natural Gas | Process Boiler | E10 | System - kBTUs of Consumption | 0 | 0 | 0 | 0 | 0 | 0 | 0 | 0 | 0 | 0 | 0 | 0 | 0 | 0 | 0 | 0 | 0 | 0 | 0 | 0 | 0 | 0 | 0 | 0 | 0 | 0 | 0 | 0 | 0 | 0 | 0 | 0 | 0
F4_Industrial_Industrial - Firm_New_Process_Natural Gas_Process Boiler_E1 | F4 | Industrial | Industrial - Firm | New | Process | Natural Gas | Process Boiler | E1 | Utility - Cost of Equipment | 2167.519 | 2191.9442 | 2218.3418 | 2246.72 | 2277.9683 | 2312.5984 | 2343.3877 | 2373.5129 | 2403.5929 | 2433.8159 | 2462.3055 | 2488.2671 | 2513.2325 | 2537.6 | 2562.483 | 2585.7899 | 2609.3024 | 2633.1684 | 2657.2249 | 2681.1 | 2704.5442 | 2725.9799 | 2745.097 | 2761.9867 | 2776.5934 | 2789.1517 | 2797.8598 | 2804.3446 | 2809.9619 | 2814.7593 | 2819.5069 | 2821.6064 | 2821.6064
F4_Industrial_Industrial - Firm_New_Process_Natural Gas_Process Boiler_E2 | F4 | Industrial | Industrial - Firm | New | Process | Natural Gas | Process Boiler | E2 | Utility - Cost of Equipment | 0 | 0 | 0 | 0 | 0 | 0 | 0 | 0 | 0 | 0 | 0 | 0 | 0 | 0 | 0 | 0 | 0 | 0 | 0 | 0 | 0 | 0 | 0 | 0 | 0 | 0 | 0 | 0 | 0 | 0 | 0 | 0 | 0
F4_Industrial_Industrial - Firm_New_Process_Natural Gas_Process Boiler_E3 | F4 | Industrial | Industrial - Firm | New | Process | Natural Gas | Process Boiler | E3 | Utility - Cost of Equipment | 0 | 0 | 0 | 0 | 0 | 0 | 0 | 0 | 0 | 0 | 0 | 0 | 0 | 0 | 0 | 0 | 0 | 0 | 0 | 0 | 0 | 0 | 0 | 0 | 0 | 0 | 0 | 0 | 0 | 0 | 0 | 0 | 0
F4_Industrial_Industrial - Firm_New_Process_Natural Gas_Process Boiler_E4 | F4 | Industrial | Industrial - Firm | New | Process | Natural Gas | Process Boiler | E4 | Utility - Cost of Equipment | 0 | 0 | 0 | 0 | 0 | 0 | 0 | 0 | 0 | 0 | 0 | 0 | 0 | 0 | 0 | 0 | 0 | 0 | 0 | 0 | 0 | 0 | 0 | 0 | 0 | 0 | 0 | 0 | 0 | 0 | 0 | 0 | 0
F4_Industrial_Industrial - Firm_New_Process_Natural Gas_Process Boiler_E5 | F4 | Industrial | Industrial - Firm | New | Process | Natural Gas | Process Boiler | E5 | Utility - Cost of Equipment | 0 | 0 | 0 | 0 | 0 | 0 | 0 | 0 | 0 | 0 | 0 | 0 | 0 | 0 | 0 | 0 | 0 | 0 | 0 | 0 | 0 | 0 | 0 | 0 | 0 | 0 | 0 | 0 | 0 | 0 | 0 | 0 | 0
F4_Industrial_Industrial - Firm_New_Process_Natural Gas_Process Boiler_E6 | F4 | Industrial | Industrial - Firm | New | Process | Natural Gas | Process Boiler | E6 | Utility - Cost of Equipment | 0 | 0 | 0 | 0 | 0 | 0 | 0 | 0 | 0 | 0 | 0 | 0 | 0 | 0 | 0 | 0 | 0 | 0 | 0 | 0 | 0 | 0 | 0 | 0 | 0 | 0 | 0 | 0 | 0 | 0 | 0 | 0 | 0
F4_Industrial_Industrial - Firm_New_Process_Natural Gas_Process Boiler_E7 | F4 | Industrial | Industrial - Firm | New | Process | Natural Gas | Process Boiler | E7 | Utility - Cost of Equipment | 0 | 0 | 0 | 0 | 0 | 0 | 0 | 0 | 0 | 0 | 0 | 0 | 0 | 0 | 0 | 0 | 0 | 0 | 0 | 0 | 0 | 0 | 0 | 0 | 0 | 0 | 0 | 0 | 0 | 0 | 0 | 0 | 0
F4_Industrial_Industrial - Firm_New_Process_Natural Gas_Process Boiler_E8 | F4 | Industrial | Industrial - Firm | New | Process | Natural Gas | Process Boiler | E8 | Utility - Cost of Equipment | 0 | 0 | 0 | 0 | 0 | 0 | 0 | 0 | 0 | 0 | 0 | 0 | 0 | 0 | 0 | 0 | 0 | 0 | 0 | 0 | 0 | 0 | 0 | 0 | 0 | 0 | 0 | 0 | 0 | 0 | 0 | 0 | 0
F4_Industrial_Industrial - Firm_New_Process_Natural Gas_Process Boiler_E9 | F4 | Industrial | Industrial - Firm | New | Process | Natural Gas | Process Boiler | E9 | Utility - Cost of Equipment | 0 | 0 | 0 | 0 | 0 | 0 | 0 | 0 | 0 | 0 | 0 | 0 | 0 | 0 | 0 | 0 | 0 | 0 | 0 | 0 | 0 | 0 | 0 | 0 | 0 | 0 | 0 | 0 | 0 | 0 | 0 | 0 | 0
F4_Industrial_Industrial - Firm_New_Process_Natural Gas_Process Boiler_E10 | F4 | Industrial | Industrial - Firm | New | Process | Natural Gas | Process Boiler | E10 | Utility - Cost of Equipment | 0 | 0 | 0 | 0 | 0 | 0 | 0 | 0 | 0 | 0 | 0 | 0 | 0 | 0 | 0 | 0 | 0 | 0 | 0 | 0 | 0 | 0 | 0 | 0 | 0 | 0 | 0 | 0 | 0 | 0 | 0 | 0 | 0
F5_Industrial_Industrial - Firm_New_Process_Natural Gas_Process Boiler_E1 | F5 | Industrial | Industrial - Firm | New | Process | Natural Gas | Process Boiler | E1 | Utility - Cost of Operation | 3287.9866 | 3287.9866 | 3287.9866 | 3287.9866 | 3287.9866 | 3287.9866 | 3287.9866 | 3287.9866 | 3287.9866 | 3287.9866 | 3287.9866 | 3287.9866 | 3287.9866 | 3287.9866 | 3287.9866 | 3287.9866 | 3287.9866 | 3287.9866 | 3287.9866 | 3287.9866 | 3287.9866 | 3287.9866 | 3287.9866 | 3287.9866 | 3287.9866 | 3287.9866 | 3287.9866 | 3287.9866 | 3287.9866 | 3287.9866 | 3287.9866 | 3287.9866 | 3287.9866
F5_Industrial_Industrial - Firm_New_Process_Natural Gas_Process Boiler_E2 | F5 | Industrial | Industrial - Firm | New | Process | Natural Gas | Process Boiler | E2 | Utility - Cost of Operation | 0 | 0 | 0 | 0 | 0 | 0 | 0 | 0 | 0 | 0 | 0 | 0 | 0 | 0 | 0 | 0 | 0 | 0 | 0 | 0 | 0 | 0 | 0 | 0 | 0 | 0 | 0 | 0 | 0 | 0 | 0 | 0 | 0
F5_Industrial_Industrial - Firm_New_Process_Natural Gas_Process Boiler_E3 | F5 | Industrial | Industrial - Firm | New | Process | Natural Gas | Process Boiler | E3 | Utility - Cost of Operation | 0 | 0 | 0 | 0 | 0 | 0 | 0 | 0 | 0 | 0 | 0 | 0 | 0 | 0 | 0 | 0 | 0 | 0 | 0 | 0 | 0 | 0 | 0 | 0 | 0 | 0 | 0 | 0 | 0 | 0 | 0 | 0 | 0
F5_Industrial_Industrial - Firm_New_Process_Natural Gas_Process Boiler_E4 | F5 | Industrial | Industrial - Firm | New | Process | Natural Gas | Process Boiler | E4 | Utility - Cost of Operation | 0 | 0 | 0 | 0 | 0 | 0 | 0 | 0 | 0 | 0 | 0 | 0 | 0 | 0 | 0 | 0 | 0 | 0 | 0 | 0 | 0 | 0 | 0 | 0 | 0 | 0 | 0 | 0 | 0 | 0 | 0 | 0 | 0
F5_Industrial_Industrial - Firm_New_Process_Natural Gas_Process Boiler_E5 | F5 | Industrial | Industrial - Firm | New | Process | Natural Gas | Process Boiler | E5 | Utility - Cost of Operation | 0 | 0 | 0 | 0 | 0 | 0 | 0 | 0 | 0 | 0 | 0 | 0 | 0 | 0 | 0 | 0 | 0 | 0 | 0 | 0 | 0 | 0 | 0 | 0 | 0 | 0 | 0 | 0 | 0 | 0 | 0 | 0 | 0
F5_Industrial_Industrial - Firm_New_Process_Natural Gas_Process Boiler_E6 | F5 | Industrial | Industrial - Firm | New | Process | Natural Gas | Process Boiler | E6 | Utility - Cost of Operation | 0 | 0 | 0 | 0 | 0 | 0 | 0 | 0 | 0 | 0 | 0 | 0 | 0 | 0 | 0 | 0 | 0 | 0 | 0 | 0 | 0 | 0 | 0 | 0 | 0 | 0 | 0 | 0 | 0 | 0 | 0 | 0 | 0
F5_Industrial_Industrial - Firm_New_Process_Natural Gas_Process Boiler_E7 | F5 | Industrial | Industrial - Firm | New | Process | Natural Gas | Process Boiler | E7 | Utility - Cost of Operation | 0 | 0 | 0 | 0 | 0 | 0 | 0 | 0 | 0 | 0 | 0 | 0 | 0 | 0 | 0 | 0 | 0 | 0 | 0 | 0 | 0 | 0 | 0 | 0 | 0 | 0 | 0 | 0 | 0 | 0 | 0 | 0 | 0
F5_Industrial_Industrial - Firm_New_Process_Natural Gas_Process Boiler_E8 | F5 | Industrial | Industrial - Firm | New | Process | Natural Gas | Process Boiler | E8 | Utility - Cost of Operation | 0 | 0 | 0 | 0 | 0 | 0 | 0 | 0 | 0 | 0 | 0 | 0 | 0 | 0 | 0 | 0 | 0 | 0 | 0 | 0 | 0 | 0 | 0 | 0 | 0 | 0 | 0 | 0 | 0 | 0 | 0 | 0 | 0
F5_Industrial_Industrial - Firm_New_Process_Natural Gas_Process Boiler_E9 | F5 | Industrial | Industrial - Firm | New | Process | Natural Gas | Process Boiler | E9 | Utility - Cost of Operation | 0 | 0 | 0 | 0 | 0 | 0 | 0 | 0 | 0 | 0 | 0 | 0 | 0 | 0 | 0 | 0 | 0 | 0 | 0 | 0 | 0 | 0 | 0 | 0 | 0 | 0 | 0 | 0 | 0 | 0 | 0 | 0 | 0
F5_Industrial_Industrial - Firm_New_Process_Natural Gas_Process Boiler_E10 | F5 | Industrial | Industrial - Firm | New | Process | Natural Gas | Process Boiler | E10 | Utility - Cost of Operation | 0 | 0 | 0 | 0 | 0 | 0 | 0 | 0 | 0 | 0 | 0 | 0 | 0 | 0 | 0 | 0 | 0 | 0 | 0 | 0 | 0 | 0 | 0 | 0 | 0 | 0 | 0 | 0 | 0 | 0 | 0 | 0 | 0
F6_Industrial_Industrial - Firm_New_Process_Natural Gas_Process Boiler_E1 | F6 | Industrial | Industrial - Firm | New | Process | Natural Gas | Process Boiler | E1 | Utility - Value of Sales | 1734.2658 | 1734.2658 | 1734.2658 | 1734.2658 | 1734.2658 | 1734.2658 | 1734.2658 | 1734.2658 | 1734.2658 | 1734.2658 | 1734.2658 | 1734.2658 | 1734.2658 | 1734.2658 | 1734.2658 | 1734.2658 | 1734.2658 | 1734.2658 | 1734.2658 | 1734.2658 | 1734.2658 | 1734.2658 | 1734.2658 | 1734.2658 | 1734.2658 | 1734.2658 | 1734.2658 | 1734.2658 | 1734.2658 | 1734.2658 | 1734.2658 | 1734.2658 | 1734.2658
F6_Industrial_Industrial - Firm_New_Process_Natural Gas_Process Boiler_E2 | F6 | Industrial | Industrial - Firm | New | Process | Natural Gas | Process Boiler | E2 | Utility - Value of Sales | 0 | 0 | 0 | 0 | 0 | 0 | 0 | 0 | 0 | 0 | 0 | 0 | 0 | 0 | 0 | 0 | 0 | 0 | 0 | 0 | 0 | 0 | 0 | 0 | 0 | 0 | 0 | 0 | 0 | 0 | 0 | 0 | 0
F6_Industrial_Industrial - Firm_New_Process_Natural Gas_Process Boiler_E3 | F6 | Industrial | Industrial - Firm | New | Process | Natural Gas | Process Boiler | E3 | Utility - Value of Sales | 0 | 0 | 0 | 0 | 0 | 0 | 0 | 0 | 0 | 0 | 0 | 0 | 0 | 0 | 0 | 0 | 0 | 0 | 0 | 0 | 0 | 0 | 0 | 0 | 0 | 0 | 0 | 0 | 0 | 0 | 0 | 0 | 0
F6_Industrial_Industrial - Firm_New_Process_Natural Gas_Process Boiler_E4 | F6 | Industrial | Industrial - Firm | New | Process | Natural Gas | Process Boiler | E4 | Utility - Value of Sales | 0 | 0 | 0 | 0 | 0 | 0 | 0 | 0 | 0 | 0 | 0 | 0 | 0 | 0 | 0 | 0 | 0 | 0 | 0 | 0 | 0 | 0 | 0 | 0 | 0 | 0 | 0 | 0 | 0 | 0 | 0 | 0 | 0
F6_Industrial_Industrial - Firm_New_Process_Natural Gas_Process Boiler_E5 | F6 | Industrial | Industrial - Firm | New | Process | Natural Gas | Process Boiler | E5 | Utility - Value of Sales | 0 | 0 | 0 | 0 | 0 | 0 | 0 | 0 | 0 | 0 | 0 | 0 | 0 | 0 | 0 | 0 | 0 | 0 | 0 | 0 | 0 | 0 | 0 | 0 | 0 | 0 | 0 | 0 | 0 | 0 | 0 | 0 | 0
F6_Industrial_Industrial - Firm_New_Process_Natural Gas_Process Boiler_E6 | F6 | Industrial | Industrial - Firm | New | Process | Natural Gas | Process Boiler | E6 | Utility - Value of Sales | 0 | 0 | 0 | 0 | 0 | 0 | 0 | 0 | 0 | 0 | 0 | 0 | 0 | 0 | 0 | 0 | 0 | 0 | 0 | 0 | 0 | 0 | 0 | 0 | 0 | 0 | 0 | 0 | 0 | 0 | 0 | 0 | 0
F6_Industrial_Industrial - Firm_New_Process_Natural Gas_Process Boiler_E7 | F6 | Industrial | Industrial - Firm | New | Process | Natural Gas | Process Boiler | E7 | Utility - Value of Sales | 0 | 0 | 0 | 0 | 0 | 0 | 0 | 0 | 0 | 0 | 0 | 0 | 0 | 0 | 0 | 0 | 0 | 0 | 0 | 0 | 0 | 0 | 0 | 0 | 0 | 0 | 0 | 0 | 0 | 0 | 0 | 0 | 0
F6_Industrial_Industrial - Firm_New_Process_Natural Gas_Process Boiler_E8 | F6 | Industrial | Industrial - Firm | New | Process | Natural Gas | Process Boiler | E8 | Utility - Value of Sales | 0 | 0 | 0 | 0 | 0 | 0 | 0 | 0 | 0 | 0 | 0 | 0 | 0 | 0 | 0 | 0 | 0 | 0 | 0 | 0 | 0 | 0 | 0 | 0 | 0 | 0 | 0 | 0 | 0 | 0 | 0 | 0 | 0
F6_Industrial_Industrial - Firm_New_Process_Natural Gas_Process Boiler_E9 | F6 | Industrial | Industrial - Firm | New | Process | Natural Gas | Process Boiler | E9 | Utility - Value of Sales | 0 | 0 | 0 | 0 | 0 | 0 | 0 | 0 | 0 | 0 | 0 | 0 | 0 | 0 | 0 | 0 | 0 | 0 | 0 | 0 | 0 | 0 | 0 | 0 | 0 | 0 | 0 | 0 | 0 | 0 | 0 | 0 | 0
F6_Industrial_Industrial - Firm_New_Process_Natural Gas_Process Boiler_E10 | F6 | Industrial | Industrial - Firm | New | Process | Natural Gas | Process Boiler | E10 | Utility - Value of Sales | 0 | 0 | 0 | 0 | 0 | 0 | 0 | 0 | 0 | 0 | 0 | 0 | 0 | 0 | 0 | 0 | 0 | 0 | 0 | 0 | 0 | 0 | 0 | 0 | 0 | 0 | 0 | 0 | 0 | 0 | 0 | 0 | 0
F1_Industrial_Industrial - Firm_New_Process_Natural Gas_Process Cooling_E1 | F1 | Industrial | Industrial - Firm | New | Process | Natural Gas | Process Cooling | E1 | RVT - Cost of Equipment | 11.4266 | 11.4762 | 11.5551 | 11.6758 | 11.8674 | 12.132 | 12.3277 | 12.5216 | 12.7273 | 12.9442 | 13.1293 | 13.2647 | 13.3813 | 13.4936 | 13.6239 | 13.7367 | 13.8724 | 14.0394 | 14.2424 | 14.4789 | 14.7422 | 14.9987 | 15.2381 | 15.4627 | 15.6712 | 15.8593 | 15.9871 | 16.0847 | 16.1767 | 16.2646 | 16.3568 | 16.3976 | 16.3976
F1_Industrial_Industrial - Firm_New_Process_Natural Gas_Process Cooling_E2 | F1 | Industrial | Industrial - Firm | New | Process | Natural Gas | Process Cooling | E2 | RVT - Cost of Equipment | 0 | 0 | 0 | 0 | 0 | 0 | 0 | 0 | 0 | 0 | 0 | 0 | 0 | 0 | 0 | 0 | 0 | 0 | 0 | 0 | 0 | 0 | 0 | 0 | 0 | 0 | 0 | 0 | 0 | 0 | 0 | 0 | 0
F1_Industrial_Industrial - Firm_New_Process_Natural Gas_Process Cooling_E3 | F1 | Industrial | Industrial - Firm | New | Process | Natural Gas | Process Cooling | E3 | RVT - Cost of Equipment | 0 | 0 | 0 | 0 | 0 | 0 | 0 | 0 | 0 | 0 | 0 | 0 | 0 | 0 | 0 | 0 | 0 | 0 | 0 | 0 | 0 | 0 | 0 | 0 | 0 | 0 | 0 | 0 | 0 | 0 | 0 | 0 | 0
F1_Industrial_Industrial - Firm_New_Process_Natural Gas_Process Cooling_E4 | F1 | Industrial | Industrial - Firm | New | Process | Natural Gas | Process Cooling | E4 | RVT - Cost of Equipment | 0 | 0 | 0 | 0 | 0 | 0 | 0 | 0 | 0 | 0 | 0 | 0 | 0 | 0 | 0 | 0 | 0 | 0 | 0 | 0 | 0 | 0 | 0 | 0 | 0 | 0 | 0 | 0 | 0 | 0 | 0 | 0 | 0
F1_Industrial_Industrial - Firm_New_Process_Natural Gas_Process Cooling_E5 | F1 | Industrial | Industrial - Firm | New | Process | Natural Gas | Process Cooling | E5 | RVT - Cost of Equipment | 0 | 0 | 0 | 0 | 0 | 0 | 0 | 0 | 0 | 0 | 0 | 0 | 0 | 0 | 0 | 0 | 0 | 0 | 0 | 0 | 0 | 0 | 0 | 0 | 0 | 0 | 0 | 0 | 0 | 0 | 0 | 0 | 0
F1_Industrial_Industrial - Firm_New_Process_Natural Gas_Process Cooling_E6 | F1 | Industrial | Industrial - Firm | New | Process | Natural Gas | Process Cooling | E6 | RVT - Cost of Equipment | 0 | 0 | 0 | 0 | 0 | 0 | 0 | 0 | 0 | 0 | 0 | 0 | 0 | 0 | 0 | 0 | 0 | 0 | 0 | 0 | 0 | 0 | 0 | 0 | 0 | 0 | 0 | 0 | 0 | 0 | 0 | 0 | 0
F1_Industrial_Industrial - Firm_New_Process_Natural Gas_Process Cooling_E7 | F1 | Industrial | Industrial - Firm | New | Process | Natural Gas | Process Cooling | E7 | RVT - Cost of Equipment | 0 | 0 | 0 | 0 | 0 | 0 | 0 | 0 | 0 | 0 | 0 | 0 | 0 | 0 | 0 | 0 | 0 | 0 | 0 | 0 | 0 | 0 | 0 | 0 | 0 | 0 | 0 | 0 | 0 | 0 | 0 | 0 | 0
F1_Industrial_Industrial - Firm_New_Process_Natural Gas_Process Cooling_E8 | F1 | Industrial | Industrial - Firm | New | Process | Natural Gas | Process Cooling | E8 | RVT - Cost of Equipment | 0 | 0 | 0 | 0 | 0 | 0 | 0 | 0 | 0 | 0 | 0 | 0 | 0 | 0 | 0 | 0 | 0 | 0 | 0 | 0 | 0 | 0 | 0 | 0 | 0 | 0 | 0 | 0 | 0 | 0 | 0 | 0 | 0
F1_Industrial_Industrial - Firm_New_Process_Natural Gas_Process Cooling_E9 | F1 | Industrial | Industrial - Firm | New | Process | Natural Gas | Process Cooling | E9 | RVT - Cost of Equipment | 0 | 0 | 0 | 0 | 0 | 0 | 0 | 0 | 0 | 0 | 0 | 0 | 0 | 0 | 0 | 0 | 0 | 0 | 0 | 0 | 0 | 0 | 0 | 0 | 0 | 0 | 0 | 0 | 0 | 0 | 0 | 0 | 0
F1_Industrial_Industrial - Firm_New_Process_Natural Gas_Process Cooling_E10 | F1 | Industrial | Industrial - Firm | New | Process | Natural Gas | Process Cooling | E10 | RVT - Cost of Equipment | 0 | 0 | 0 | 0 | 0 | 0 | 0 | 0 | 0 | 0 | 0 | 0 | 0 | 0 | 0 | 0 | 0 | 0 | 0 | 0 | 0 | 0 | 0 | 0 | 0 | 0 | 0 | 0 | 0 | 0 | 0 | 0 | 0
F2_Industrial_Industrial - Firm_New_Process_Natural Gas_Process Cooling_E1 | F2 | Industrial | Industrial - Firm | New | Process | Natural Gas | Process Cooling | E1 | RVT - Cost of Operation | 13.6898 | 13.7493 | 13.8437 | 13.9884 | 14.2179 | 14.5349 | 14.7693 | 15.0016 | 15.2482 | 15.508 | 15.7297 | 15.8919 | 16.0316 | 16.1662 | 16.3223 | 16.4574 | 16.6201 | 16.8201 | 17.0633 | 17.3467 | 17.6621 | 17.9694 | 18.2563 | 18.5253 | 18.7751 | 19.0005 | 19.1536 | 19.2705 | 19.3808 | 19.486 | 19.5965 | 19.6454 | 19.6454
F2_Industrial_Industrial - Firm_New_Process_Natural Gas_Process Cooling_E2 | F2 | Industrial | Industrial - Firm | New | Process | Natural Gas | Process Cooling | E2 | RVT - Cost of Operation | 0 | 0 | 0 | 0 | 0 | 0 | 0 | 0 | 0 | 0 | 0 | 0 | 0 | 0 | 0 | 0 | 0 | 0 | 0 | 0 | 0 | 0 | 0 | 0 | 0 | 0 | 0 | 0 | 0 | 0 | 0 | 0 | 0
F2_Industrial_Industrial - Firm_New_Process_Natural Gas_Process Cooling_E3 | F2 | Industrial | Industrial - Firm | New | Process | Natural Gas | Process Cooling | E3 | RVT - Cost of Operation | 0 | 0 | 0 | 0 | 0 | 0 | 0 | 0 | 0 | 0 | 0 | 0 | 0 | 0 | 0 | 0 | 0 | 0 | 0 | 0 | 0 | 0 | 0 | 0 | 0 | 0 | 0 | 0 | 0 | 0 | 0 | 0 | 0
F2_Industrial_Industrial - Firm_New_Process_Natural Gas_Process Cooling_E4 | F2 | Industrial | Industrial - Firm | New | Process | Natural Gas | Process Cooling | E4 | RVT - Cost of Operation | 0 | 0 | 0 | 0 | 0 | 0 | 0 | 0 | 0 | 0 | 0 | 0 | 0 | 0 | 0 | 0 | 0 | 0 | 0 | 0 | 0 | 0 | 0 | 0 | 0 | 0 | 0 | 0 | 0 | 0 | 0 | 0 | 0
F2_Industrial_Industrial - Firm_New_Process_Natural Gas_Process Cooling_E5 | F2 | Industrial | Industrial - Firm | New | Process | Natural Gas | Process Cooling | E5 | RVT - Cost of Operation | 0 | 0 | 0 | 0 | 0 | 0 | 0 | 0 | 0 | 0 | 0 | 0 | 0 | 0 | 0 | 0 | 0 | 0 | 0 | 0 | 0 | 0 | 0 | 0 | 0 | 0 | 0 | 0 | 0 | 0 | 0 | 0 | 0
F2_Industrial_Industrial - Firm_New_Process_Natural Gas_Process Cooling_E6 | F2 | Industrial | Industrial - Firm | New | Process | Natural Gas | Process Cooling | E6 | RVT - Cost of Operation | 0 | 0 | 0 | 0 | 0 | 0 | 0 | 0 | 0 | 0 | 0 | 0 | 0 | 0 | 0 | 0 | 0 | 0 | 0 | 0 | 0 | 0 | 0 | 0 | 0 | 0 | 0 | 0 | 0 | 0 | 0 | 0 | 0
F2_Industrial_Industrial - Firm_New_Process_Natural Gas_Process Cooling_E7 | F2 | Industrial | Industrial - Firm | New | Process | Natural Gas | Process Cooling | E7 | RVT - Cost of Operation | 0 | 0 | 0 | 0 | 0 | 0 | 0 | 0 | 0 | 0 | 0 | 0 | 0 | 0 | 0 | 0 | 0 | 0 | 0 | 0 | 0 | 0 | 0 | 0 | 0 | 0 | 0 | 0 | 0 | 0 | 0 | 0 | 0
F2_Industrial_Industrial - Firm_New_Process_Natural Gas_Process Cooling_E8 | F2 | Industrial | Industrial - Firm | New | Process | Natural Gas | Process Cooling | E8 | RVT - Cost of Operation | 0 | 0 | 0 | 0 | 0 | 0 | 0 | 0 | 0 | 0 | 0 | 0 | 0 | 0 | 0 | 0 | 0 | 0 | 0 | 0 | 0 | 0 | 0 | 0 | 0 | 0 | 0 | 0 | 0 | 0 | 0 | 0 | 0
F2_Industrial_Industrial - Firm_New_Process_Natural Gas_Process Cooling_E9 | F2 | Industrial | Industrial - Firm | New | Process | Natural Gas | Process Cooling | E9 | RVT - Cost of Operation | 0 | 0 | 0 | 0 | 0 | 0 | 0 | 0 | 0 | 0 | 0 | 0 | 0 | 0 | 0 | 0 | 0 | 0 | 0 | 0 | 0 | 0 | 0 | 0 | 0 | 0 | 0 | 0 | 0 | 0 | 0 | 0 | 0
F2_Industrial_Industrial - Firm_New_Process_Natural Gas_Process Cooling_E10 | F2 | Industrial | Industrial - Firm | New | Process | Natural Gas | Process Cooling | E10 | RVT - Cost of Operation | 0 | 0 | 0 | 0 | 0 | 0 | 0 | 0 | 0 | 0 | 0 | 0 | 0 | 0 | 0 | 0 | 0 | 0 | 0 | 0 | 0 | 0 | 0 | 0 | 0 | 0 | 0 | 0 | 0 | 0 | 0 | 0 | 0
F3_Industrial_Industrial - Firm_New_Process_Natural Gas_Process Cooling_E1 | F3 | Industrial | Industrial - Firm | New | Process | Natural Gas | Process Cooling | E1 | System - kBTUs of Consumption | 0.23859 | 0.23859 | 0.23859 | 0.23859 | 0.23859 | 0.23859 | 0.23859 | 0.23859 | 0.23859 | 0.23859 | 0.23859 | 0.23859 | 0.23859 | 0.23859 | 0.23859 | 0.23859 | 0.23859 | 0.23859 | 0.23859 | 0.23859 | 0.23859 | 0.23859 | 0.23859 | 0.23859 | 0.23859 | 0.23859 | 0.23859 | 0.23859 | 0.23859 | 0.23859 | 0.23859 | 0.23859 | 0.23859
F3_Industrial_Industrial - Firm_New_Process_Natural Gas_Process Cooling_E2 | F3 | Industrial | Industrial - Firm | New | Process | Natural Gas | Process Cooling | E2 | System - kBTUs of Consumption | 0 | 0 | 0 | 0 | 0 | 0 | 0 | 0 | 0 | 0 | 0 | 0 | 0 | 0 | 0 | 0 | 0 | 0 | 0 | 0 | 0 | 0 | 0 | 0 | 0 | 0 | 0 | 0 | 0 | 0 | 0 | 0 | 0
F3_Industrial_Industrial - Firm_New_Process_Natural Gas_Process Cooling_E3 | F3 | Industrial | Industrial - Firm | New | Process | Natural Gas | Process Cooling | E3 | System - kBTUs of Consumption | 0 | 0 | 0 | 0 | 0 | 0 | 0 | 0 | 0 | 0 | 0 | 0 | 0 | 0 | 0 | 0 | 0 | 0 | 0 | 0 | 0 | 0 | 0 | 0 | 0 | 0 | 0 | 0 | 0 | 0 | 0 | 0 | 0
F3_Industrial_Industrial - Firm_New_Process_Natural Gas_Process Cooling_E4 | F3 | Industrial | Industrial - Firm | New | Process | Natural Gas | Process Cooling | E4 | System - kBTUs of Consumption | 0 | 0 | 0 | 0 | 0 | 0 | 0 | 0 | 0 | 0 | 0 | 0 | 0 | 0 | 0 | 0 | 0 | 0 | 0 | 0 | 0 | 0 | 0 | 0 | 0 | 0 | 0 | 0 | 0 | 0 | 0 | 0 | 0
F3_Industrial_Industrial - Firm_New_Process_Natural Gas_Process Cooling_E5 | F3 | Industrial | Industrial - Firm | New | Process | Natural Gas | Process Cooling | E5 | System - kBTUs of Consumption | 0 | 0 | 0 | 0 | 0 | 0 | 0 | 0 | 0 | 0 | 0 | 0 | 0 | 0 | 0 | 0 | 0 | 0 | 0 | 0 | 0 | 0 | 0 | 0 | 0 | 0 | 0 | 0 | 0 | 0 | 0 | 0 | 0
F3_Industrial_Industrial - Firm_New_Process_Natural Gas_Process Cooling_E6 | F3 | Industrial | Industrial - Firm | New | Process | Natural Gas | Process Cooling | E6 | System - kBTUs of Consumption | 0 | 0 | 0 | 0 | 0 | 0 | 0 | 0 | 0 | 0 | 0 | 0 | 0 | 0 | 0 | 0 | 0 | 0 | 0 | 0 | 0 | 0 | 0 | 0 | 0 | 0 | 0 | 0 | 0 | 0 | 0 | 0 | 0
F3_Industrial_Industrial - Firm_New_Process_Natural Gas_Process Cooling_E7 | F3 | Industrial | Industrial - Firm | New | Process | Natural Gas | Process Cooling | E7 | System - kBTUs of Consumption | 0 | 0 | 0 | 0 | 0 | 0 | 0 | 0 | 0 | 0 | 0 | 0 | 0 | 0 | 0 | 0 | 0 | 0 | 0 | 0 | 0 | 0 | 0 | 0 | 0 | 0 | 0 | 0 | 0 | 0 | 0 | 0 | 0
F3_Industrial_Industrial - Firm_New_Process_Natural Gas_Process Cooling_E8 | F3 | Industrial | Industrial - Firm | New | Process | Natural Gas | Process Cooling | E8 | System - kBTUs of Consumption | 0 | 0 | 0 | 0 | 0 | 0 | 0 | 0 | 0 | 0 | 0 | 0 | 0 | 0 | 0 | 0 | 0 | 0 | 0 | 0 | 0 | 0 | 0 | 0 | 0 | 0 | 0 | 0 | 0 | 0 | 0 | 0 | 0
F3_Industrial_Industrial - Firm_New_Process_Natural Gas_Process Cooling_E9 | F3 | Industrial | Industrial - Firm | New | Process | Natural Gas | Process Cooling | E9 | System - kBTUs of Consumption | 0 | 0 | 0 | 0 | 0 | 0 | 0 | 0 | 0 | 0 | 0 | 0 | 0 | 0 | 0 | 0 | 0 | 0 | 0 | 0 | 0 | 0 | 0 | 0 | 0 | 0 | 0 | 0 | 0 | 0 | 0 | 0 | 0
F3_Industrial_Industrial - Firm_New_Process_Natural Gas_Process Cooling_E10 | F3 | Industrial | Industrial - Firm | New | Process | Natural Gas | Process Cooling | E10 | System - kBTUs of Consumption | 0 | 0 | 0 | 0 | 0 | 0 | 0 | 0 | 0 | 0 | 0 | 0 | 0 | 0 | 0 | 0 | 0 | 0 | 0 | 0 | 0 | 0 | 0 | 0 | 0 | 0 | 0 | 0 | 0 | 0 | 0 | 0 | 0
F4_Industrial_Industrial - Firm_New_Process_Natural Gas_Process Cooling_E1 | F4 | Industrial | Industrial - Firm | New | Process | Natural Gas | Process Cooling | E1 | Utility - Cost of Equipment | 13.6898 | 13.7493 | 13.8437 | 13.9884 | 14.2179 | 14.5349 | 14.7693 | 15.0016 | 15.2482 | 15.508 | 15.7297 | 15.8919 | 16.0316 | 16.1662 | 16.3223 | 16.4574 | 16.6201 | 16.8201 | 17.0633 | 17.3467 | 17.6621 | 17.9694 | 18.2563 | 18.5253 | 18.7751 | 19.0005 | 19.1536 | 19.2705 | 19.3808 | 19.486 | 19.5965 | 19.6454 | 19.6454
F4_Industrial_Industrial - Firm_New_Process_Natural Gas_Process Cooling_E2 | F4 | Industrial | Industrial - Firm | New | Process | Natural Gas | Process Cooling | E2 | Utility - Cost of Equipment | 0 | 0 | 0 | 0 | 0 | 0 | 0 | 0 | 0 | 0 | 0 | 0 | 0 | 0 | 0 | 0 | 0 | 0 | 0 | 0 | 0 | 0 | 0 | 0 | 0 | 0 | 0 | 0 | 0 | 0 | 0 | 0 | 0
F4_Industrial_Industrial - Firm_New_Process_Natural Gas_Process Cooling_E3 | F4 | Industrial | Industrial - Firm | New | Process | Natural Gas | Process Cooling | E3 | Utility - Cost of Equipment | 0 | 0 | 0 | 0 | 0 | 0 | 0 | 0 | 0 | 0 | 0 | 0 | 0 | 0 | 0 | 0 | 0 | 0 | 0 | 0 | 0 | 0 | 0 | 0 | 0 | 0 | 0 | 0 | 0 | 0 | 0 | 0 | 0
F4_Industrial_Industrial - Firm_New_Process_Natural Gas_Process Cooling_E4 | F4 | Industrial | Industrial - Firm | New | Process | Natural Gas | Process Cooling | E4 | Utility - Cost of Equipment | 0 | 0 | 0 | 0 | 0 | 0 | 0 | 0 | 0 | 0 | 0 | 0 | 0 | 0 | 0 | 0 | 0 | 0 | 0 | 0 | 0 | 0 | 0 | 0 | 0 | 0 | 0 | 0 | 0 | 0 | 0 | 0 | 0
F4_Industrial_Industrial - Firm_New_Process_Natural Gas_Process Cooling_E5 | F4 | Industrial | Industrial - Firm | New | Process | Natural Gas | Process Cooling | E5 | Utility - Cost of Equipment | 0 | 0 | 0 | 0 | 0 | 0 | 0 | 0 | 0 | 0 | 0 | 0 | 0 | 0 | 0 | 0 | 0 | 0 | 0 | 0 | 0 | 0 | 0 | 0 | 0 | 0 | 0 | 0 | 0 | 0 | 0 | 0 | 0
F4_Industrial_Industrial - Firm_New_Process_Natural Gas_Process Cooling_E6 | F4 | Industrial | Industrial - Firm | New | Process | Natural Gas | Process Cooling | E6 | Utility - Cost of Equipment | 0 | 0 | 0 | 0 | 0 | 0 | 0 | 0 | 0 | 0 | 0 | 0 | 0 | 0 | 0 | 0 | 0 | 0 | 0 | 0 | 0 | 0 | 0 | 0 | 0 | 0 | 0 | 0 | 0 | 0 | 0 | 0 | 0
F4_Industrial_Industrial - Firm_New_Process_Natural Gas_Process Cooling_E7 | F4 | Industrial | Industrial - Firm | New | Process | Natural Gas | Process Cooling | E7 | Utility - Cost of Equipment | 0 | 0 | 0 | 0 | 0 | 0 | 0 | 0 | 0 | 0 | 0 | 0 | 0 | 0 | 0 | 0 | 0 | 0 | 0 | 0 | 0 | 0 | 0 | 0 | 0 | 0 | 0 | 0 | 0 | 0 | 0 | 0 | 0
F4_Industrial_Industrial - Firm_New_Process_Natural Gas_Process Cooling_E8 | F4 | Industrial | Industrial - Firm | New | Process | Natural Gas | Process Cooling | E8 | Utility - Cost of Equipment | 0 | 0 | 0 | 0 | 0 | 0 | 0 | 0 | 0 | 0 | 0 | 0 | 0 | 0 | 0 | 0 | 0 | 0 | 0 | 0 | 0 | 0 | 0 | 0 | 0 | 0 | 0 | 0 | 0 | 0 | 0 | 0 | 0
F4_Industrial_Industrial - Firm_New_Process_Natural Gas_Process Cooling_E9 | F4 | Industrial | Industrial - Firm | New | Process | Natural Gas | Process Cooling | E9 | Utility - Cost of Equipment | 0 | 0 | 0 | 0 | 0 | 0 | 0 | 0 | 0 | 0 | 0 | 0 | 0 | 0 | 0 | 0 | 0 | 0 | 0 | 0 | 0 | 0 | 0 | 0 | 0 | 0 | 0 | 0 | 0 | 0 | 0 | 0 | 0
F4_Industrial_Industrial - Firm_New_Process_Natural Gas_Process Cooling_E10 | F4 | Industrial | Industrial - Firm | New | Process | Natural Gas | Process Cooling | E10 | Utility - Cost of Equipment | 0 | 0 | 0 | 0 | 0 | 0 | 0 | 0 | 0 | 0 | 0 | 0 | 0 | 0 | 0 | 0 | 0 | 0 | 0 | 0 | 0 | 0 | 0 | 0 | 0 | 0 | 0 | 0 | 0 | 0 | 0 | 0 | 0
F5_Industrial_Industrial - Firm_New_Process_Natural Gas_Process Cooling_E1 | F5 | Industrial | Industrial - Firm | New | Process | Natural Gas | Process Cooling | E1 | Utility - Cost of Operation | 0.23859 | 0.23859 | 0.23859 | 0.23859 | 0.23859 | 0.23859 | 0.23859 | 0.23859 | 0.23859 | 0.23859 | 0.23859 | 0.23859 | 0.23859 | 0.23859 | 0.23859 | 0.23859 | 0.23859 | 0.23859 | 0.23859 | 0.23859 | 0.23859 | 0.23859 | 0.23859 | 0.23859 | 0.23859 | 0.23859 | 0.23859 | 0.23859 | 0.23859 | 0.23859 | 0.23859 | 0.23859 | 0.23859
F5_Industrial_Industrial - Firm_New_Process_Natural Gas_Process Cooling_E2 | F5 | Industrial | Industrial - Firm | New | Process | Natural Gas | Process Cooling | E2 | Utility - Cost of Operation | 0 | 0 | 0 | 0 | 0 | 0 | 0 | 0 | 0 | 0 | 0 | 0 | 0 | 0 | 0 | 0 | 0 | 0 | 0 | 0 | 0 | 0 | 0 | 0 | 0 | 0 | 0 | 0 | 0 | 0 | 0 | 0 | 0
F5_Industrial_Industrial - Firm_New_Process_Natural Gas_Process Cooling_E3 | F5 | Industrial | Industrial - Firm | New | Process | Natural Gas | Process Cooling | E3 | Utility - Cost of Operation | 0 | 0 | 0 | 0 | 0 | 0 | 0 | 0 | 0 | 0 | 0 | 0 | 0 | 0 | 0 | 0 | 0 | 0 | 0 | 0 | 0 | 0 | 0 | 0 | 0 | 0 | 0 | 0 | 0 | 0 | 0 | 0 | 0
F5_Industrial_Industrial - Firm_New_Process_Natural Gas_Process Cooling_E4 | F5 | Industrial | Industrial - Firm | New | Process | Natural Gas | Process Cooling | E4 | Utility - Cost of Operation | 0 | 0 | 0 | 0 | 0 | 0 | 0 | 0 | 0 | 0 | 0 | 0 | 0 | 0 | 0 | 0 | 0 | 0 | 0 | 0 | 0 | 0 | 0 | 0 | 0 | 0 | 0 | 0 | 0 | 0 | 0 | 0 | 0
F5_Industrial_Industrial - Firm_New_Process_Natural Gas_Process Cooling_E5 | F5 | Industrial | Industrial - Firm | New | Process | Natural Gas | Process Cooling | E5 | Utility - Cost of Operation | 0 | 0 | 0 | 0 | 0 | 0 | 0 | 0 | 0 | 0 | 0 | 0 | 0 | 0 | 0 | 0 | 0 | 0 | 0 | 0 | 0 | 0 | 0 | 0 | 0 | 0 | 0 | 0 | 0 | 0 | 0 | 0 | 0
F5_Industrial_Industrial - Firm_New_Process_Natural Gas_Process Cooling_E6 | F5 | Industrial | Industrial - Firm | New | Process | Natural Gas | Process Cooling | E6 | Utility - Cost of Operation | 0 | 0 | 0 | 0 | 0 | 0 | 0 | 0 | 0 | 0 | 0 | 0 | 0 | 0 | 0 | 0 | 0 | 0 | 0 | 0 | 0 | 0 | 0 | 0 | 0 | 0 | 0 | 0 | 0 | 0 | 0 | 0 | 0
F5_Industrial_Industrial - Firm_New_Process_Natural Gas_Process Cooling_E7 | F5 | Industrial | Industrial - Firm | New | Process | Natural Gas | Process Cooling | E7 | Utility - Cost of Operation | 0 | 0 | 0 | 0 | 0 | 0 | 0 | 0 | 0 | 0 | 0 | 0 | 0 | 0 | 0 | 0 | 0 | 0 | 0 | 0 | 0 | 0 | 0 | 0 | 0 | 0 | 0 | 0 | 0 | 0 | 0 | 0 | 0
F5_Industrial_Industrial - Firm_New_Process_Natural Gas_Process Cooling_E8 | F5 | Industrial | Industrial - Firm | New | Process | Natural Gas | Process Cooling | E8 | Utility - Cost of Operation | 0 | 0 | 0 | 0 | 0 | 0 | 0 | 0 | 0 | 0 | 0 | 0 | 0 | 0 | 0 | 0 | 0 | 0 | 0 | 0 | 0 | 0 | 0 | 0 | 0 | 0 | 0 | 0 | 0 | 0 | 0 | 0 | 0
F5_Industrial_Industrial - Firm_New_Process_Natural Gas_Process Cooling_E9 | F5 | Industrial | Industrial - Firm | New | Process | Natural Gas | Process Cooling | E9 | Utility - Cost of Operation | 0 | 0 | 0 | 0 | 0 | 0 | 0 | 0 | 0 | 0 | 0 | 0 | 0 | 0 | 0 | 0 | 0 | 0 | 0 | 0 | 0 | 0 | 0 | 0 | 0 | 0 | 0 | 0 | 0 | 0 | 0 | 0 | 0
F5_Industrial_Industrial - Firm_New_Process_Natural Gas_Process Cooling_E10 | F5 | Industrial | Industrial - Firm | New | Process | Natural Gas | Process Cooling | E10 | Utility - Cost of Operation | 0 | 0 | 0 | 0 | 0 | 0 | 0 | 0 | 0 | 0 | 0 | 0 | 0 | 0 | 0 | 0 | 0 | 0 | 0 | 0 | 0 | 0 | 0 | 0 | 0 | 0 | 0 | 0 | 0 | 0 | 0 | 0 | 0
F6_Industrial_Industrial - Firm_New_Process_Natural Gas_Process Cooling_E1 | F6 | Industrial | Industrial - Firm | New | Process | Natural Gas | Process Cooling | E1 | Utility - Value of Sales | 12.2187 | 12.2187 | 12.2187 | 12.2187 | 12.2187 | 12.2187 | 12.2187 | 12.2187 | 12.2187 | 12.2187 | 12.2187 | 12.2187 | 12.2187 | 12.2187 | 12.2187 | 12.2187 | 12.2187 | 12.2187 | 12.2187 | 12.2187 | 12.2187 | 12.2187 | 12.2187 | 12.2187 | 12.2187 | 12.2187 | 12.2187 | 12.2187 | 12.2187 | 12.2187 | 12.2187 | 12.2187 | 12.2187
F6_Industrial_Industrial - Firm_New_Process_Natural Gas_Process Cooling_E2 | F6 | Industrial | Industrial - Firm | New | Process | Natural Gas | Process Cooling | E2 | Utility - Value of Sales | 0 | 0 | 0 | 0 | 0 | 0 | 0 | 0 | 0 | 0 | 0 | 0 | 0 | 0 | 0 | 0 | 0 | 0 | 0 | 0 | 0 | 0 | 0 | 0 | 0 | 0 | 0 | 0 | 0 | 0 | 0 | 0 | 0
F6_Industrial_Industrial - Firm_New_Process_Natural Gas_Process Cooling_E3 | F6 | Industrial | Industrial - Firm | New | Process | Natural Gas | Process Cooling | E3 | Utility - Value of Sales | 0 | 0 | 0 | 0 | 0 | 0 | 0 | 0 | 0 | 0 | 0 | 0 | 0 | 0 | 0 | 0 | 0 | 0 | 0 | 0 | 0 | 0 | 0 | 0 | 0 | 0 | 0 | 0 | 0 | 0 | 0 | 0 | 0
F6_Industrial_Industrial - Firm_New_Process_Natural Gas_Process Cooling_E4 | F6 | Industrial | Industrial - Firm | New | Process | Natural Gas | Process Cooling | E4 | Utility - Value of Sales | 0 | 0 | 0 | 0 | 0 | 0 | 0 | 0 | 0 | 0 | 0 | 0 | 0 | 0 | 0 | 0 | 0 | 0 | 0 | 0 | 0 | 0 | 0 | 0 | 0 | 0 | 0 | 0 | 0 | 0 | 0 | 0 | 0
F6_Industrial_Industrial - Firm_New_Process_Natural Gas_Process Cooling_E5 | F6 | Industrial | Industrial - Firm | New | Process | Natural Gas | Process Cooling | E5 | Utility - Value of Sales | 0 | 0 | 0 | 0 | 0 | 0 | 0 | 0 | 0 | 0 | 0 | 0 | 0 | 0 | 0 | 0 | 0 | 0 | 0 | 0 | 0 | 0 | 0 | 0 | 0 | 0 | 0 | 0 | 0 | 0 | 0 | 0 | 0
F6_Industrial_Industrial - Firm_New_Process_Natural Gas_Process Cooling_E6 | F6 | Industrial | Industrial - Firm | New | Process | Natural Gas | Process Cooling | E6 | Utility - Value of Sales | 0 | 0 | 0 | 0 | 0 | 0 | 0 | 0 | 0 | 0 | 0 | 0 | 0 | 0 | 0 | 0 | 0 | 0 | 0 | 0 | 0 | 0 | 0 | 0 | 0 | 0 | 0 | 0 | 0 | 0 | 0 | 0 | 0
F6_Industrial_Industrial - Firm_New_Process_Natural Gas_Process Cooling_E7 | F6 | Industrial | Industrial - Firm | New | Process | Natural Gas | Process Cooling | E7 | Utility - Value of Sales | 0 | 0 | 0 | 0 | 0 | 0 | 0 | 0 | 0 | 0 | 0 | 0 | 0 | 0 | 0 | 0 | 0 | 0 | 0 | 0 | 0 | 0 | 0 | 0 | 0 | 0 | 0 | 0 | 0 | 0 | 0 | 0 | 0
F6_Industrial_Industrial - Firm_New_Process_Natural Gas_Process Cooling_E8 | F6 | Industrial | Industrial - Firm | New | Process | Natural Gas | Process Cooling | E8 | Utility - Value of Sales | 0 | 0 | 0 | 0 | 0 | 0 | 0 | 0 | 0 | 0 | 0 | 0 | 0 | 0 | 0 | 0 | 0 | 0 | 0 | 0 | 0 | 0 | 0 | 0 | 0 | 0 | 0 | 0 | 0 | 0 | 0 | 0 | 0
F6_Industrial_Industrial - Firm_New_Process_Natural Gas_Process Cooling_E9 | F6 | Industrial | Industrial - Firm | New | Process | Natural Gas | Process Cooling | E9 | Utility - Value of Sales | 0 | 0 | 0 | 0 | 0 | 0 | 0 | 0 | 0 | 0 | 0 | 0 | 0 | 0 | 0 | 0 | 0 | 0 | 0 | 0 | 0 | 0 | 0 | 0 | 0 | 0 | 0 | 0 | 0 | 0 | 0 | 0 | 0
F6_Industrial_Industrial - Firm_New_Process_Natural Gas_Process Cooling_E10 | F6 | Industrial | Industrial - Firm | New | Process | Natural Gas | Process Cooling | E10 | Utility - Value of Sales | 0 | 0 | 0 | 0 | 0 | 0 | 0 | 0 | 0 | 0 | 0 | 0 | 0 | 0 | 0 | 0 | 0 | 0 | 0 | 0 | 0 | 0 | 0 | 0 | 0 | 0 | 0 | 0 | 0 | 0 | 0 | 0 | 0
F1_Industrial_Industrial - Firm_New_Process_Natural Gas_Other Process_E1 | F1 | Industrial | Industrial - Firm | New | Process | Natural Gas | Other Process | E1 | RVT - Cost of Equipment | 64.7528 | 65.0343 | 65.4811 | 66.1655 | 67.251 | 68.7503 | 69.8592 | 70.958 | 72.1242 | 73.3532 | 74.4018 | 75.169 | 75.83 | 76.4666 | 77.2048 | 77.8438 | 78.6132 | 79.5593 | 80.7098 | 82.0501 | 83.542 | 84.9956 | 86.3526 | 87.625 | 88.8063 | 89.8725 | 90.5969 | 91.1497 | 91.6713 | 92.1693 | 92.6918 | 92.9228 | 92.9228
F1_Industrial_Industrial - Firm_New_Process_Natural Gas_Other Process_E2 | F1 | Industrial | Industrial - Firm | New | Process | Natural Gas | Other Process | E2 | RVT - Cost of Equipment | 0 | 0 | 0 | 0 | 0 | 0 | 0 | 0 | 0 | 0 | 0 | 0 | 0 | 0 | 0 | 0 | 0 | 0 | 0 | 0 | 0 | 0 | 0 | 0 | 0 | 0 | 0 | 0 | 0 | 0 | 0 | 0 | 0
F1_Industrial_Industrial - Firm_New_Process_Natural Gas_Other Process_E3 | F1 | Industrial | Industrial - Firm | New | Process | Natural Gas | Other Process | E3 | RVT - Cost of Equipment | 0 | 0 | 0 | 0 | 0 | 0 | 0 | 0 | 0 | 0 | 0 | 0 | 0 | 0 | 0 | 0 | 0 | 0 | 0 | 0 | 0 | 0 | 0 | 0 | 0 | 0 | 0 | 0 | 0 | 0 | 0 | 0 | 0
F1_Industrial_Industrial - Firm_New_Process_Natural Gas_Other Process_E4 | F1 | Industrial | Industrial - Firm | New | Process | Natural Gas | Other Process | E4 | RVT - Cost of Equipment | 0 | 0 | 0 | 0 | 0 | 0 | 0 | 0 | 0 | 0 | 0 | 0 | 0 | 0 | 0 | 0 | 0 | 0 | 0 | 0 | 0 | 0 | 0 | 0 | 0 | 0 | 0 | 0 | 0 | 0 | 0 | 0 | 0
F1_Industrial_Industrial - Firm_New_Process_Natural Gas_Other Process_E5 | F1 | Industrial | Industrial - Firm | New | Process | Natural Gas | Other Process | E5 | RVT - Cost of Equipment | 0 | 0 | 0 | 0 | 0 | 0 | 0 | 0 | 0 | 0 | 0 | 0 | 0 | 0 | 0 | 0 | 0 | 0 | 0 | 0 | 0 | 0 | 0 | 0 | 0 | 0 | 0 | 0 | 0 | 0 | 0 | 0 | 0
F1_Industrial_Industrial - Firm_New_Process_Natural Gas_Other Process_E6 | F1 | Industrial | Industrial - Firm | New | Process | Natural Gas | Other Process | E6 | RVT - Cost of Equipment | 0 | 0 | 0 | 0 | 0 | 0 | 0 | 0 | 0 | 0 | 0 | 0 | 0 | 0 | 0 | 0 | 0 | 0 | 0 | 0 | 0 | 0 | 0 | 0 | 0 | 0 | 0 | 0 | 0 | 0 | 0 | 0 | 0
F1_Industrial_Industrial - Firm_New_Process_Natural Gas_Other Process_E7 | F1 | Industrial | Industrial - Firm | New | Process | Natural Gas | Other Process | E7 | RVT - Cost of Equipment | 0 | 0 | 0 | 0 | 0 | 0 | 0 | 0 | 0 | 0 | 0 | 0 | 0 | 0 | 0 | 0 | 0 | 0 | 0 | 0 | 0 | 0 | 0 | 0 | 0 | 0 | 0 | 0 | 0 | 0 | 0 | 0 | 0
F1_Industrial_Industrial - Firm_New_Process_Natural Gas_Other Process_E8 | F1 | Industrial | Industrial - Firm | New | Process | Natural Gas | Other Process | E8 | RVT - Cost of Equipment | 0 | 0 | 0 | 0 | 0 | 0 | 0 | 0 | 0 | 0 | 0 | 0 | 0 | 0 | 0 | 0 | 0 | 0 | 0 | 0 | 0 | 0 | 0 | 0 | 0 | 0 | 0 | 0 | 0 | 0 | 0 | 0 | 0
F1_Industrial_Industrial - Firm_New_Process_Natural Gas_Other Process_E9 | F1 | Industrial | Industrial - Firm | New | Process | Natural Gas | Other Process | E9 | RVT - Cost of Equipment | 0 | 0 | 0 | 0 | 0 | 0 | 0 | 0 | 0 | 0 | 0 | 0 | 0 | 0 | 0 | 0 | 0 | 0 | 0 | 0 | 0 | 0 | 0 | 0 | 0 | 0 | 0 | 0 | 0 | 0 | 0 | 0 | 0
F1_Industrial_Industrial - Firm_New_Process_Natural Gas_Other Process_E10 | F1 | Industrial | Industrial - Firm | New | Process | Natural Gas | Other Process | E10 | RVT - Cost of Equipment | 0 | 0 | 0 | 0 | 0 | 0 | 0 | 0 | 0 | 0 | 0 | 0 | 0 | 0 | 0 | 0 | 0 | 0 | 0 | 0 | 0 | 0 | 0 | 0 | 0 | 0 | 0 | 0 | 0 | 0 | 0 | 0 | 0
F2_Industrial_Industrial - Firm_New_Process_Natural Gas_Other Process_E1 | F2 | Industrial | Industrial - Firm | New | Process | Natural Gas | Other Process | E1 | RVT - Cost of Operation | 77.5781 | 77.9154 | 78.4506 | 79.2706 | 80.5711 | 82.3673 | 83.6959 | 85.0123 | 86.4095 | 87.8819 | 89.1382 | 90.0574 | 90.8492 | 91.6119 | 92.4964 | 93.2619 | 94.1837 | 95.3172 | 96.6956 | 98.3013 | 100.0888 | 101.8302 | 103.456 | 104.9804 | 106.3958 | 107.6731 | 108.541 | 109.2033 | 109.8282 | 110.4248 | 111.0508 | 111.3276 | 111.3276
F2_Industrial_Industrial - Firm_New_Process_Natural Gas_Other Process_E2 | F2 | Industrial | Industrial - Firm | New | Process | Natural Gas | Other Process | E2 | RVT - Cost of Operation | 0 | 0 | 0 | 0 | 0 | 0 | 0 | 0 | 0 | 0 | 0 | 0 | 0 | 0 | 0 | 0 | 0 | 0 | 0 | 0 | 0 | 0 | 0 | 0 | 0 | 0 | 0 | 0 | 0 | 0 | 0 | 0 | 0
F2_Industrial_Industrial - Firm_New_Process_Natural Gas_Other Process_E3 | F2 | Industrial | Industrial - Firm | New | Process | Natural Gas | Other Process | E3 | RVT - Cost of Operation | 0 | 0 | 0 | 0 | 0 | 0 | 0 | 0 | 0 | 0 | 0 | 0 | 0 | 0 | 0 | 0 | 0 | 0 | 0 | 0 | 0 | 0 | 0 | 0 | 0 | 0 | 0 | 0 | 0 | 0 | 0 | 0 | 0
F2_Industrial_Industrial - Firm_New_Process_Natural Gas_Other Process_E4 | F2 | Industrial | Industrial - Firm | New | Process | Natural Gas | Other Process | E4 | RVT - Cost of Operation | 0 | 0 | 0 | 0 | 0 | 0 | 0 | 0 | 0 | 0 | 0 | 0 | 0 | 0 | 0 | 0 | 0 | 0 | 0 | 0 | 0 | 0 | 0 | 0 | 0 | 0 | 0 | 0 | 0 | 0 | 0 | 0 | 0
F2_Industrial_Industrial - Firm_New_Process_Natural Gas_Other Process_E5 | F2 | Industrial | Industrial - Firm | New | Process | Natural Gas | Other Process | E5 | RVT - Cost of Operation | 0 | 0 | 0 | 0 | 0 | 0 | 0 | 0 | 0 | 0 | 0 | 0 | 0 | 0 | 0 | 0 | 0 | 0 | 0 | 0 | 0 | 0 | 0 | 0 | 0 | 0 | 0 | 0 | 0 | 0 | 0 | 0 | 0
F2_Industrial_Industrial - Firm_New_Process_Natural Gas_Other Process_E6 | F2 | Industrial | Industrial - Firm | New | Process | Natural Gas | Other Process | E6 | RVT - Cost of Operation | 0 | 0 | 0 | 0 | 0 | 0 | 0 | 0 | 0 | 0 | 0 | 0 | 0 | 0 | 0 | 0 | 0 | 0 | 0 | 0 | 0 | 0 | 0 | 0 | 0 | 0 | 0 | 0 | 0 | 0 | 0 | 0 | 0
F2_Industrial_Industrial - Firm_New_Process_Natural Gas_Other Process_E7 | F2 | Industrial | Industrial - Firm | New | Process | Natural Gas | Other Process | E7 | RVT - Cost of Operation | 0 | 0 | 0 | 0 | 0 | 0 | 0 | 0 | 0 | 0 | 0 | 0 | 0 | 0 | 0 | 0 | 0 | 0 | 0 | 0 | 0 | 0 | 0 | 0 | 0 | 0 | 0 | 0 | 0 | 0 | 0 | 0 | 0
F2_Industrial_Industrial - Firm_New_Process_Natural Gas_Other Process_E8 | F2 | Industrial | Industrial - Firm | New | Process | Natural Gas | Other Process | E8 | RVT - Cost of Operation | 0 | 0 | 0 | 0 | 0 | 0 | 0 | 0 | 0 | 0 | 0 | 0 | 0 | 0 | 0 | 0 | 0 | 0 | 0 | 0 | 0 | 0 | 0 | 0 | 0 | 0 | 0 | 0 | 0 | 0 | 0 | 0 | 0
F2_Industrial_Industrial - Firm_New_Process_Natural Gas_Other Process_E9 | F2 | Industrial | Industrial - Firm | New | Process | Natural Gas | Other Process | E9 | RVT - Cost of Operation | 0 | 0 | 0 | 0 | 0 | 0 | 0 | 0 | 0 | 0 | 0 | 0 | 0 | 0 | 0 | 0 | 0 | 0 | 0 | 0 | 0 | 0 | 0 | 0 | 0 | 0 | 0 | 0 | 0 | 0 | 0 | 0 | 0
F2_Industrial_Industrial - Firm_New_Process_Natural Gas_Other Process_E10 | F2 | Industrial | Industrial - Firm | New | Process | Natural Gas | Other Process | E10 | RVT - Cost of Operation | 0 | 0 | 0 | 0 | 0 | 0 | 0 | 0 | 0 | 0 | 0 | 0 | 0 | 0 | 0 | 0 | 0 | 0 | 0 | 0 | 0 | 0 | 0 | 0 | 0 | 0 | 0 | 0 | 0 | 0 | 0 | 0 | 0
F3_Industrial_Industrial - Firm_New_Process_Natural Gas_Other Process_E1 | F3 | Industrial | Industrial - Firm | New | Process | Natural Gas | Other Process | E1 | System - kBTUs of Consumption | 0.23859 | 0.23859 | 0.23859 | 0.23859 | 0.23859 | 0.23859 | 0.23859 | 0.23859 | 0.23859 | 0.23859 | 0.23859 | 0.23859 | 0.23859 | 0.23859 | 0.23859 | 0.23859 | 0.23859 | 0.23859 | 0.23859 | 0.23859 | 0.23859 | 0.23859 | 0.23859 | 0.23859 | 0.23859 | 0.23859 | 0.23859 | 0.23859 | 0.23859 | 0.23859 | 0.23859 | 0.23859 | 0.23859
F3_Industrial_Industrial - Firm_New_Process_Natural Gas_Other Process_E2 | F3 | Industrial | Industrial - Firm | New | Process | Natural Gas | Other Process | E2 | System - kBTUs of Consumption | 0 | 0 | 0 | 0 | 0 | 0 | 0 | 0 | 0 | 0 | 0 | 0 | 0 | 0 | 0 | 0 | 0 | 0 | 0 | 0 | 0 | 0 | 0 | 0 | 0 | 0 | 0 | 0 | 0 | 0 | 0 | 0 | 0
F3_Industrial_Industrial - Firm_New_Process_Natural Gas_Other Process_E3 | F3 | Industrial | Industrial - Firm | New | Process | Natural Gas | Other Process | E3 | System - kBTUs of Consumption | 0 | 0 | 0 | 0 | 0 | 0 | 0 | 0 | 0 | 0 | 0 | 0 | 0 | 0 | 0 | 0 | 0 | 0 | 0 | 0 | 0 | 0 | 0 | 0 | 0 | 0 | 0 | 0 | 0 | 0 | 0 | 0 | 0
F3_Industrial_Industrial - Firm_New_Process_Natural Gas_Other Process_E4 | F3 | Industrial | Industrial - Firm | New | Process | Natural Gas | Other Process | E4 | System - kBTUs of Consumption | 0 | 0 | 0 | 0 | 0 | 0 | 0 | 0 | 0 | 0 | 0 | 0 | 0 | 0 | 0 | 0 | 0 | 0 | 0 | 0 | 0 | 0 | 0 | 0 | 0 | 0 | 0 | 0 | 0 | 0 | 0 | 0 | 0
F3_Industrial_Industrial - Firm_New_Process_Natural Gas_Other Process_E5 | F3 | Industrial | Industrial - Firm | New | Process | Natural Gas | Other Process | E5 | System - kBTUs of Consumption | 0 | 0 | 0 | 0 | 0 | 0 | 0 | 0 | 0 | 0 | 0 | 0 | 0 | 0 | 0 | 0 | 0 | 0 | 0 | 0 | 0 | 0 | 0 | 0 | 0 | 0 | 0 | 0 | 0 | 0 | 0 | 0 | 0
F3_Industrial_Industrial - Firm_New_Process_Natural Gas_Other Process_E6 | F3 | Industrial | Industrial - Firm | New | Process | Natural Gas | Other Process | E6 | System - kBTUs of Consumption | 0 | 0 | 0 | 0 | 0 | 0 | 0 | 0 | 0 | 0 | 0 | 0 | 0 | 0 | 0 | 0 | 0 | 0 | 0 | 0 | 0 | 0 | 0 | 0 | 0 | 0 | 0 | 0 | 0 | 0 | 0 | 0 | 0
F3_Industrial_Industrial - Firm_New_Process_Natural Gas_Other Process_E7 | F3 | Industrial | Industrial - Firm | New | Process | Natural Gas | Other Process | E7 | System - kBTUs of Consumption | 0 | 0 | 0 | 0 | 0 | 0 | 0 | 0 | 0 | 0 | 0 | 0 | 0 | 0 | 0 | 0 | 0 | 0 | 0 | 0 | 0 | 0 | 0 | 0 | 0 | 0 | 0 | 0 | 0 | 0 | 0 | 0 | 0
F3_Industrial_Industrial - Firm_New_Process_Natural Gas_Other Process_E8 | F3 | Industrial | Industrial - Firm | New | Process | Natural Gas | Other Process | E8 | System - kBTUs of Consumption | 0 | 0 | 0 | 0 | 0 | 0 | 0 | 0 | 0 | 0 | 0 | 0 | 0 | 0 | 0 | 0 | 0 | 0 | 0 | 0 | 0 | 0 | 0 | 0 | 0 | 0 | 0 | 0 | 0 | 0 | 0 | 0 | 0
F3_Industrial_Industrial - Firm_New_Process_Natural Gas_Other Process_E9 | F3 | Industrial | Industrial - Firm | New | Process | Natural Gas | Other Process | E9 | System - kBTUs of Consumption | 0 | 0 | 0 | 0 | 0 | 0 | 0 | 0 | 0 | 0 | 0 | 0 | 0 | 0 | 0 | 0 | 0 | 0 | 0 | 0 | 0 | 0 | 0 | 0 | 0 | 0 | 0 | 0 | 0 | 0 | 0 | 0 | 0
F3_Industrial_Industrial - Firm_New_Process_Natural Gas_Other Process_E10 | F3 | Industrial | Industrial - Firm | New | Process | Natural Gas | Other Process | E10 | System - kBTUs of Consumption | 0 | 0 | 0 | 0 | 0 | 0 | 0 | 0 | 0 | 0 | 0 | 0 | 0 | 0 | 0 | 0 | 0 | 0 | 0 | 0 | 0 | 0 | 0 | 0 | 0 | 0 | 0 | 0 | 0 | 0 | 0 | 0 | 0
F4_Industrial_Industrial - Firm_New_Process_Natural Gas_Other Process_E1 | F4 | Industrial | Industrial - Firm | New | Process | Natural Gas | Other Process | E1 | Utility - Cost of Equipment | 77.5781 | 77.9154 | 78.4506 | 79.2706 | 80.5711 | 82.3673 | 83.6959 | 85.0123 | 86.4095 | 87.8819 | 89.1382 | 90.0574 | 90.8492 | 91.6119 | 92.4964 | 93.2619 | 94.1837 | 95.3172 | 96.6956 | 98.3013 | 100.0888 | 101.8302 | 103.456 | 104.9804 | 106.3958 | 107.6731 | 108.541 | 109.2033 | 109.8282 | 110.4248 | 111.0508 | 111.3276 | 111.3276
F4_Industrial_Industrial - Firm_New_Process_Natural Gas_Other Process_E2 | F4 | Industrial | Industrial - Firm | New | Process | Natural Gas | Other Process | E2 | Utility - Cost of Equipment | 0 | 0 | 0 | 0 | 0 | 0 | 0 | 0 | 0 | 0 | 0 | 0 | 0 | 0 | 0 | 0 | 0 | 0 | 0 | 0 | 0 | 0 | 0 | 0 | 0 | 0 | 0 | 0 | 0 | 0 | 0 | 0 | 0
F4_Industrial_Industrial - Firm_New_Process_Natural Gas_Other Process_E3 | F4 | Industrial | Industrial - Firm | New | Process | Natural Gas | Other Process | E3 | Utility - Cost of Equipment | 0 | 0 | 0 | 0 | 0 | 0 | 0 | 0 | 0 | 0 | 0 | 0 | 0 | 0 | 0 | 0 | 0 | 0 | 0 | 0 | 0 | 0 | 0 | 0 | 0 | 0 | 0 | 0 | 0 | 0 | 0 | 0 | 0
F4_Industrial_Industrial - Firm_New_Process_Natural Gas_Other Process_E4 | F4 | Industrial | Industrial - Firm | New | Process | Natural Gas | Other Process | E4 | Utility - Cost of Equipment | 0 | 0 | 0 | 0 | 0 | 0 | 0 | 0 | 0 | 0 | 0 | 0 | 0 | 0 | 0 | 0 | 0 | 0 | 0 | 0 | 0 | 0 | 0 | 0 | 0 | 0 | 0 | 0 | 0 | 0 | 0 | 0 | 0
F4_Industrial_Industrial - Firm_New_Process_Natural Gas_Other Process_E5 | F4 | Industrial | Industrial - Firm | New | Process | Natural Gas | Other Process | E5 | Utility - Cost of Equipment | 0 | 0 | 0 | 0 | 0 | 0 | 0 | 0 | 0 | 0 | 0 | 0 | 0 | 0 | 0 | 0 | 0 | 0 | 0 | 0 | 0 | 0 | 0 | 0 | 0 | 0 | 0 | 0 | 0 | 0 | 0 | 0 | 0
F4_Industrial_Industrial - Firm_New_Process_Natural Gas_Other Process_E6 | F4 | Industrial | Industrial - Firm | New | Process | Natural Gas | Other Process | E6 | Utility - Cost of Equipment | 0 | 0 | 0 | 0 | 0 | 0 | 0 | 0 | 0 | 0 | 0 | 0 | 0 | 0 | 0 | 0 | 0 | 0 | 0 | 0 | 0 | 0 | 0 | 0 | 0 | 0 | 0 | 0 | 0 | 0 | 0 | 0 | 0
F4_Industrial_Industrial - Firm_New_Process_Natural Gas_Other Process_E7 | F4 | Industrial | Industrial - Firm | New | Process | Natural Gas | Other Process | E7 | Utility - Cost of Equipment | 0 | 0 | 0 | 0 | 0 | 0 | 0 | 0 | 0 | 0 | 0 | 0 | 0 | 0 | 0 | 0 | 0 | 0 | 0 | 0 | 0 | 0 | 0 | 0 | 0 | 0 | 0 | 0 | 0 | 0 | 0 | 0 | 0
F4_Industrial_Industrial - Firm_New_Process_Natural Gas_Other Process_E8 | F4 | Industrial | Industrial - Firm | New | Process | Natural Gas | Other Process | E8 | Utility - Cost of Equipment | 0 | 0 | 0 | 0 | 0 | 0 | 0 | 0 | 0 | 0 | 0 | 0 | 0 | 0 | 0 | 0 | 0 | 0 | 0 | 0 | 0 | 0 | 0 | 0 | 0 | 0 | 0 | 0 | 0 | 0 | 0 | 0 | 0
F4_Industrial_Industrial - Firm_New_Process_Natural Gas_Other Process_E9 | F4 | Industrial | Industrial - Firm | New | Process | Natural Gas | Other Process | E9 | Utility - Cost of Equipment | 0 | 0 | 0 | 0 | 0 | 0 | 0 | 0 | 0 | 0 | 0 | 0 | 0 | 0 | 0 | 0 | 0 | 0 | 0 | 0 | 0 | 0 | 0 | 0 | 0 | 0 | 0 | 0 | 0 | 0 | 0 | 0 | 0
F4_Industrial_Industrial - Firm_New_Process_Natural Gas_Other Process_E10 | F4 | Industrial | Industrial - Firm | New | Process | Natural Gas | Other Process | E10 | Utility - Cost of Equipment | 0 | 0 | 0 | 0 | 0 | 0 | 0 | 0 | 0 | 0 | 0 | 0 | 0 | 0 | 0 | 0 | 0 | 0 | 0 | 0 | 0 | 0 | 0 | 0 | 0 | 0 | 0 | 0 | 0 | 0 | 0 | 0 | 0
F5_Industrial_Industrial - Firm_New_Process_Natural Gas_Other Process_E1 | F5 | Industrial | Industrial - Firm | New | Process | Natural Gas | Other Process | E1 | Utility - Cost of Operation | 0.23859 | 0.23859 | 0.23859 | 0.23859 | 0.23859 | 0.23859 | 0.23859 | 0.23859 | 0.23859 | 0.23859 | 0.23859 | 0.23859 | 0.23859 | 0.23859 | 0.23859 | 0.23859 | 0.23859 | 0.23859 | 0.23859 | 0.23859 | 0.23859 | 0.23859 | 0.23859 | 0.23859 | 0.23859 | 0.23859 | 0.23859 | 0.23859 | 0.23859 | 0.23859 | 0.23859 | 0.23859 | 0.23859
F5_Industrial_Industrial - Firm_New_Process_Natural Gas_Other Process_E2 | F5 | Industrial | Industrial - Firm | New | Process | Natural Gas | Other Process | E2 | Utility - Cost of Operation | 0 | 0 | 0 | 0 | 0 | 0 | 0 | 0 | 0 | 0 | 0 | 0 | 0 | 0 | 0 | 0 | 0 | 0 | 0 | 0 | 0 | 0 | 0 | 0 | 0 | 0 | 0 | 0 | 0 | 0 | 0 | 0 | 0
F5_Industrial_Industrial - Firm_New_Process_Natural Gas_Other Process_E3 | F5 | Industrial | Industrial - Firm | New | Process | Natural Gas | Other Process | E3 | Utility - Cost of Operation | 0 | 0 | 0 | 0 | 0 | 0 | 0 | 0 | 0 | 0 | 0 | 0 | 0 | 0 | 0 | 0 | 0 | 0 | 0 | 0 | 0 | 0 | 0 | 0 | 0 | 0 | 0 | 0 | 0 | 0 | 0 | 0 | 0
F5_Industrial_Industrial - Firm_New_Process_Natural Gas_Other Process_E4 | F5 | Industrial | Industrial - Firm | New | Process | Natural Gas | Other Process | E4 | Utility - Cost of Operation | 0 | 0 | 0 | 0 | 0 | 0 | 0 | 0 | 0 | 0 | 0 | 0 | 0 | 0 | 0 | 0 | 0 | 0 | 0 | 0 | 0 | 0 | 0 | 0 | 0 | 0 | 0 | 0 | 0 | 0 | 0 | 0 | 0
F5_Industrial_Industrial - Firm_New_Process_Natural Gas_Other Process_E5 | F5 | Industrial | Industrial - Firm | New | Process | Natural Gas | Other Process | E5 | Utility - Cost of Operation | 0 | 0 | 0 | 0 | 0 | 0 | 0 | 0 | 0 | 0 | 0 | 0 | 0 | 0 | 0 | 0 | 0 | 0 | 0 | 0 | 0 | 0 | 0 | 0 | 0 | 0 | 0 | 0 | 0 | 0 | 0 | 0 | 0
F5_Industrial_Industrial - Firm_New_Process_Natural Gas_Other Process_E6 | F5 | Industrial | Industrial - Firm | New | Process | Natural Gas | Other Process | E6 | Utility - Cost of Operation | 0 | 0 | 0 | 0 | 0 | 0 | 0 | 0 | 0 | 0 | 0 | 0 | 0 | 0 | 0 | 0 | 0 | 0 | 0 | 0 | 0 | 0 | 0 | 0 | 0 | 0 | 0 | 0 | 0 | 0 | 0 | 0 | 0
F5_Industrial_Industrial - Firm_New_Process_Natural Gas_Other Process_E7 | F5 | Industrial | Industrial - Firm | New | Process | Natural Gas | Other Process | E7 | Utility - Cost of Operation | 0 | 0 | 0 | 0 | 0 | 0 | 0 | 0 | 0 | 0 | 0 | 0 | 0 | 0 | 0 | 0 | 0 | 0 | 0 | 0 | 0 | 0 | 0 | 0 | 0 | 0 | 0 | 0 | 0 | 0 | 0 | 0 | 0
F5_Industrial_Industrial - Firm_New_Process_Natural Gas_Other Process_E8 | F5 | Industrial | Industrial - Firm | New | Process | Natural Gas | Other Process | E8 | Utility - Cost of Operation | 0 | 0 | 0 | 0 | 0 | 0 | 0 | 0 | 0 | 0 | 0 | 0 | 0 | 0 | 0 | 0 | 0 | 0 | 0 | 0 | 0 | 0 | 0 | 0 | 0 | 0 | 0 | 0 | 0 | 0 | 0 | 0 | 0
F5_Industrial_Industrial - Firm_New_Process_Natural Gas_Other Process_E9 | F5 | Industrial | Industrial - Firm | New | Process | Natural Gas | Other Process | E9 | Utility - Cost of Operation | 0 | 0 | 0 | 0 | 0 | 0 | 0 | 0 | 0 | 0 | 0 | 0 | 0 | 0 | 0 | 0 | 0 | 0 | 0 | 0 | 0 | 0 | 0 | 0 | 0 | 0 | 0 | 0 | 0 | 0 | 0 | 0 | 0
F5_Industrial_Industrial - Firm_New_Process_Natural Gas_Other Process_E10 | F5 | Industrial | Industrial - Firm | New | Process | Natural Gas | Other Process | E10 | Utility - Cost of Operation | 0 | 0 | 0 | 0 | 0 | 0 | 0 | 0 | 0 | 0 | 0 | 0 | 0 | 0 | 0 | 0 | 0 | 0 | 0 | 0 | 0 | 0 | 0 | 0 | 0 | 0 | 0 | 0 | 0 | 0 | 0 | 0 | 0
F6_Industrial_Industrial - Firm_New_Process_Natural Gas_Other Process_E1 | F6 | Industrial | Industrial - Firm | New | Process | Natural Gas | Other Process | E1 | Utility - Value of Sales | 69.242 | 69.242 | 69.242 | 69.242 | 69.242 | 69.242 | 69.242 | 69.242 | 69.242 | 69.242 | 69.242 | 69.242 | 69.242 | 69.242 | 69.242 | 69.242 | 69.242 | 69.242 | 69.242 | 69.242 | 69.242 | 69.242 | 69.242 | 69.242 | 69.242 | 69.242 | 69.242 | 69.242 | 69.242 | 69.242 | 69.242 | 69.242 | 69.242
F6_Industrial_Industrial - Firm_New_Process_Natural Gas_Other Process_E2 | F6 | Industrial | Industrial - Firm | New | Process | Natural Gas | Other Process | E2 | Utility - Value of Sales | 0 | 0 | 0 | 0 | 0 | 0 | 0 | 0 | 0 | 0 | 0 | 0 | 0 | 0 | 0 | 0 | 0 | 0 | 0 | 0 | 0 | 0 | 0 | 0 | 0 | 0 | 0 | 0 | 0 | 0 | 0 | 0 | 0
F6_Industrial_Industrial - Firm_New_Process_Natural Gas_Other Process_E3 | F6 | Industrial | Industrial - Firm | New | Process | Natural Gas | Other Process | E3 | Utility - Value of Sales | 0 | 0 | 0 | 0 | 0 | 0 | 0 | 0 | 0 | 0 | 0 | 0 | 0 | 0 | 0 | 0 | 0 | 0 | 0 | 0 | 0 | 0 | 0 | 0 | 0 | 0 | 0 | 0 | 0 | 0 | 0 | 0 | 0
F6_Industrial_Industrial - Firm_New_Process_Natural Gas_Other Process_E4 | F6 | Industrial | Industrial - Firm | New | Process | Natural Gas | Other Process | E4 | Utility - Value of Sales | 0 | 0 | 0 | 0 | 0 | 0 | 0 | 0 | 0 | 0 | 0 | 0 | 0 | 0 | 0 | 0 | 0 | 0 | 0 | 0 | 0 | 0 | 0 | 0 | 0 | 0 | 0 | 0 | 0 | 0 | 0 | 0 | 0
F6_Industrial_Industrial - Firm_New_Process_Natural Gas_Other Process_E5 | F6 | Industrial | Industrial - Firm | New | Process | Natural Gas | Other Process | E5 | Utility - Value of Sales | 0 | 0 | 0 | 0 | 0 | 0 | 0 | 0 | 0 | 0 | 0 | 0 | 0 | 0 | 0 | 0 | 0 | 0 | 0 | 0 | 0 | 0 | 0 | 0 | 0 | 0 | 0 | 0 | 0 | 0 | 0 | 0 | 0
F6_Industrial_Industrial - Firm_New_Process_Natural Gas_Other Process_E6 | F6 | Industrial | Industrial - Firm | New | Process | Natural Gas | Other Process | E6 | Utility - Value of Sales | 0 | 0 | 0 | 0 | 0 | 0 | 0 | 0 | 0 | 0 | 0 | 0 | 0 | 0 | 0 | 0 | 0 | 0 | 0 | 0 | 0 | 0 | 0 | 0 | 0 | 0 | 0 | 0 | 0 | 0 | 0 | 0 | 0
F6_Industrial_Industrial - Firm_New_Process_Natural Gas_Other Process_E7 | F6 | Industrial | Industrial - Firm | New | Process | Natural Gas | Other Process | E7 | Utility - Value of Sales | 0 | 0 | 0 | 0 | 0 | 0 | 0 | 0 | 0 | 0 | 0 | 0 | 0 | 0 | 0 | 0 | 0 | 0 | 0 | 0 | 0 | 0 | 0 | 0 | 0 | 0 | 0 | 0 | 0 | 0 | 0 | 0 | 0
F6_Industrial_Industrial - Firm_New_Process_Natural Gas_Other Process_E8 | F6 | Industrial | Industrial - Firm | New | Process | Natural Gas | Other Process | E8 | Utility - Value of Sales | 0 | 0 | 0 | 0 | 0 | 0 | 0 | 0 | 0 | 0 | 0 | 0 | 0 | 0 | 0 | 0 | 0 | 0 | 0 | 0 | 0 | 0 | 0 | 0 | 0 | 0 | 0 | 0 | 0 | 0 | 0 | 0 | 0
F6_Industrial_Industrial - Firm_New_Process_Natural Gas_Other Process_E9 | F6 | Industrial | Industrial - Firm | New | Process | Natural Gas | Other Process | E9 | Utility - Value of Sales | 0 | 0 | 0 | 0 | 0 | 0 | 0 | 0 | 0 | 0 | 0 | 0 | 0 | 0 | 0 | 0 | 0 | 0 | 0 | 0 | 0 | 0 | 0 | 0 | 0 | 0 | 0 | 0 | 0 | 0 | 0 | 0 | 0
F6_Industrial_Industrial - Firm_New_Process_Natural Gas_Other Process_E10 | F6 | Industrial | Industrial - Firm | New | Process | Natural Gas | Other Process | E10 | Utility - Value of Sales | 0 | 0 | 0 | 0 | 0 | 0 | 0 | 0 | 0 | 0 | 0 | 0 | 0 | 0 | 0 | 0 | 0 | 0 | 0 | 0 | 0 | 0 | 0 | 0 | 0 | 0 | 0 | 0 | 0 | 0 | 0 | 0 | 0
F1_Industrial_Industrial - Firm_New_Miscellaneous_Natural Gas_Miscellaneous_E1 | F1 | Industrial | Industrial - Firm | New | Miscellaneous | Natural Gas | Miscellaneous | E1 | RVT - Cost of Equipment | 217.9811 | 218.9287 | 220.4327 | 222.7366 | 226.3909 | 231.438 | 235.171 | 238.87 | 242.7957 | 246.9331 | 250.4629 | 253.0458 | 255.2707 | 257.4137 | 259.8989 | 262.05 | 264.6399 | 267.825 | 271.698 | 276.2098 | 281.2322 | 286.1254 | 290.6935 | 294.9768 | 298.9538 | 302.5427 | 304.9815 | 306.8425 | 308.5983 | 310.2746 | 312.0335 | 312.8114 | 312.8114
F1_Industrial_Industrial - Firm_New_Miscellaneous_Natural Gas_Miscellaneous_E2 | F1 | Industrial | Industrial - Firm | New | Miscellaneous | Natural Gas | Miscellaneous | E2 | RVT - Cost of Equipment | 0 | 0 | 0 | 0 | 0 | 0 | 0 | 0 | 0 | 0 | 0 | 0 | 0 | 0 | 0 | 0 | 0 | 0 | 0 | 0 | 0 | 0 | 0 | 0 | 0 | 0 | 0 | 0 | 0 | 0 | 0 | 0 | 0
F1_Industrial_Industrial - Firm_New_Miscellaneous_Natural Gas_Miscellaneous_E3 | F1 | Industrial | Industrial - Firm | New | Miscellaneous | Natural Gas | Miscellaneous | E3 | RVT - Cost of Equipment | 0 | 0 | 0 | 0 | 0 | 0 | 0 | 0 | 0 | 0 | 0 | 0 | 0 | 0 | 0 | 0 | 0 | 0 | 0 | 0 | 0 | 0 | 0 | 0 | 0 | 0 | 0 | 0 | 0 | 0 | 0 | 0 | 0
F1_Industrial_Industrial - Firm_New_Miscellaneous_Natural Gas_Miscellaneous_E4 | F1 | Industrial | Industrial - Firm | New | Miscellaneous | Natural Gas | Miscellaneous | E4 | RVT - Cost of Equipment | 0 | 0 | 0 | 0 | 0 | 0 | 0 | 0 | 0 | 0 | 0 | 0 | 0 | 0 | 0 | 0 | 0 | 0 | 0 | 0 | 0 | 0 | 0 | 0 | 0 | 0 | 0 | 0 | 0 | 0 | 0 | 0 | 0
F1_Industrial_Industrial - Firm_New_Miscellaneous_Natural Gas_Miscellaneous_E5 | F1 | Industrial | Industrial - Firm | New | Miscellaneous | Natural Gas | Miscellaneous | E5 | RVT - Cost of Equipment | 0 | 0 | 0 | 0 | 0 | 0 | 0 | 0 | 0 | 0 | 0 | 0 | 0 | 0 | 0 | 0 | 0 | 0 | 0 | 0 | 0 | 0 | 0 | 0 | 0 | 0 | 0 | 0 | 0 | 0 | 0 | 0 | 0
F1_Industrial_Industrial - Firm_New_Miscellaneous_Natural Gas_Miscellaneous_E6 | F1 | Industrial | Industrial - Firm | New | Miscellaneous | Natural Gas | Miscellaneous | E6 | RVT - Cost of Equipment | 0 | 0 | 0 | 0 | 0 | 0 | 0 | 0 | 0 | 0 | 0 | 0 | 0 | 0 | 0 | 0 | 0 | 0 | 0 | 0 | 0 | 0 | 0 | 0 | 0 | 0 | 0 | 0 | 0 | 0 | 0 | 0 | 0
F1_Industrial_Industrial - Firm_New_Miscellaneous_Natural Gas_Miscellaneous_E7 | F1 | Industrial | Industrial - Firm | New | Miscellaneous | Natural Gas | Miscellaneous | E7 | RVT - Cost of Equipment | 0 | 0 | 0 | 0 | 0 | 0 | 0 | 0 | 0 | 0 | 0 | 0 | 0 | 0 | 0 | 0 | 0 | 0 | 0 | 0 | 0 | 0 | 0 | 0 | 0 | 0 | 0 | 0 | 0 | 0 | 0 | 0 | 0
F1_Industrial_Industrial - Firm_New_Miscellaneous_Natural Gas_Miscellaneous_E8 | F1 | Industrial | Industrial - Firm | New | Miscellaneous | Natural Gas | Miscellaneous | E8 | RVT - Cost of Equipment | 0 | 0 | 0 | 0 | 0 | 0 | 0 | 0 | 0 | 0 | 0 | 0 | 0 | 0 | 0 | 0 | 0 | 0 | 0 | 0 | 0 | 0 | 0 | 0 | 0 | 0 | 0 | 0 | 0 | 0 | 0 | 0 | 0
F1_Industrial_Industrial - Firm_New_Miscellaneous_Natural Gas_Miscellaneous_E9 | F1 | Industrial | Industrial - Firm | New | Miscellaneous | Natural Gas | Miscellaneous | E9 | RVT - Cost of Equipment | 0 | 0 | 0 | 0 | 0 | 0 | 0 | 0 | 0 | 0 | 0 | 0 | 0 | 0 | 0 | 0 | 0 | 0 | 0 | 0 | 0 | 0 | 0 | 0 | 0 | 0 | 0 | 0 | 0 | 0 | 0 | 0 | 0
F1_Industrial_Industrial - Firm_New_Miscellaneous_Natural Gas_Miscellaneous_E10 | F1 | Industrial | Industrial - Firm | New | Miscellaneous | Natural Gas | Miscellaneous | E10 | RVT - Cost of Equipment | 0 | 0 | 0 | 0 | 0 | 0 | 0 | 0 | 0 | 0 | 0 | 0 | 0 | 0 | 0 | 0 | 0 | 0 | 0 | 0 | 0 | 0 | 0 | 0 | 0 | 0 | 0 | 0 | 0 | 0 | 0 | 0 | 0
F2_Industrial_Industrial - Firm_New_Miscellaneous_Natural Gas_Miscellaneous_E1 | F2 | Industrial | Industrial - Firm | New | Miscellaneous | Natural Gas | Miscellaneous | E1 | RVT - Cost of Operation | 261.1555 | 262.2909 | 264.0927 | 266.8529 | 271.231 | 277.2778 | 281.7502 | 286.1818 | 290.8851 | 295.8419 | 300.0709 | 303.1653 | 305.8309 | 308.3984 | 311.3758 | 313.953 | 317.0558 | 320.8718 | 325.5119 | 330.9174 | 336.9345 | 342.7968 | 348.2697 | 353.4014 | 358.1661 | 362.4659 | 365.3877 | 367.6173 | 369.7209 | 371.7291 | 373.8364 | 374.7684 | 374.7684
F2_Industrial_Industrial - Firm_New_Miscellaneous_Natural Gas_Miscellaneous_E2 | F2 | Industrial | Industrial - Firm | New | Miscellaneous | Natural Gas | Miscellaneous | E2 | RVT - Cost of Operation | 0 | 0 | 0 | 0 | 0 | 0 | 0 | 0 | 0 | 0 | 0 | 0 | 0 | 0 | 0 | 0 | 0 | 0 | 0 | 0 | 0 | 0 | 0 | 0 | 0 | 0 | 0 | 0 | 0 | 0 | 0 | 0 | 0
F2_Industrial_Industrial - Firm_New_Miscellaneous_Natural Gas_Miscellaneous_E3 | F2 | Industrial | Industrial - Firm | New | Miscellaneous | Natural Gas | Miscellaneous | E3 | RVT - Cost of Operation | 0 | 0 | 0 | 0 | 0 | 0 | 0 | 0 | 0 | 0 | 0 | 0 | 0 | 0 | 0 | 0 | 0 | 0 | 0 | 0 | 0 | 0 | 0 | 0 | 0 | 0 | 0 | 0 | 0 | 0 | 0 | 0 | 0
F2_Industrial_Industrial - Firm_New_Miscellaneous_Natural Gas_Miscellaneous_E4 | F2 | Industrial | Industrial - Firm | New | Miscellaneous | Natural Gas | Miscellaneous | E4 | RVT - Cost of Operation | 0 | 0 | 0 | 0 | 0 | 0 | 0 | 0 | 0 | 0 | 0 | 0 | 0 | 0 | 0 | 0 | 0 | 0 | 0 | 0 | 0 | 0 | 0 | 0 | 0 | 0 | 0 | 0 | 0 | 0 | 0 | 0 | 0
F2_Industrial_Industrial - Firm_New_Miscellaneous_Natural Gas_Miscellaneous_E5 | F2 | Industrial | Industrial - Firm | New | Miscellaneous | Natural Gas | Miscellaneous | E5 | RVT - Cost of Operation | 0 | 0 | 0 | 0 | 0 | 0 | 0 | 0 | 0 | 0 | 0 | 0 | 0 | 0 | 0 | 0 | 0 | 0 | 0 | 0 | 0 | 0 | 0 | 0 | 0 | 0 | 0 | 0 | 0 | 0 | 0 | 0 | 0
F2_Industrial_Industrial - Firm_New_Miscellaneous_Natural Gas_Miscellaneous_E6 | F2 | Industrial | Industrial - Firm | New | Miscellaneous | Natural Gas | Miscellaneous | E6 | RVT - Cost of Operation | 0 | 0 | 0 | 0 | 0 | 0 | 0 | 0 | 0 | 0 | 0 | 0 | 0 | 0 | 0 | 0 | 0 | 0 | 0 | 0 | 0 | 0 | 0 | 0 | 0 | 0 | 0 | 0 | 0 | 0 | 0 | 0 | 0
F2_Industrial_Industrial - Firm_New_Miscellaneous_Natural Gas_Miscellaneous_E7 | F2 | Industrial | Industrial - Firm | New | Miscellaneous | Natural Gas | Miscellaneous | E7 | RVT - Cost of Operation | 0 | 0 | 0 | 0 | 0 | 0 | 0 | 0 | 0 | 0 | 0 | 0 | 0 | 0 | 0 | 0 | 0 | 0 | 0 | 0 | 0 | 0 | 0 | 0 | 0 | 0 | 0 | 0 | 0 | 0 | 0 | 0 | 0
F2_Industrial_Industrial - Firm_New_Miscellaneous_Natural Gas_Miscellaneous_E8 | F2 | Industrial | Industrial - Firm | New | Miscellaneous | Natural Gas | Miscellaneous | E8 | RVT - Cost of Operation | 0 | 0 | 0 | 0 | 0 | 0 | 0 | 0 | 0 | 0 | 0 | 0 | 0 | 0 | 0 | 0 | 0 | 0 | 0 | 0 | 0 | 0 | 0 | 0 | 0 | 0 | 0 | 0 | 0 | 0 | 0 | 0 | 0
F2_Industrial_Industrial - Firm_New_Miscellaneous_Natural Gas_Miscellaneous_E9 | F2 | Industrial | Industrial - Firm | New | Miscellaneous | Natural Gas | Miscellaneous | E9 | RVT - Cost of Operation | 0 | 0 | 0 | 0 | 0 | 0 | 0 | 0 | 0 | 0 | 0 | 0 | 0 | 0 | 0 | 0 | 0 | 0 | 0 | 0 | 0 | 0 | 0 | 0 | 0 | 0 | 0 | 0 | 0 | 0 | 0 | 0 | 0
F2_Industrial_Industrial - Firm_New_Miscellaneous_Natural Gas_Miscellaneous_E10 | F2 | Industrial | Industrial - Firm | New | Miscellaneous | Natural Gas | Miscellaneous | E10 | RVT - Cost of Operation | 0 | 0 | 0 | 0 | 0 | 0 | 0 | 0 | 0 | 0 | 0 | 0 | 0 | 0 | 0 | 0 | 0 | 0 | 0 | 0 | 0 | 0 | 0 | 0 | 0 | 0 | 0 | 0 | 0 | 0 | 0 | 0 | 0
F3_Industrial_Industrial - Firm_New_Miscellaneous_Natural Gas_Miscellaneous_E1 | F3 | Industrial | Industrial - Firm | New | Miscellaneous | Natural Gas | Miscellaneous | E1 | System - kBTUs of Consumption | 0.23859 | 0.23859 | 0.23859 | 0.23859 | 0.23859 | 0.23859 | 0.23859 | 0.23859 | 0.23859 | 0.23859 | 0.23859 | 0.23859 | 0.23859 | 0.23859 | 0.23859 | 0.23859 | 0.23859 | 0.23859 | 0.23859 | 0.23859 | 0.23859 | 0.23859 | 0.23859 | 0.23859 | 0.23859 | 0.23859 | 0.23859 | 0.23859 | 0.23859 | 0.23859 | 0.23859 | 0.23859 | 0.23859
F3_Industrial_Industrial - Firm_New_Miscellaneous_Natural Gas_Miscellaneous_E2 | F3 | Industrial | Industrial - Firm | New | Miscellaneous | Natural Gas | Miscellaneous | E2 | System - kBTUs of Consumption | 0 | 0 | 0 | 0 | 0 | 0 | 0 | 0 | 0 | 0 | 0 | 0 | 0 | 0 | 0 | 0 | 0 | 0 | 0 | 0 | 0 | 0 | 0 | 0 | 0 | 0 | 0 | 0 | 0 | 0 | 0 | 0 | 0
F3_Industrial_Industrial - Firm_New_Miscellaneous_Natural Gas_Miscellaneous_E3 | F3 | Industrial | Industrial - Firm | New | Miscellaneous | Natural Gas | Miscellaneous | E3 | System - kBTUs of Consumption | 0 | 0 | 0 | 0 | 0 | 0 | 0 | 0 | 0 | 0 | 0 | 0 | 0 | 0 | 0 | 0 | 0 | 0 | 0 | 0 | 0 | 0 | 0 | 0 | 0 | 0 | 0 | 0 | 0 | 0 | 0 | 0 | 0
F3_Industrial_Industrial - Firm_New_Miscellaneous_Natural Gas_Miscellaneous_E4 | F3 | Industrial | Industrial - Firm | New | Miscellaneous | Natural Gas | Miscellaneous | E4 | System - kBTUs of Consumption | 0 | 0 | 0 | 0 | 0 | 0 | 0 | 0 | 0 | 0 | 0 | 0 | 0 | 0 | 0 | 0 | 0 | 0 | 0 | 0 | 0 | 0 | 0 | 0 | 0 | 0 | 0 | 0 | 0 | 0 | 0 | 0 | 0
F3_Industrial_Industrial - Firm_New_Miscellaneous_Natural Gas_Miscellaneous_E5 | F3 | Industrial | Industrial - Firm | New | Miscellaneous | Natural Gas | Miscellaneous | E5 | System - kBTUs of Consumption | 0 | 0 | 0 | 0 | 0 | 0 | 0 | 0 | 0 | 0 | 0 | 0 | 0 | 0 | 0 | 0 | 0 | 0 | 0 | 0 | 0 | 0 | 0 | 0 | 0 | 0 | 0 | 0 | 0 | 0 | 0 | 0 | 0
F3_Industrial_Industrial - Firm_New_Miscellaneous_Natural Gas_Miscellaneous_E6 | F3 | Industrial | Industrial - Firm | New | Miscellaneous | Natural Gas | Miscellaneous | E6 | System - kBTUs of Consumption | 0 | 0 | 0 | 0 | 0 | 0 | 0 | 0 | 0 | 0 | 0 | 0 | 0 | 0 | 0 | 0 | 0 | 0 | 0 | 0 | 0 | 0 | 0 | 0 | 0 | 0 | 0 | 0 | 0 | 0 | 0 | 0 | 0
F3_Industrial_Industrial - Firm_New_Miscellaneous_Natural Gas_Miscellaneous_E7 | F3 | Industrial | Industrial - Firm | New | Miscellaneous | Natural Gas | Miscellaneous | E7 | System - kBTUs of Consumption | 0 | 0 | 0 | 0 | 0 | 0 | 0 | 0 | 0 | 0 | 0 | 0 | 0 | 0 | 0 | 0 | 0 | 0 | 0 | 0 | 0 | 0 | 0 | 0 | 0 | 0 | 0 | 0 | 0 | 0 | 0 | 0 | 0
F3_Industrial_Industrial - Firm_New_Miscellaneous_Natural Gas_Miscellaneous_E8 | F3 | Industrial | Industrial - Firm | New | Miscellaneous | Natural Gas | Miscellaneous | E8 | System - kBTUs of Consumption | 0 | 0 | 0 | 0 | 0 | 0 | 0 | 0 | 0 | 0 | 0 | 0 | 0 | 0 | 0 | 0 | 0 | 0 | 0 | 0 | 0 | 0 | 0 | 0 | 0 | 0 | 0 | 0 | 0 | 0 | 0 | 0 | 0
F3_Industrial_Industrial - Firm_New_Miscellaneous_Natural Gas_Miscellaneous_E9 | F3 | Industrial | Industrial - Firm | New | Miscellaneous | Natural Gas | Miscellaneous | E9 | System - kBTUs of Consumption | 0 | 0 | 0 | 0 | 0 | 0 | 0 | 0 | 0 | 0 | 0 | 0 | 0 | 0 | 0 | 0 | 0 | 0 | 0 | 0 | 0 | 0 | 0 | 0 | 0 | 0 | 0 | 0 | 0 | 0 | 0 | 0 | 0
F3_Industrial_Industrial - Firm_New_Miscellaneous_Natural Gas_Miscellaneous_E10 | F3 | Industrial | Industrial - Firm | New | Miscellaneous | Natural Gas | Miscellaneous | E10 | System - kBTUs of Consumption | 0 | 0 | 0 | 0 | 0 | 0 | 0 | 0 | 0 | 0 | 0 | 0 | 0 | 0 | 0 | 0 | 0 | 0 | 0 | 0 | 0 | 0 | 0 | 0 | 0 | 0 | 0 | 0 | 0 | 0 | 0 | 0 | 0
F4_Industrial_Industrial - Firm_New_Miscellaneous_Natural Gas_Miscellaneous_E1 | F4 | Industrial | Industrial - Firm | New | Miscellaneous | Natural Gas | Miscellaneous | E1 | Utility - Cost of Equipment | 261.1555 | 262.2909 | 264.0927 | 266.8529 | 271.231 | 277.2778 | 281.7502 | 286.1818 | 290.8851 | 295.8419 | 300.0709 | 303.1653 | 305.8309 | 308.3984 | 311.3758 | 313.953 | 317.0558 | 320.8718 | 325.5119 | 330.9174 | 336.9345 | 342.7968 | 348.2697 | 353.4014 | 358.1661 | 362.4659 | 365.3877 | 367.6173 | 369.7209 | 371.7291 | 373.8364 | 374.7684 | 374.7684
F4_Industrial_Industrial - Firm_New_Miscellaneous_Natural Gas_Miscellaneous_E2 | F4 | Industrial | Industrial - Firm | New | Miscellaneous | Natural Gas | Miscellaneous | E2 | Utility - Cost of Equipment | 0 | 0 | 0 | 0 | 0 | 0 | 0 | 0 | 0 | 0 | 0 | 0 | 0 | 0 | 0 | 0 | 0 | 0 | 0 | 0 | 0 | 0 | 0 | 0 | 0 | 0 | 0 | 0 | 0 | 0 | 0 | 0 | 0
F4_Industrial_Industrial - Firm_New_Miscellaneous_Natural Gas_Miscellaneous_E3 | F4 | Industrial | Industrial - Firm | New | Miscellaneous | Natural Gas | Miscellaneous | E3 | Utility - Cost of Equipment | 0 | 0 | 0 | 0 | 0 | 0 | 0 | 0 | 0 | 0 | 0 | 0 | 0 | 0 | 0 | 0 | 0 | 0 | 0 | 0 | 0 | 0 | 0 | 0 | 0 | 0 | 0 | 0 | 0 | 0 | 0 | 0 | 0
F4_Industrial_Industrial - Firm_New_Miscellaneous_Natural Gas_Miscellaneous_E4 | F4 | Industrial | Industrial - Firm | New | Miscellaneous | Natural Gas | Miscellaneous | E4 | Utility - Cost of Equipment | 0 | 0 | 0 | 0 | 0 | 0 | 0 | 0 | 0 | 0 | 0 | 0 | 0 | 0 | 0 | 0 | 0 | 0 | 0 | 0 | 0 | 0 | 0 | 0 | 0 | 0 | 0 | 0 | 0 | 0 | 0 | 0 | 0
F4_Industrial_Industrial - Firm_New_Miscellaneous_Natural Gas_Miscellaneous_E5 | F4 | Industrial | Industrial - Firm | New | Miscellaneous | Natural Gas | Miscellaneous | E5 | Utility - Cost of Equipment | 0 | 0 | 0 | 0 | 0 | 0 | 0 | 0 | 0 | 0 | 0 | 0 | 0 | 0 | 0 | 0 | 0 | 0 | 0 | 0 | 0 | 0 | 0 | 0 | 0 | 0 | 0 | 0 | 0 | 0 | 0 | 0 | 0
F4_Industrial_Industrial - Firm_New_Miscellaneous_Natural Gas_Miscellaneous_E6 | F4 | Industrial | Industrial - Firm | New | Miscellaneous | Natural Gas | Miscellaneous | E6 | Utility - Cost of Equipment | 0 | 0 | 0 | 0 | 0 | 0 | 0 | 0 | 0 | 0 | 0 | 0 | 0 | 0 | 0 | 0 | 0 | 0 | 0 | 0 | 0 | 0 | 0 | 0 | 0 | 0 | 0 | 0 | 0 | 0 | 0 | 0 | 0
F4_Industrial_Industrial - Firm_New_Miscellaneous_Natural Gas_Miscellaneous_E7 | F4 | Industrial | Industrial - Firm | New | Miscellaneous | Natural Gas | Miscellaneous | E7 | Utility - Cost of Equipment | 0 | 0 | 0 | 0 | 0 | 0 | 0 | 0 | 0 | 0 | 0 | 0 | 0 | 0 | 0 | 0 | 0 | 0 | 0 | 0 | 0 | 0 | 0 | 0 | 0 | 0 | 0 | 0 | 0 | 0 | 0 | 0 | 0
F4_Industrial_Industrial - Firm_New_Miscellaneous_Natural Gas_Miscellaneous_E8 | F4 | Industrial | Industrial - Firm | New | Miscellaneous | Natural Gas | Miscellaneous | E8 | Utility - Cost of Equipment | 0 | 0 | 0 | 0 | 0 | 0 | 0 | 0 | 0 | 0 | 0 | 0 | 0 | 0 | 0 | 0 | 0 | 0 | 0 | 0 | 0 | 0 | 0 | 0 | 0 | 0 | 0 | 0 | 0 | 0 | 0 | 0 | 0
F4_Industrial_Industrial - Firm_New_Miscellaneous_Natural Gas_Miscellaneous_E9 | F4 | Industrial | Industrial - Firm | New | Miscellaneous | Natural Gas | Miscellaneous | E9 | Utility - Cost of Equipment | 0 | 0 | 0 | 0 | 0 | 0 | 0 | 0 | 0 | 0 | 0 | 0 | 0 | 0 | 0 | 0 | 0 | 0 | 0 | 0 | 0 | 0 | 0 | 0 | 0 | 0 | 0 | 0 | 0 | 0 | 0 | 0 | 0
F4_Industrial_Industrial - Firm_New_Miscellaneous_Natural Gas_Miscellaneous_E10 | F4 | Industrial | Industrial - Firm | New | Miscellaneous | Natural Gas | Miscellaneous | E10 | Utility - Cost of Equipment | 0 | 0 | 0 | 0 | 0 | 0 | 0 | 0 | 0 | 0 | 0 | 0 | 0 | 0 | 0 | 0 | 0 | 0 | 0 | 0 | 0 | 0 | 0 | 0 | 0 | 0 | 0 | 0 | 0 | 0 | 0 | 0 | 0
F5_Industrial_Industrial - Firm_New_Miscellaneous_Natural Gas_Miscellaneous_E1 | F5 | Industrial | Industrial - Firm | New | Miscellaneous | Natural Gas | Miscellaneous | E1 | Utility - Cost of Operation | 0.23859 | 0.23859 | 0.23859 | 0.23859 | 0.23859 | 0.23859 | 0.23859 | 0.23859 | 0.23859 | 0.23859 | 0.23859 | 0.23859 | 0.23859 | 0.23859 | 0.23859 | 0.23859 | 0.23859 | 0.23859 | 0.23859 | 0.23859 | 0.23859 | 0.23859 | 0.23859 | 0.23859 | 0.23859 | 0.23859 | 0.23859 | 0.23859 | 0.23859 | 0.23859 | 0.23859 | 0.23859 | 0.23859
F5_Industrial_Industrial - Firm_New_Miscellaneous_Natural Gas_Miscellaneous_E2 | F5 | Industrial | Industrial - Firm | New | Miscellaneous | Natural Gas | Miscellaneous | E2 | Utility - Cost of Operation | 0 | 0 | 0 | 0 | 0 | 0 | 0 | 0 | 0 | 0 | 0 | 0 | 0 | 0 | 0 | 0 | 0 | 0 | 0 | 0 | 0 | 0 | 0 | 0 | 0 | 0 | 0 | 0 | 0 | 0 | 0 | 0 | 0
F5_Industrial_Industrial - Firm_New_Miscellaneous_Natural Gas_Miscellaneous_E3 | F5 | Industrial | Industrial - Firm | New | Miscellaneous | Natural Gas | Miscellaneous | E3 | Utility - Cost of Operation | 0 | 0 | 0 | 0 | 0 | 0 | 0 | 0 | 0 | 0 | 0 | 0 | 0 | 0 | 0 | 0 | 0 | 0 | 0 | 0 | 0 | 0 | 0 | 0 | 0 | 0 | 0 | 0 | 0 | 0 | 0 | 0 | 0
F5_Industrial_Industrial - Firm_New_Miscellaneous_Natural Gas_Miscellaneous_E4 | F5 | Industrial | Industrial - Firm | New | Miscellaneous | Natural Gas | Miscellaneous | E4 | Utility - Cost of Operation | 0 | 0 | 0 | 0 | 0 | 0 | 0 | 0 | 0 | 0 | 0 | 0 | 0 | 0 | 0 | 0 | 0 | 0 | 0 | 0 | 0 | 0 | 0 | 0 | 0 | 0 | 0 | 0 | 0 | 0 | 0 | 0 | 0
F5_Industrial_Industrial - Firm_New_Miscellaneous_Natural Gas_Miscellaneous_E5 | F5 | Industrial | Industrial - Firm | New | Miscellaneous | Natural Gas | Miscellaneous | E5 | Utility - Cost of Operation | 0 | 0 | 0 | 0 | 0 | 0 | 0 | 0 | 0 | 0 | 0 | 0 | 0 | 0 | 0 | 0 | 0 | 0 | 0 | 0 | 0 | 0 | 0 | 0 | 0 | 0 | 0 | 0 | 0 | 0 | 0 | 0 | 0
F5_Industrial_Industrial - Firm_New_Miscellaneous_Natural Gas_Miscellaneous_E6 | F5 | Industrial | Industrial - Firm | New | Miscellaneous | Natural Gas | Miscellaneous | E6 | Utility - Cost of Operation | 0 | 0 | 0 | 0 | 0 | 0 | 0 | 0 | 0 | 0 | 0 | 0 | 0 | 0 | 0 | 0 | 0 | 0 | 0 | 0 | 0 | 0 | 0 | 0 | 0 | 0 | 0 | 0 | 0 | 0 | 0 | 0 | 0
F5_Industrial_Industrial - Firm_New_Miscellaneous_Natural Gas_Miscellaneous_E7 | F5 | Industrial | Industrial - Firm | New | Miscellaneous | Natural Gas | Miscellaneous | E7 | Utility - Cost of Operation | 0 | 0 | 0 | 0 | 0 | 0 | 0 | 0 | 0 | 0 | 0 | 0 | 0 | 0 | 0 | 0 | 0 | 0 | 0 | 0 | 0 | 0 | 0 | 0 | 0 | 0 | 0 | 0 | 0 | 0 | 0 | 0 | 0
F5_Industrial_Industrial - Firm_New_Miscellaneous_Natural Gas_Miscellaneous_E8 | F5 | Industrial | Industrial - Firm | New | Miscellaneous | Natural Gas | Miscellaneous | E8 | Utility - Cost of Operation | 0 | 0 | 0 | 0 | 0 | 0 | 0 | 0 | 0 | 0 | 0 | 0 | 0 | 0 | 0 | 0 | 0 | 0 | 0 | 0 | 0 | 0 | 0 | 0 | 0 | 0 | 0 | 0 | 0 | 0 | 0 | 0 | 0
F5_Industrial_Industrial - Firm_New_Miscellaneous_Natural Gas_Miscellaneous_E9 | F5 | Industrial | Industrial - Firm | New | Miscellaneous | Natural Gas | Miscellaneous | E9 | Utility - Cost of Operation | 0 | 0 | 0 | 0 | 0 | 0 | 0 | 0 | 0 | 0 | 0 | 0 | 0 | 0 | 0 | 0 | 0 | 0 | 0 | 0 | 0 | 0 | 0 | 0 | 0 | 0 | 0 | 0 | 0 | 0 | 0 | 0 | 0
F5_Industrial_Industrial - Firm_New_Miscellaneous_Natural Gas_Miscellaneous_E10 | F5 | Industrial | Industrial - Firm | New | Miscellaneous | Natural Gas | Miscellaneous | E10 | Utility - Cost of Operation | 0 | 0 | 0 | 0 | 0 | 0 | 0 | 0 | 0 | 0 | 0 | 0 | 0 | 0 | 0 | 0 | 0 | 0 | 0 | 0 | 0 | 0 | 0 | 0 | 0 | 0 | 0 | 0 | 0 | 0 | 0 | 0 | 0
F6_Industrial_Industrial - Firm_New_Miscellaneous_Natural Gas_Miscellaneous_E1 | F6 | Industrial | Industrial - Firm | New | Miscellaneous | Natural Gas | Miscellaneous | E1 | Utility - Value of Sales | 233.0931 | 233.0931 | 233.0931 | 233.0931 | 233.0931 | 233.0931 | 233.0931 | 233.0931 | 233.0931 | 233.0931 | 233.0931 | 233.0931 | 233.0931 | 233.0931 | 233.0931 | 233.0931 | 233.0931 | 233.0931 | 233.0931 | 233.0931 | 233.0931 | 233.0931 | 233.0931 | 233.0931 | 233.0931 | 233.0931 | 233.0931 | 233.0931 | 233.0931 | 233.0931 | 233.0931 | 233.0931 | 233.0931
F6_Industrial_Industrial - Firm_New_Miscellaneous_Natural Gas_Miscellaneous_E2 | F6 | Industrial | Industrial - Firm | New | Miscellaneous | Natural Gas | Miscellaneous | E2 | Utility - Value of Sales | 0 | 0 | 0 | 0 | 0 | 0 | 0 | 0 | 0 | 0 | 0 | 0 | 0 | 0 | 0 | 0 | 0 | 0 | 0 | 0 | 0 | 0 | 0 | 0 | 0 | 0 | 0 | 0 | 0 | 0 | 0 | 0 | 0
F6_Industrial_Industrial - Firm_New_Miscellaneous_Natural Gas_Miscellaneous_E3 | F6 | Industrial | Industrial - Firm | New | Miscellaneous | Natural Gas | Miscellaneous | E3 | Utility - Value of Sales | 0 | 0 | 0 | 0 | 0 | 0 | 0 | 0 | 0 | 0 | 0 | 0 | 0 | 0 | 0 | 0 | 0 | 0 | 0 | 0 | 0 | 0 | 0 | 0 | 0 | 0 | 0 | 0 | 0 | 0 | 0 | 0 | 0
F6_Industrial_Industrial - Firm_New_Miscellaneous_Natural Gas_Miscellaneous_E4 | F6 | Industrial | Industrial - Firm | New | Miscellaneous | Natural Gas | Miscellaneous | E4 | Utility - Value of Sales | 0 | 0 | 0 | 0 | 0 | 0 | 0 | 0 | 0 | 0 | 0 | 0 | 0 | 0 | 0 | 0 | 0 | 0 | 0 | 0 | 0 | 0 | 0 | 0 | 0 | 0 | 0 | 0 | 0 | 0 | 0 | 0 | 0
F6_Industrial_Industrial - Firm_New_Miscellaneous_Natural Gas_Miscellaneous_E5 | F6 | Industrial | Industrial - Firm | New | Miscellaneous | Natural Gas | Miscellaneous | E5 | Utility - Value of Sales | 0 | 0 | 0 | 0 | 0 | 0 | 0 | 0 | 0 | 0 | 0 | 0 | 0 | 0 | 0 | 0 | 0 | 0 | 0 | 0 | 0 | 0 | 0 | 0 | 0 | 0 | 0 | 0 | 0 | 0 | 0 | 0 | 0
F6_Industrial_Industrial - Firm_New_Miscellaneous_Natural Gas_Miscellaneous_E6 | F6 | Industrial | Industrial - Firm | New | Miscellaneous | Natural Gas | Miscellaneous | E6 | Utility - Value of Sales | 0 | 0 | 0 | 0 | 0 | 0 | 0 | 0 | 0 | 0 | 0 | 0 | 0 | 0 | 0 | 0 | 0 | 0 | 0 | 0 | 0 | 0 | 0 | 0 | 0 | 0 | 0 | 0 | 0 | 0 | 0 | 0 | 0
F6_Industrial_Industrial - Firm_New_Miscellaneous_Natural Gas_Miscellaneous_E7 | F6 | Industrial | Industrial - Firm | New | Miscellaneous | Natural Gas | Miscellaneous | E7 | Utility - Value of Sales | 0 | 0 | 0 | 0 | 0 | 0 | 0 | 0 | 0 | 0 | 0 | 0 | 0 | 0 | 0 | 0 | 0 | 0 | 0 | 0 | 0 | 0 | 0 | 0 | 0 | 0 | 0 | 0 | 0 | 0 | 0 | 0 | 0
F6_Industrial_Industrial - Firm_New_Miscellaneous_Natural Gas_Miscellaneous_E8 | F6 | Industrial | Industrial - Firm | New | Miscellaneous | Natural Gas | Miscellaneous | E8 | Utility - Value of Sales | 0 | 0 | 0 | 0 | 0 | 0 | 0 | 0 | 0 | 0 | 0 | 0 | 0 | 0 | 0 | 0 | 0 | 0 | 0 | 0 | 0 | 0 | 0 | 0 | 0 | 0 | 0 | 0 | 0 | 0 | 0 | 0 | 0
F6_Industrial_Industrial - Firm_New_Miscellaneous_Natural Gas_Miscellaneous_E9 | F6 | Industrial | Industrial - Firm | New | Miscellaneous | Natural Gas | Miscellaneous | E9 | Utility - Value of Sales | 0 | 0 | 0 | 0 | 0 | 0 | 0 | 0 | 0 | 0 | 0 | 0 | 0 | 0 | 0 | 0 | 0 | 0 | 0 | 0 | 0 | 0 | 0 | 0 | 0 | 0 | 0 | 0 | 0 | 0 | 0 | 0 | 0
F6_Industrial_Industrial - Firm_New_Miscellaneous_Natural Gas_Miscellaneous_E10 | F6 | Industrial | Industrial - Firm | New | Miscellaneous | Natural Gas | Miscellaneous | E10 | Utility - Value of Sales | 0 | 0 | 0 | 0 | 0 | 0 | 0 | 0 | 0 | 0 | 0 | 0 | 0 | 0 | 0 | 0 | 0 | 0 | 0 | 0 | 0 | 0 | 0 | 0 | 0 | 0 | 0 | 0 | 0 | 0 | 0 | 0 | 0
F1_Industrial_Industrial - Int_Existing_Space Heating_Natural Gas_Furnace_E1 | F1 | Industrial | Industrial - Int | Existing | Space Heating | Natural Gas | Furnace | E1 | RVT - Cost of Equipment | 66.1955 | 66.2544 | 66.3187 | 66.4148 | 66.5517 | 66.76 | 66.9058 | 67.0187 | 67.144 | 67.2598 | 67.3397 | 67.3889 | 67.4328 | 67.4725 | 67.5243 | 67.5454 | 67.5823 | 67.6519 | 67.7255 | 67.8114 | 67.9128 | 67.9976 | 68.064 | 68.1143 | 68.1477 | 68.1574 | 68.1396 | 68.103 | 68.0741 | 68.0601 | 68.0703 | 68.0742 | 68.0742
F1_Industrial_Industrial - Int_Existing_Space Heating_Natural Gas_Furnace_E2 | F1 | Industrial | Industrial - Int | Existing | Space Heating | Natural Gas | Furnace | E2 | RVT - Cost of Equipment | 58.8426 | 58.895 | 58.9522 | 59.0376 | 59.1592 | 59.3444 | 59.474 | 59.5744 | 59.6857 | 59.7887 | 59.8597 | 59.9034 | 59.9424 | 59.9777 | 60.0238 | 60.0426 | 60.0753 | 60.1373 | 60.2027 | 60.279 | 60.3691 | 60.4446 | 60.5036 | 60.5482 | 60.578 | 60.5866 | 60.5708 | 60.5382 | 60.5125 | 60.5001 | 60.5092 | 60.5127 | 60.5127
F1_Industrial_Industrial - Int_Existing_Space Heating_Natural Gas_Furnace_E3 | F1 | Industrial | Industrial - Int | Existing | Space Heating | Natural Gas | Furnace | E3 | RVT - Cost of Equipment | 55.1597 | 55.2088 | 55.2624 | 55.3424 | 55.4565 | 55.63 | 55.7515 | 55.8456 | 55.95 | 56.0465 | 56.1131 | 56.1541 | 56.1907 | 56.2237 | 56.267 | 56.2846 | 56.3152 | 56.3733 | 56.4346 | 56.5061 | 56.5907 | 56.6614 | 56.7167 | 56.7585 | 56.7864 | 56.7945 | 56.7797 | 56.7491 | 56.7251 | 56.7134 | 56.7219 | 56.7252 | 56.7252
F1_Industrial_Industrial - Int_Existing_Space Heating_Natural Gas_Furnace_E4 | F1 | Industrial | Industrial - Int | Existing | Space Heating | Natural Gas | Furnace | E4 | RVT - Cost of Equipment | 0 | 0 | 0 | 0 | 0 | 0 | 0 | 0 | 0 | 0 | 0 | 0 | 0 | 0 | 0 | 0 | 0 | 0 | 0 | 0 | 0 | 0 | 0 | 0 | 0 | 0 | 0 | 0 | 0 | 0 | 0 | 0 | 0
F1_Industrial_Industrial - Int_Existing_Space Heating_Natural Gas_Furnace_E5 | F1 | Industrial | Industrial - Int | Existing | Space Heating | Natural Gas | Furnace | E5 | RVT - Cost of Equipment | 0 | 0 | 0 | 0 | 0 | 0 | 0 | 0 | 0 | 0 | 0 | 0 | 0 | 0 | 0 | 0 | 0 | 0 | 0 | 0 | 0 | 0 | 0 | 0 | 0 | 0 | 0 | 0 | 0 | 0 | 0 | 0 | 0
F1_Industrial_Industrial - Int_Existing_Space Heating_Natural Gas_Furnace_E6 | F1 | Industrial | Industrial - Int | Existing | Space Heating | Natural Gas | Furnace | E6 | RVT - Cost of Equipment | 0 | 0 | 0 | 0 | 0 | 0 | 0 | 0 | 0 | 0 | 0 | 0 | 0 | 0 | 0 | 0 | 0 | 0 | 0 | 0 | 0 | 0 | 0 | 0 | 0 | 0 | 0 | 0 | 0 | 0 | 0 | 0 | 0
F1_Industrial_Industrial - Int_Existing_Space Heating_Natural Gas_Furnace_E7 | F1 | Industrial | Industrial - Int | Existing | Space Heating | Natural Gas | Furnace | E7 | RVT - Cost of Equipment | 0 | 0 | 0 | 0 | 0 | 0 | 0 | 0 | 0 | 0 | 0 | 0 | 0 | 0 | 0 | 0 | 0 | 0 | 0 | 0 | 0 | 0 | 0 | 0 | 0 | 0 | 0 | 0 | 0 | 0 | 0 | 0 | 0
F1_Industrial_Industrial - Int_Existing_Space Heating_Natural Gas_Furnace_E8 | F1 | Industrial | Industrial - Int | Existing | Space Heating | Natural Gas | Furnace | E8 | RVT - Cost of Equipment | 0 | 0 | 0 | 0 | 0 | 0 | 0 | 0 | 0 | 0 | 0 | 0 | 0 | 0 | 0 | 0 | 0 | 0 | 0 | 0 | 0 | 0 | 0 | 0 | 0 | 0 | 0 | 0 | 0 | 0 | 0 | 0 | 0
F1_Industrial_Industrial - Int_Existing_Space Heating_Natural Gas_Furnace_E9 | F1 | Industrial | Industrial - Int | Existing | Space Heating | Natural Gas | Furnace | E9 | RVT - Cost of Equipment | 0 | 0 | 0 | 0 | 0 | 0 | 0 | 0 | 0 | 0 | 0 | 0 | 0 | 0 | 0 | 0 | 0 | 0 | 0 | 0 | 0 | 0 | 0 | 0 | 0 | 0 | 0 | 0 | 0 | 0 | 0 | 0 | 0
F1_Industrial_Industrial - Int_Existing_Space Heating_Natural Gas_Furnace_E10 | F1 | Industrial | Industrial - Int | Existing | Space Heating | Natural Gas | Furnace | E10 | RVT - Cost of Equipment | 0 | 0 | 0 | 0 | 0 | 0 | 0 | 0 | 0 | 0 | 0 | 0 | 0 | 0 | 0 | 0 | 0 | 0 | 0 | 0 | 0 | 0 | 0 | 0 | 0 | 0 | 0 | 0 | 0 | 0 | 0 | 0 | 0
F2_Industrial_Industrial - Int_Existing_Space Heating_Natural Gas_Furnace_E1 | F2 | Industrial | Industrial - Int | Existing | Space Heating | Natural Gas | Furnace | E1 | RVT - Cost of Operation | 79.3065 | 79.3771 | 79.4542 | 79.5693 | 79.7333 | 79.9828 | 80.1575 | 80.2928 | 80.4428 | 80.5816 | 80.6774 | 80.7363 | 80.7888 | 80.8364 | 80.8985 | 80.9238 | 80.968 | 81.0514 | 81.1396 | 81.2424 | 81.364 | 81.4656 | 81.5452 | 81.6053 | 81.6454 | 81.657 | 81.6357 | 81.5918 | 81.5572 | 81.5404 | 81.5527 | 81.5574 | 81.5574
F2_Industrial_Industrial - Int_Existing_Space Heating_Natural Gas_Furnace_E2 | F2 | Industrial | Industrial - Int | Existing | Space Heating | Natural Gas | Furnace | E2 | RVT - Cost of Operation | 70.4973 | 70.56 | 70.6285 | 70.7309 | 70.8766 | 71.0984 | 71.2537 | 71.374 | 71.5074 | 71.6307 | 71.7159 | 71.7682 | 71.8149 | 71.8572 | 71.9125 | 71.9349 | 71.9742 | 72.0484 | 72.1267 | 72.2182 | 72.3262 | 72.4165 | 72.4873 | 72.5407 | 72.5764 | 72.5867 | 72.5677 | 72.5287 | 72.498 | 72.483 | 72.4939 | 72.4981 | 72.4981
F2_Industrial_Industrial - Int_Existing_Space Heating_Natural Gas_Furnace_E3 | F2 | Industrial | Industrial - Int | Existing | Space Heating | Natural Gas | Furnace | E3 | RVT - Cost of Operation | 66.0849 | 66.1437 | 66.2079 | 66.3039 | 66.4405 | 66.6484 | 66.794 | 66.9067 | 67.0317 | 67.1474 | 67.2272 | 67.2763 | 67.3201 | 67.3597 | 67.4115 | 67.4326 | 67.4693 | 67.5389 | 67.6124 | 67.698 | 67.7993 | 67.884 | 67.9503 | 68.0004 | 68.0338 | 68.0435 | 68.0257 | 67.9891 | 67.9603 | 67.9464 | 67.9565 | 67.9605 | 67.9605
F2_Industrial_Industrial - Int_Existing_Space Heating_Natural Gas_Furnace_E4 | F2 | Industrial | Industrial - Int | Existing | Space Heating | Natural Gas | Furnace | E4 | RVT - Cost of Operation | 0 | 0 | 0 | 0 | 0 | 0 | 0 | 0 | 0 | 0 | 0 | 0 | 0 | 0 | 0 | 0 | 0 | 0 | 0 | 0 | 0 | 0 | 0 | 0 | 0 | 0 | 0 | 0 | 0 | 0 | 0 | 0 | 0
F2_Industrial_Industrial - Int_Existing_Space Heating_Natural Gas_Furnace_E5 | F2 | Industrial | Industrial - Int | Existing | Space Heating | Natural Gas | Furnace | E5 | RVT - Cost of Operation | 0 | 0 | 0 | 0 | 0 | 0 | 0 | 0 | 0 | 0 | 0 | 0 | 0 | 0 | 0 | 0 | 0 | 0 | 0 | 0 | 0 | 0 | 0 | 0 | 0 | 0 | 0 | 0 | 0 | 0 | 0 | 0 | 0
F2_Industrial_Industrial - Int_Existing_Space Heating_Natural Gas_Furnace_E6 | F2 | Industrial | Industrial - Int | Existing | Space Heating | Natural Gas | Furnace | E6 | RVT - Cost of Operation | 0 | 0 | 0 | 0 | 0 | 0 | 0 | 0 | 0 | 0 | 0 | 0 | 0 | 0 | 0 | 0 | 0 | 0 | 0 | 0 | 0 | 0 | 0 | 0 | 0 | 0 | 0 | 0 | 0 | 0 | 0 | 0 | 0
F2_Industrial_Industrial - Int_Existing_Space Heating_Natural Gas_Furnace_E7 | F2 | Industrial | Industrial - Int | Existing | Space Heating | Natural Gas | Furnace | E7 | RVT - Cost of Operation | 0 | 0 | 0 | 0 | 0 | 0 | 0 | 0 | 0 | 0 | 0 | 0 | 0 | 0 | 0 | 0 | 0 | 0 | 0 | 0 | 0 | 0 | 0 | 0 | 0 | 0 | 0 | 0 | 0 | 0 | 0 | 0 | 0
F2_Industrial_Industrial - Int_Existing_Space Heating_Natural Gas_Furnace_E8 | F2 | Industrial | Industrial - Int | Existing | Space Heating | Natural Gas | Furnace | E8 | RVT - Cost of Operation | 0 | 0 | 0 | 0 | 0 | 0 | 0 | 0 | 0 | 0 | 0 | 0 | 0 | 0 | 0 | 0 | 0 | 0 | 0 | 0 | 0 | 0 | 0 | 0 | 0 | 0 | 0 | 0 | 0 | 0 | 0 | 0 | 0
F2_Industrial_Industrial - Int_Existing_Space Heating_Natural Gas_Furnace_E9 | F2 | Industrial | Industrial - Int | Existing | Space Heating | Natural Gas | Furnace | E9 | RVT - Cost of Operation | 0 | 0 | 0 | 0 | 0 | 0 | 0 | 0 | 0 | 0 | 0 | 0 | 0 | 0 | 0 | 0 | 0 | 0 | 0 | 0 | 0 | 0 | 0 | 0 | 0 | 0 | 0 | 0 | 0 | 0 | 0 | 0 | 0
F2_Industrial_Industrial - Int_Existing_Space Heating_Natural Gas_Furnace_E10 | F2 | Industrial | Industrial - Int | Existing | Space Heating | Natural Gas | Furnace | E10 | RVT - Cost of Operation | 0 | 0 | 0 | 0 | 0 | 0 | 0 | 0 | 0 | 0 | 0 | 0 | 0 | 0 | 0 | 0 | 0 | 0 | 0 | 0 | 0 | 0 | 0 | 0 | 0 | 0 | 0 | 0 | 0 | 0 | 0 | 0 | 0
F3_Industrial_Industrial - Int_Existing_Space Heating_Natural Gas_Furnace_E1 | F3 | Industrial | Industrial - Int | Existing | Space Heating | Natural Gas | Furnace | E1 | System - kBTUs of Consumption | 1.406 | 1.406 | 1.406 | 1.406 | 1.406 | 1.406 | 1.406 | 1.406 | 1.406 | 1.406 | 1.406 | 1.406 | 1.406 | 1.406 | 1.406 | 1.406 | 1.406 | 1.406 | 1.406 | 1.406 | 1.406 | 1.406 | 1.406 | 1.406 | 1.406 | 1.406 | 1.406 | 1.406 | 1.406 | 1.406 | 1.406 | 1.406 | 1.406
F3_Industrial_Industrial - Int_Existing_Space Heating_Natural Gas_Furnace_E2 | F3 | Industrial | Industrial - Int | Existing | Space Heating | Natural Gas | Furnace | E2 | System - kBTUs of Consumption | 1.7107 | 1.7107 | 1.7107 | 1.7107 | 1.7107 | 1.7107 | 1.7107 | 1.7107 | 1.7107 | 1.7107 | 1.7107 | 1.7107 | 1.7107 | 1.7107 | 1.7107 | 1.7107 | 1.7107 | 1.7107 | 1.7107 | 1.7107 | 1.7107 | 1.7107 | 1.7107 | 1.7107 | 1.7107 | 1.7107 | 1.7107 | 1.7107 | 1.7107 | 1.7107 | 1.7107 | 1.7107 | 1.7107
F3_Industrial_Industrial - Int_Existing_Space Heating_Natural Gas_Furnace_E3 | F3 | Industrial | Industrial - Int | Existing | Space Heating | Natural Gas | Furnace | E3 | System - kBTUs of Consumption | 2.0154 | 2.0154 | 2.0154 | 2.0154 | 2.0154 | 2.0154 | 2.0154 | 2.0154 | 2.0154 | 2.0154 | 2.0154 | 2.0154 | 2.0154 | 2.0154 | 2.0154 | 2.0154 | 2.0154 | 2.0154 | 2.0154 | 2.0154 | 2.0154 | 2.0154 | 2.0154 | 2.0154 | 2.0154 | 2.0154 | 2.0154 | 2.0154 | 2.0154 | 2.0154 | 2.0154 | 2.0154 | 2.0154
F3_Industrial_Industrial - Int_Existing_Space Heating_Natural Gas_Furnace_E4 | F3 | Industrial | Industrial - Int | Existing | Space Heating | Natural Gas | Furnace | E4 | System - kBTUs of Consumption | 0 | 0 | 0 | 0 | 0 | 0 | 0 | 0 | 0 | 0 | 0 | 0 | 0 | 0 | 0 | 0 | 0 | 0 | 0 | 0 | 0 | 0 | 0 | 0 | 0 | 0 | 0 | 0 | 0 | 0 | 0 | 0 | 0
F3_Industrial_Industrial - Int_Existing_Space Heating_Natural Gas_Furnace_E5 | F3 | Industrial | Industrial - Int | Existing | Space Heating | Natural Gas | Furnace | E5 | System - kBTUs of Consumption | 0 | 0 | 0 | 0 | 0 | 0 | 0 | 0 | 0 | 0 | 0 | 0 | 0 | 0 | 0 | 0 | 0 | 0 | 0 | 0 | 0 | 0 | 0 | 0 | 0 | 0 | 0 | 0 | 0 | 0 | 0 | 0 | 0
F3_Industrial_Industrial - Int_Existing_Space Heating_Natural Gas_Furnace_E6 | F3 | Industrial | Industrial - Int | Existing | Space Heating | Natural Gas | Furnace | E6 | System - kBTUs of Consumption | 0 | 0 | 0 | 0 | 0 | 0 | 0 | 0 | 0 | 0 | 0 | 0 | 0 | 0 | 0 | 0 | 0 | 0 | 0 | 0 | 0 | 0 | 0 | 0 | 0 | 0 | 0 | 0 | 0 | 0 | 0 | 0 | 0
F3_Industrial_Industrial - Int_Existing_Space Heating_Natural Gas_Furnace_E7 | F3 | Industrial | Industrial - Int | Existing | Space Heating | Natural Gas | Furnace | E7 | System - kBTUs of Consumption | 0 | 0 | 0 | 0 | 0 | 0 | 0 | 0 | 0 | 0 | 0 | 0 | 0 | 0 | 0 | 0 | 0 | 0 | 0 | 0 | 0 | 0 | 0 | 0 | 0 | 0 | 0 | 0 | 0 | 0 | 0 | 0 | 0
F3_Industrial_Industrial - Int_Existing_Space Heating_Natural Gas_Furnace_E8 | F3 | Industrial | Industrial - Int | Existing | Space Heating | Natural Gas | Furnace | E8 | System - kBTUs of Consumption | 0 | 0 | 0 | 0 | 0 | 0 | 0 | 0 | 0 | 0 | 0 | 0 | 0 | 0 | 0 | 0 | 0 | 0 | 0 | 0 | 0 | 0 | 0 | 0 | 0 | 0 | 0 | 0 | 0 | 0 | 0 | 0 | 0
F3_Industrial_Industrial - Int_Existing_Space Heating_Natural Gas_Furnace_E9 | F3 | Industrial | Industrial - Int | Existing | Space Heating | Natural Gas | Furnace | E9 | System - kBTUs of Consumption | 0 | 0 | 0 | 0 | 0 | 0 | 0 | 0 | 0 | 0 | 0 | 0 | 0 | 0 | 0 | 0 | 0 | 0 | 0 | 0 | 0 | 0 | 0 | 0 | 0 | 0 | 0 | 0 | 0 | 0 | 0 | 0 | 0
F3_Industrial_Industrial - Int_Existing_Space Heating_Natural Gas_Furnace_E10 | F3 | Industrial | Industrial - Int | Existing | Space Heating | Natural Gas | Furnace | E10 | System - kBTUs of Consumption | 0 | 0 | 0 | 0 | 0 | 0 | 0 | 0 | 0 | 0 | 0 | 0 | 0 | 0 | 0 | 0 | 0 | 0 | 0 | 0 | 0 | 0 | 0 | 0 | 0 | 0 | 0 | 0 | 0 | 0 | 0 | 0 | 0
F4_Industrial_Industrial - Int_Existing_Space Heating_Natural Gas_Furnace_E1 | F4 | Industrial | Industrial - Int | Existing | Space Heating | Natural Gas | Furnace | E1 | Utility - Cost of Equipment | 79.3065 | 79.3771 | 79.4542 | 79.5693 | 79.7333 | 79.9828 | 80.1575 | 80.2928 | 80.4428 | 80.5816 | 80.6774 | 80.7363 | 80.7888 | 80.8364 | 80.8985 | 80.9238 | 80.968 | 81.0514 | 81.1396 | 81.2424 | 81.364 | 81.4656 | 81.5452 | 81.6053 | 81.6454 | 81.657 | 81.6357 | 81.5918 | 81.5572 | 81.5404 | 81.5527 | 81.5574 | 81.5574
F4_Industrial_Industrial - Int_Existing_Space Heating_Natural Gas_Furnace_E2 | F4 | Industrial | Industrial - Int | Existing | Space Heating | Natural Gas | Furnace | E2 | Utility - Cost of Equipment | 70.4973 | 70.56 | 70.6285 | 70.7309 | 70.8766 | 71.0984 | 71.2537 | 71.374 | 71.5074 | 71.6307 | 71.7159 | 71.7682 | 71.8149 | 71.8572 | 71.9125 | 71.9349 | 71.9742 | 72.0484 | 72.1267 | 72.2182 | 72.3262 | 72.4165 | 72.4873 | 72.5407 | 72.5764 | 72.5867 | 72.5677 | 72.5287 | 72.498 | 72.483 | 72.4939 | 72.4981 | 72.4981
F4_Industrial_Industrial - Int_Existing_Space Heating_Natural Gas_Furnace_E3 | F4 | Industrial | Industrial - Int | Existing | Space Heating | Natural Gas | Furnace | E3 | Utility - Cost of Equipment | 66.0849 | 66.1437 | 66.2079 | 66.3039 | 66.4405 | 66.6484 | 66.794 | 66.9067 | 67.0317 | 67.1474 | 67.2272 | 67.2763 | 67.3201 | 67.3597 | 67.4115 | 67.4326 | 67.4693 | 67.5389 | 67.6124 | 67.698 | 67.7993 | 67.884 | 67.9503 | 68.0004 | 68.0338 | 68.0435 | 68.0257 | 67.9891 | 67.9603 | 67.9464 | 67.9565 | 67.9605 | 67.9605
F4_Industrial_Industrial - Int_Existing_Space Heating_Natural Gas_Furnace_E4 | F4 | Industrial | Industrial - Int | Existing | Space Heating | Natural Gas | Furnace | E4 | Utility - Cost of Equipment | 0 | 0 | 0 | 0 | 0 | 0 | 0 | 0 | 0 | 0 | 0 | 0 | 0 | 0 | 0 | 0 | 0 | 0 | 0 | 0 | 0 | 0 | 0 | 0 | 0 | 0 | 0 | 0 | 0 | 0 | 0 | 0 | 0
F4_Industrial_Industrial - Int_Existing_Space Heating_Natural Gas_Furnace_E5 | F4 | Industrial | Industrial - Int | Existing | Space Heating | Natural Gas | Furnace | E5 | Utility - Cost of Equipment | 0 | 0 | 0 | 0 | 0 | 0 | 0 | 0 | 0 | 0 | 0 | 0 | 0 | 0 | 0 | 0 | 0 | 0 | 0 | 0 | 0 | 0 | 0 | 0 | 0 | 0 | 0 | 0 | 0 | 0 | 0 | 0 | 0
F4_Industrial_Industrial - Int_Existing_Space Heating_Natural Gas_Furnace_E6 | F4 | Industrial | Industrial - Int | Existing | Space Heating | Natural Gas | Furnace | E6 | Utility - Cost of Equipment | 0 | 0 | 0 | 0 | 0 | 0 | 0 | 0 | 0 | 0 | 0 | 0 | 0 | 0 | 0 | 0 | 0 | 0 | 0 | 0 | 0 | 0 | 0 | 0 | 0 | 0 | 0 | 0 | 0 | 0 | 0 | 0 | 0
F4_Industrial_Industrial - Int_Existing_Space Heating_Natural Gas_Furnace_E7 | F4 | Industrial | Industrial - Int | Existing | Space Heating | Natural Gas | Furnace | E7 | Utility - Cost of Equipment | 0 | 0 | 0 | 0 | 0 | 0 | 0 | 0 | 0 | 0 | 0 | 0 | 0 | 0 | 0 | 0 | 0 | 0 | 0 | 0 | 0 | 0 | 0 | 0 | 0 | 0 | 0 | 0 | 0 | 0 | 0 | 0 | 0
F4_Industrial_Industrial - Int_Existing_Space Heating_Natural Gas_Furnace_E8 | F4 | Industrial | Industrial - Int | Existing | Space Heating | Natural Gas | Furnace | E8 | Utility - Cost of Equipment | 0 | 0 | 0 | 0 | 0 | 0 | 0 | 0 | 0 | 0 | 0 | 0 | 0 | 0 | 0 | 0 | 0 | 0 | 0 | 0 | 0 | 0 | 0 | 0 | 0 | 0 | 0 | 0 | 0 | 0 | 0 | 0 | 0
F4_Industrial_Industrial - Int_Existing_Space Heating_Natural Gas_Furnace_E9 | F4 | Industrial | Industrial - Int | Existing | Space Heating | Natural Gas | Furnace | E9 | Utility - Cost of Equipment | 0 | 0 | 0 | 0 | 0 | 0 | 0 | 0 | 0 | 0 | 0 | 0 | 0 | 0 | 0 | 0 | 0 | 0 | 0 | 0 | 0 | 0 | 0 | 0 | 0 | 0 | 0 | 0 | 0 | 0 | 0 | 0 | 0
F4_Industrial_Industrial - Int_Existing_Space Heating_Natural Gas_Furnace_E10 | F4 | Industrial | Industrial - Int | Existing | Space Heating | Natural Gas | Furnace | E10 | Utility - Cost of Equipment | 0 | 0 | 0 | 0 | 0 | 0 | 0 | 0 | 0 | 0 | 0 | 0 | 0 | 0 | 0 | 0 | 0 | 0 | 0 | 0 | 0 | 0 | 0 | 0 | 0 | 0 | 0 | 0 | 0 | 0 | 0 | 0 | 0
F5_Industrial_Industrial - Int_Existing_Space Heating_Natural Gas_Furnace_E1 | F5 | Industrial | Industrial - Int | Existing | Space Heating | Natural Gas | Furnace | E1 | Utility - Cost of Operation | 1.406 | 1.406 | 1.406 | 1.406 | 1.406 | 1.406 | 1.406 | 1.406 | 1.406 | 1.406 | 1.406 | 1.406 | 1.406 | 1.406 | 1.406 | 1.406 | 1.406 | 1.406 | 1.406 | 1.406 | 1.406 | 1.406 | 1.406 | 1.406 | 1.406 | 1.406 | 1.406 | 1.406 | 1.406 | 1.406 | 1.406 | 1.406 | 1.406
F5_Industrial_Industrial - Int_Existing_Space Heating_Natural Gas_Furnace_E2 | F5 | Industrial | Industrial - Int | Existing | Space Heating | Natural Gas | Furnace | E2 | Utility - Cost of Operation | 1.7107 | 1.7107 | 1.7107 | 1.7107 | 1.7107 | 1.7107 | 1.7107 | 1.7107 | 1.7107 | 1.7107 | 1.7107 | 1.7107 | 1.7107 | 1.7107 | 1.7107 | 1.7107 | 1.7107 | 1.7107 | 1.7107 | 1.7107 | 1.7107 | 1.7107 | 1.7107 | 1.7107 | 1.7107 | 1.7107 | 1.7107 | 1.7107 | 1.7107 | 1.7107 | 1.7107 | 1.7107 | 1.7107
F5_Industrial_Industrial - Int_Existing_Space Heating_Natural Gas_Furnace_E3 | F5 | Industrial | Industrial - Int | Existing | Space Heating | Natural Gas | Furnace | E3 | Utility - Cost of Operation | 2.0154 | 2.0154 | 2.0154 | 2.0154 | 2.0154 | 2.0154 | 2.0154 | 2.0154 | 2.0154 | 2.0154 | 2.0154 | 2.0154 | 2.0154 | 2.0154 | 2.0154 | 2.0154 | 2.0154 | 2.0154 | 2.0154 | 2.0154 | 2.0154 | 2.0154 | 2.0154 | 2.0154 | 2.0154 | 2.0154 | 2.0154 | 2.0154 | 2.0154 | 2.0154 | 2.0154 | 2.0154 | 2.0154
F5_Industrial_Industrial - Int_Existing_Space Heating_Natural Gas_Furnace_E4 | F5 | Industrial | Industrial - Int | Existing | Space Heating | Natural Gas | Furnace | E4 | Utility - Cost of Operation | 0 | 0 | 0 | 0 | 0 | 0 | 0 | 0 | 0 | 0 | 0 | 0 | 0 | 0 | 0 | 0 | 0 | 0 | 0 | 0 | 0 | 0 | 0 | 0 | 0 | 0 | 0 | 0 | 0 | 0 | 0 | 0 | 0
F5_Industrial_Industrial - Int_Existing_Space Heating_Natural Gas_Furnace_E5 | F5 | Industrial | Industrial - Int | Existing | Space Heating | Natural Gas | Furnace | E5 | Utility - Cost of Operation | 0 | 0 | 0 | 0 | 0 | 0 | 0 | 0 | 0 | 0 | 0 | 0 | 0 | 0 | 0 | 0 | 0 | 0 | 0 | 0 | 0 | 0 | 0 | 0 | 0 | 0 | 0 | 0 | 0 | 0 | 0 | 0 | 0
F5_Industrial_Industrial - Int_Existing_Space Heating_Natural Gas_Furnace_E6 | F5 | Industrial | Industrial - Int | Existing | Space Heating | Natural Gas | Furnace | E6 | Utility - Cost of Operation | 0 | 0 | 0 | 0 | 0 | 0 | 0 | 0 | 0 | 0 | 0 | 0 | 0 | 0 | 0 | 0 | 0 | 0 | 0 | 0 | 0 | 0 | 0 | 0 | 0 | 0 | 0 | 0 | 0 | 0 | 0 | 0 | 0
F5_Industrial_Industrial - Int_Existing_Space Heating_Natural Gas_Furnace_E7 | F5 | Industrial | Industrial - Int | Existing | Space Heating | Natural Gas | Furnace | E7 | Utility - Cost of Operation | 0 | 0 | 0 | 0 | 0 | 0 | 0 | 0 | 0 | 0 | 0 | 0 | 0 | 0 | 0 | 0 | 0 | 0 | 0 | 0 | 0 | 0 | 0 | 0 | 0 | 0 | 0 | 0 | 0 | 0 | 0 | 0 | 0
F5_Industrial_Industrial - Int_Existing_Space Heating_Natural Gas_Furnace_E8 | F5 | Industrial | Industrial - Int | Existing | Space Heating | Natural Gas | Furnace | E8 | Utility - Cost of Operation | 0 | 0 | 0 | 0 | 0 | 0 | 0 | 0 | 0 | 0 | 0 | 0 | 0 | 0 | 0 | 0 | 0 | 0 | 0 | 0 | 0 | 0 | 0 | 0 | 0 | 0 | 0 | 0 | 0 | 0 | 0 | 0 | 0
F5_Industrial_Industrial - Int_Existing_Space Heating_Natural Gas_Furnace_E9 | F5 | Industrial | Industrial - Int | Existing | Space Heating | Natural Gas | Furnace | E9 | Utility - Cost of Operation | 0 | 0 | 0 | 0 | 0 | 0 | 0 | 0 | 0 | 0 | 0 | 0 | 0 | 0 | 0 | 0 | 0 | 0 | 0 | 0 | 0 | 0 | 0 | 0 | 0 | 0 | 0 | 0 | 0 | 0 | 0 | 0 | 0
F5_Industrial_Industrial - Int_Existing_Space Heating_Natural Gas_Furnace_E10 | F5 | Industrial | Industrial - Int | Existing | Space Heating | Natural Gas | Furnace | E10 | Utility - Cost of Operation | 0 | 0 | 0 | 0 | 0 | 0 | 0 | 0 | 0 | 0 | 0 | 0 | 0 | 0 | 0 | 0 | 0 | 0 | 0 | 0 | 0 | 0 | 0 | 0 | 0 | 0 | 0 | 0 | 0 | 0 | 0 | 0 | 0
F6_Industrial_Industrial - Int_Existing_Space Heating_Natural Gas_Furnace_E1 | F6 | Industrial | Industrial - Int | Existing | Space Heating | Natural Gas | Furnace | E1 | Utility - Value of Sales | 34.8779 | 34.6911 | 34.4959 | 34.3006 | 34.1061 | 33.9128 | 33.7215 | 33.5328 | 33.3474 | 33.1659 | 32.989 | 32.8173 | 32.6515 | 32.4922 | 32.3401 | 32.1958 | 32.0601 | 31.9328 | 31.814 | 31.7037 | 31.6019 | 31.5085 | 31.4237 | 31.3473 | 31.2794 | 31.2201 | 31.1691 | 31.1267 | 31.0928 | 31.0673 | 31.0503 | 31.0418 | 31.0418
F6_Industrial_Industrial - Int_Existing_Space Heating_Natural Gas_Furnace_E2 | F6 | Industrial | Industrial - Int | Existing | Space Heating | Natural Gas | Furnace | E2 | Utility - Value of Sales | 31.0037 | 30.8377 | 30.6641 | 30.4906 | 30.3176 | 30.1458 | 29.9758 | 29.808 | 29.6432 | 29.4819 | 29.3246 | 29.172 | 29.0246 | 28.883 | 28.7478 | 28.6196 | 28.4989 | 28.3857 | 28.2801 | 28.1821 | 28.0916 | 28.0086 | 27.9332 | 27.8653 | 27.805 | 27.7522 | 27.7069 | 27.6692 | 27.639 | 27.6164 | 27.6013 | 27.5938 | 27.5938
F6_Industrial_Industrial - Int_Existing_Space Heating_Natural Gas_Furnace_E3 | F6 | Industrial | Industrial - Int | Existing | Space Heating | Natural Gas | Furnace | E3 | Utility - Value of Sales | 29.0632 | 28.9076 | 28.7449 | 28.5822 | 28.42 | 28.259 | 28.0996 | 27.9424 | 27.7879 | 27.6366 | 27.4892 | 27.3461 | 27.208 | 27.0752 | 26.9485 | 26.8283 | 26.7151 | 26.6091 | 26.5101 | 26.4182 | 26.3333 | 26.2556 | 26.1849 | 26.1212 | 26.0647 | 26.0152 | 25.9728 | 25.9374 | 25.9091 | 25.8879 | 25.8738 | 25.8667 | 25.8667
F6_Industrial_Industrial - Int_Existing_Space Heating_Natural Gas_Furnace_E4 | F6 | Industrial | Industrial - Int | Existing | Space Heating | Natural Gas | Furnace | E4 | Utility - Value of Sales | 0 | 0 | 0 | 0 | 0 | 0 | 0 | 0 | 0 | 0 | 0 | 0 | 0 | 0 | 0 | 0 | 0 | 0 | 0 | 0 | 0 | 0 | 0 | 0 | 0 | 0 | 0 | 0 | 0 | 0 | 0 | 0 | 0
F6_Industrial_Industrial - Int_Existing_Space Heating_Natural Gas_Furnace_E5 | F6 | Industrial | Industrial - Int | Existing | Space Heating | Natural Gas | Furnace | E5 | Utility - Value of Sales | 0 | 0 | 0 | 0 | 0 | 0 | 0 | 0 | 0 | 0 | 0 | 0 | 0 | 0 | 0 | 0 | 0 | 0 | 0 | 0 | 0 | 0 | 0 | 0 | 0 | 0 | 0 | 0 | 0 | 0 | 0 | 0 | 0
F6_Industrial_Industrial - Int_Existing_Space Heating_Natural Gas_Furnace_E6 | F6 | Industrial | Industrial - Int | Existing | Space Heating | Natural Gas | Furnace | E6 | Utility - Value of Sales | 0 | 0 | 0 | 0 | 0 | 0 | 0 | 0 | 0 | 0 | 0 | 0 | 0 | 0 | 0 | 0 | 0 | 0 | 0 | 0 | 0 | 0 | 0 | 0 | 0 | 0 | 0 | 0 | 0 | 0 | 0 | 0 | 0
F6_Industrial_Industrial - Int_Existing_Space Heating_Natural Gas_Furnace_E7 | F6 | Industrial | Industrial - Int | Existing | Space Heating | Natural Gas | Furnace | E7 | Utility - Value of Sales | 0 | 0 | 0 | 0 | 0 | 0 | 0 | 0 | 0 | 0 | 0 | 0 | 0 | 0 | 0 | 0 | 0 | 0 | 0 | 0 | 0 | 0 | 0 | 0 | 0 | 0 | 0 | 0 | 0 | 0 | 0 | 0 | 0
F6_Industrial_Industrial - Int_Existing_Space Heating_Natural Gas_Furnace_E8 | F6 | Industrial | Industrial - Int | Existing | Space Heating | Natural Gas | Furnace | E8 | Utility - Value of Sales | 0 | 0 | 0 | 0 | 0 | 0 | 0 | 0 | 0 | 0 | 0 | 0 | 0 | 0 | 0 | 0 | 0 | 0 | 0 | 0 | 0 | 0 | 0 | 0 | 0 | 0 | 0 | 0 | 0 | 0 | 0 | 0 | 0
F6_Industrial_Industrial - Int_Existing_Space Heating_Natural Gas_Furnace_E9 | F6 | Industrial | Industrial - Int | Existing | Space Heating | Natural Gas | Furnace | E9 | Utility - Value of Sales | 0 | 0 | 0 | 0 | 0 | 0 | 0 | 0 | 0 | 0 | 0 | 0 | 0 | 0 | 0 | 0 | 0 | 0 | 0 | 0 | 0 | 0 | 0 | 0 | 0 | 0 | 0 | 0 | 0 | 0 | 0 | 0 | 0
F6_Industrial_Industrial - Int_Existing_Space Heating_Natural Gas_Furnace_E10 | F6 | Industrial | Industrial - Int | Existing | Space Heating | Natural Gas | Furnace | E10 | Utility - Value of Sales | 0 | 0 | 0 | 0 | 0 | 0 | 0 | 0 | 0 | 0 | 0 | 0 | 0 | 0 | 0 | 0 | 0 | 0 | 0 | 0 | 0 | 0 | 0 | 0 | 0 | 0 | 0 | 0 | 0 | 0 | 0 | 0 | 0
F1_Industrial_Industrial - Int_Existing_Space Heating_Natural Gas_Boiler_E1 | F1 | Industrial | Industrial - Int | Existing | Space Heating | Natural Gas | Boiler | E1 | RVT - Cost of Equipment | 72.152 | 72.221 | 72.2966 | 72.405 | 72.5542 | 72.7759 | 72.931 | 73.0495 | 73.1782 | 73.2956 | 73.3757 | 73.4255 | 73.471 | 73.5127 | 73.5667 | 73.5886 | 73.6269 | 73.6992 | 73.7756 | 73.8646 | 73.9699 | 74.058 | 74.1269 | 74.179 | 74.2137 | 74.2238 | 74.2053 | 74.1673 | 74.1373 | 74.1228 | 74.1334 | 74.1375 | 74.1375
F1_Industrial_Industrial - Int_Existing_Space Heating_Natural Gas_Boiler_E2 | F1 | Industrial | Industrial - Int | Existing | Space Heating | Natural Gas | Boiler | E2 | RVT - Cost of Equipment | 67.9063 | 67.9712 | 68.0424 | 68.1444 | 68.2848 | 68.4935 | 68.6394 | 68.7509 | 68.8721 | 68.9826 | 69.058 | 69.1048 | 69.1477 | 69.1869 | 69.2377 | 69.2583 | 69.2943 | 69.3624 | 69.4343 | 69.5181 | 69.6172 | 69.7001 | 69.7649 | 69.814 | 69.8466 | 69.8561 | 69.8387 | 69.8029 | 69.7747 | 69.7611 | 69.771 | 69.7749 | 69.7749
F1_Industrial_Industrial - Int_Existing_Space Heating_Natural Gas_Boiler_E3 | F1 | Industrial | Industrial - Int | Existing | Space Heating | Natural Gas | Boiler | E3 | RVT - Cost of Equipment | 59.5058 | 59.5627 | 59.6251 | 59.7144 | 59.8375 | 60.0204 | 60.1482 | 60.246 | 60.3521 | 60.4489 | 60.515 | 60.5561 | 60.5936 | 60.628 | 60.6725 | 60.6906 | 60.7221 | 60.7818 | 60.8448 | 60.9182 | 61.0051 | 61.0777 | 61.1345 | 61.1775 | 61.2061 | 61.2144 | 61.1992 | 61.1678 | 61.1431 | 61.1311 | 61.1399 | 61.1433 | 61.1433
F1_Industrial_Industrial - Int_Existing_Space Heating_Natural Gas_Boiler_E4 | F1 | Industrial | Industrial - Int | Existing | Space Heating | Natural Gas | Boiler | E4 | RVT - Cost of Equipment | 40.7735 | 40.8091 | 40.8468 | 40.9077 | 40.9988 | 41.1466 | 41.2423 | 41.3117 | 41.3932 | 41.4698 | 41.5208 | 41.552 | 41.5836 | 41.6151 | 41.6587 | 41.6788 | 41.7124 | 41.7718 | 41.8328 | 41.9024 | 41.984 | 42.0526 | 42.1064 | 42.1471 | 42.1742 | 42.1821 | 42.1677 | 42.1379 | 42.1146 | 42.1032 | 42.1115 | 42.1147 | 42.1147
F1_Industrial_Industrial - Int_Existing_Space Heating_Natural Gas_Boiler_E5 | F1 | Industrial | Industrial - Int | Existing | Space Heating | Natural Gas | Boiler | E5 | RVT - Cost of Equipment | 0 | 0 | 0 | 0 | 0 | 0 | 0 | 0 | 0 | 0 | 0 | 0 | 0 | 0 | 0 | 0 | 0 | 0 | 0 | 0 | 0 | 0 | 0 | 0 | 0 | 0 | 0 | 0 | 0 | 0 | 0 | 0 | 0
F1_Industrial_Industrial - Int_Existing_Space Heating_Natural Gas_Boiler_E6 | F1 | Industrial | Industrial - Int | Existing | Space Heating | Natural Gas | Boiler | E6 | RVT - Cost of Equipment | 0 | 0 | 0 | 0 | 0 | 0 | 0 | 0 | 0 | 0 | 0 | 0 | 0 | 0 | 0 | 0 | 0 | 0 | 0 | 0 | 0 | 0 | 0 | 0 | 0 | 0 | 0 | 0 | 0 | 0 | 0 | 0 | 0
F1_Industrial_Industrial - Int_Existing_Space Heating_Natural Gas_Boiler_E7 | F1 | Industrial | Industrial - Int | Existing | Space Heating | Natural Gas | Boiler | E7 | RVT - Cost of Equipment | 0 | 0 | 0 | 0 | 0 | 0 | 0 | 0 | 0 | 0 | 0 | 0 | 0 | 0 | 0 | 0 | 0 | 0 | 0 | 0 | 0 | 0 | 0 | 0 | 0 | 0 | 0 | 0 | 0 | 0 | 0 | 0 | 0
F1_Industrial_Industrial - Int_Existing_Space Heating_Natural Gas_Boiler_E8 | F1 | Industrial | Industrial - Int | Existing | Space Heating | Natural Gas | Boiler | E8 | RVT - Cost of Equipment | 0 | 0 | 0 | 0 | 0 | 0 | 0 | 0 | 0 | 0 | 0 | 0 | 0 | 0 | 0 | 0 | 0 | 0 | 0 | 0 | 0 | 0 | 0 | 0 | 0 | 0 | 0 | 0 | 0 | 0 | 0 | 0 | 0
F1_Industrial_Industrial - Int_Existing_Space Heating_Natural Gas_Boiler_E9 | F1 | Industrial | Industrial - Int | Existing | Space Heating | Natural Gas | Boiler | E9 | RVT - Cost of Equipment | 0 | 0 | 0 | 0 | 0 | 0 | 0 | 0 | 0 | 0 | 0 | 0 | 0 | 0 | 0 | 0 | 0 | 0 | 0 | 0 | 0 | 0 | 0 | 0 | 0 | 0 | 0 | 0 | 0 | 0 | 0 | 0 | 0
F1_Industrial_Industrial - Int_Existing_Space Heating_Natural Gas_Boiler_E10 | F1 | Industrial | Industrial - Int | Existing | Space Heating | Natural Gas | Boiler | E10 | RVT - Cost of Equipment | 0 | 0 | 0 | 0 | 0 | 0 | 0 | 0 | 0 | 0 | 0 | 0 | 0 | 0 | 0 | 0 | 0 | 0 | 0 | 0 | 0 | 0 | 0 | 0 | 0 | 0 | 0 | 0 | 0 | 0 | 0 | 0 | 0
F2_Industrial_Industrial - Int_Existing_Space Heating_Natural Gas_Boiler_E1 | F2 | Industrial | Industrial - Int | Existing | Space Heating | Natural Gas | Boiler | E1 | RVT - Cost of Operation | 86.4428 | 86.5255 | 86.6161 | 86.7459 | 86.9246 | 87.1903 | 87.3761 | 87.5181 | 87.6723 | 87.8129 | 87.9089 | 87.9686 | 88.0231 | 88.0731 | 88.1377 | 88.164 | 88.2098 | 88.2964 | 88.3879 | 88.4947 | 88.6208 | 88.7263 | 88.8089 | 88.8713 | 88.9129 | 88.9249 | 88.9028 | 88.8572 | 88.8213 | 88.8039 | 88.8166 | 88.8215 | 88.8215
F2_Industrial_Industrial - Int_Existing_Space Heating_Natural Gas_Boiler_E2 | F2 | Industrial | Industrial - Int | Existing | Space Heating | Natural Gas | Boiler | E2 | RVT - Cost of Operation | 81.3561 | 81.4339 | 81.5192 | 81.6414 | 81.8096 | 82.0596 | 82.2344 | 82.3681 | 82.5132 | 82.6456 | 82.7359 | 82.7921 | 82.8434 | 82.8904 | 82.9513 | 82.976 | 83.0191 | 83.1006 | 83.1868 | 83.2872 | 83.4059 | 83.5052 | 83.5829 | 83.6417 | 83.6808 | 83.6921 | 83.6713 | 83.6285 | 83.5947 | 83.5783 | 83.5902 | 83.5948 | 83.5948
F2_Industrial_Industrial - Int_Existing_Space Heating_Natural Gas_Boiler_E3 | F2 | Industrial | Industrial - Int | Existing | Space Heating | Natural Gas | Boiler | E3 | RVT - Cost of Operation | 71.2918 | 71.36 | 71.4347 | 71.5418 | 71.6892 | 71.9083 | 72.0615 | 72.1786 | 72.3058 | 72.4218 | 72.5009 | 72.5502 | 72.5951 | 72.6363 | 72.6897 | 72.7113 | 72.7491 | 72.8205 | 72.896 | 72.984 | 73.088 | 73.1751 | 73.2431 | 73.2946 | 73.3289 | 73.3389 | 73.3206 | 73.2831 | 73.2535 | 73.2391 | 73.2496 | 73.2536 | 73.2536
F2_Industrial_Industrial - Int_Existing_Space Heating_Natural Gas_Boiler_E4 | F2 | Industrial | Industrial - Int | Existing | Space Heating | Natural Gas | Boiler | E4 | RVT - Cost of Operation | 48.8493 | 48.892 | 48.9371 | 49.0101 | 49.1193 | 49.2963 | 49.411 | 49.4941 | 49.5917 | 49.6835 | 49.7446 | 49.7821 | 49.8198 | 49.8576 | 49.9098 | 49.934 | 49.9741 | 50.0454 | 50.1184 | 50.2018 | 50.2996 | 50.3817 | 50.4462 | 50.495 | 50.5275 | 50.5369 | 50.5196 | 50.484 | 50.456 | 50.4424 | 50.4523 | 50.4561 | 50.4561
F2_Industrial_Industrial - Int_Existing_Space Heating_Natural Gas_Boiler_E5 | F2 | Industrial | Industrial - Int | Existing | Space Heating | Natural Gas | Boiler | E5 | RVT - Cost of Operation | 0 | 0 | 0 | 0 | 0 | 0 | 0 | 0 | 0 | 0 | 0 | 0 | 0 | 0 | 0 | 0 | 0 | 0 | 0 | 0 | 0 | 0 | 0 | 0 | 0 | 0 | 0 | 0 | 0 | 0 | 0 | 0 | 0
F2_Industrial_Industrial - Int_Existing_Space Heating_Natural Gas_Boiler_E6 | F2 | Industrial | Industrial - Int | Existing | Space Heating | Natural Gas | Boiler | E6 | RVT - Cost of Operation | 0 | 0 | 0 | 0 | 0 | 0 | 0 | 0 | 0 | 0 | 0 | 0 | 0 | 0 | 0 | 0 | 0 | 0 | 0 | 0 | 0 | 0 | 0 | 0 | 0 | 0 | 0 | 0 | 0 | 0 | 0 | 0 | 0
F2_Industrial_Industrial - Int_Existing_Space Heating_Natural Gas_Boiler_E7 | F2 | Industrial | Industrial - Int | Existing | Space Heating | Natural Gas | Boiler | E7 | RVT - Cost of Operation | 0 | 0 | 0 | 0 | 0 | 0 | 0 | 0 | 0 | 0 | 0 | 0 | 0 | 0 | 0 | 0 | 0 | 0 | 0 | 0 | 0 | 0 | 0 | 0 | 0 | 0 | 0 | 0 | 0 | 0 | 0 | 0 | 0
F2_Industrial_Industrial - Int_Existing_Space Heating_Natural Gas_Boiler_E8 | F2 | Industrial | Industrial - Int | Existing | Space Heating | Natural Gas | Boiler | E8 | RVT - Cost of Operation | 0 | 0 | 0 | 0 | 0 | 0 | 0 | 0 | 0 | 0 | 0 | 0 | 0 | 0 | 0 | 0 | 0 | 0 | 0 | 0 | 0 | 0 | 0 | 0 | 0 | 0 | 0 | 0 | 0 | 0 | 0 | 0 | 0
F2_Industrial_Industrial - Int_Existing_Space Heating_Natural Gas_Boiler_E9 | F2 | Industrial | Industrial - Int | Existing | Space Heating | Natural Gas | Boiler | E9 | RVT - Cost of Operation | 0 | 0 | 0 | 0 | 0 | 0 | 0 | 0 | 0 | 0 | 0 | 0 | 0 | 0 | 0 | 0 | 0 | 0 | 0 | 0 | 0 | 0 | 0 | 0 | 0 | 0 | 0 | 0 | 0 | 0 | 0 | 0 | 0
F2_Industrial_Industrial - Int_Existing_Space Heating_Natural Gas_Boiler_E10 | F2 | Industrial | Industrial - Int | Existing | Space Heating | Natural Gas | Boiler | E10 | RVT - Cost of Operation | 0 | 0 | 0 | 0 | 0 | 0 | 0 | 0 | 0 | 0 | 0 | 0 | 0 | 0 | 0 | 0 | 0 | 0 | 0 | 0 | 0 | 0 | 0 | 0 | 0 | 0 | 0 | 0 | 0 | 0 | 0 | 0 | 0
F3_Industrial_Industrial - Int_Existing_Space Heating_Natural Gas_Boiler_E1 | F3 | Industrial | Industrial - Int | Existing | Space Heating | Natural Gas | Boiler | E1 | System - kBTUs of Consumption | 2.953 | 2.953 | 2.953 | 2.953 | 2.953 | 2.953 | 2.953 | 2.953 | 2.953 | 2.953 | 2.953 | 2.953 | 2.953 | 2.953 | 2.953 | 2.953 | 2.953 | 2.953 | 2.953 | 2.953 | 2.953 | 2.953 | 2.953 | 2.953 | 2.953 | 2.953 | 2.953 | 2.953 | 2.953 | 2.953 | 2.953 | 2.953 | 2.953
F3_Industrial_Industrial - Int_Existing_Space Heating_Natural Gas_Boiler_E2 | F3 | Industrial | Industrial - Int | Existing | Space Heating | Natural Gas | Boiler | E2 | System - kBTUs of Consumption | 3.334 | 3.334 | 3.334 | 3.334 | 3.334 | 3.334 | 3.334 | 3.334 | 3.334 | 3.334 | 3.334 | 3.334 | 3.334 | 3.334 | 3.334 | 3.334 | 3.334 | 3.334 | 3.334 | 3.334 | 3.334 | 3.334 | 3.334 | 3.334 | 3.334 | 3.334 | 3.334 | 3.334 | 3.334 | 3.334 | 3.334 | 3.334 | 3.334
F3_Industrial_Industrial - Int_Existing_Space Heating_Natural Gas_Boiler_E3 | F3 | Industrial | Industrial - Int | Existing | Space Heating | Natural Gas | Boiler | E3 | System - kBTUs of Consumption | 4.0991 | 4.0991 | 4.0991 | 4.0991 | 4.0991 | 4.0991 | 4.0991 | 4.0991 | 4.0991 | 4.0991 | 4.0991 | 4.0991 | 4.0991 | 4.0991 | 4.0991 | 4.0991 | 4.0991 | 4.0991 | 4.0991 | 4.0991 | 4.0991 | 4.0991 | 4.0991 | 4.0991 | 4.0991 | 4.0991 | 4.0991 | 4.0991 | 4.0991 | 4.0991 | 4.0991 | 4.0991 | 4.0991
F3_Industrial_Industrial - Int_Existing_Space Heating_Natural Gas_Boiler_E4 | F3 | Industrial | Industrial - Int | Existing | Space Heating | Natural Gas | Boiler | E4 | System - kBTUs of Consumption | 16680.4657 | 16680.4657 | 16680.4657 | 16680.4657 | 16680.4657 | 16680.4657 | 16680.4657 | 16680.4657 | 16680.4657 | 16680.4657 | 16680.4657 | 16680.4657 | 16680.4657 | 16680.4657 | 16680.4657 | 16680.4657 | 16680.4657 | 16680.4657 | 16680.4657 | 16680.4657 | 16680.4657 | 16680.4657 | 16680.4657 | 16680.4657 | 16680.4657 | 16680.4657 | 16680.4657 | 16680.4657 | 16680.4657 | 16680.4657 | 16680.4657 | 16680.4657 | 16680.4657
F3_Industrial_Industrial - Int_Existing_Space Heating_Natural Gas_Boiler_E5 | F3 | Industrial | Industrial - Int | Existing | Space Heating | Natural Gas | Boiler | E5 | System - kBTUs of Consumption | 0 | 0 | 0 | 0 | 0 | 0 | 0 | 0 | 0 | 0 | 0 | 0 | 0 | 0 | 0 | 0 | 0 | 0 | 0 | 0 | 0 | 0 | 0 | 0 | 0 | 0 | 0 | 0 | 0 | 0 | 0 | 0 | 0
F3_Industrial_Industrial - Int_Existing_Space Heating_Natural Gas_Boiler_E6 | F3 | Industrial | Industrial - Int | Existing | Space Heating | Natural Gas | Boiler | E6 | System - kBTUs of Consumption | 0 | 0 | 0 | 0 | 0 | 0 | 0 | 0 | 0 | 0 | 0 | 0 | 0 | 0 | 0 | 0 | 0 | 0 | 0 | 0 | 0 | 0 | 0 | 0 | 0 | 0 | 0 | 0 | 0 | 0 | 0 | 0 | 0
F3_Industrial_Industrial - Int_Existing_Space Heating_Natural Gas_Boiler_E7 | F3 | Industrial | Industrial - Int | Existing | Space Heating | Natural Gas | Boiler | E7 | System - kBTUs of Consumption | 0 | 0 | 0 | 0 | 0 | 0 | 0 | 0 | 0 | 0 | 0 | 0 | 0 | 0 | 0 | 0 | 0 | 0 | 0 | 0 | 0 | 0 | 0 | 0 | 0 | 0 | 0 | 0 | 0 | 0 | 0 | 0 | 0
F3_Industrial_Industrial - Int_Existing_Space Heating_Natural Gas_Boiler_E8 | F3 | Industrial | Industrial - Int | Existing | Space Heating | Natural Gas | Boiler | E8 | System - kBTUs of Consumption | 0 | 0 | 0 | 0 | 0 | 0 | 0 | 0 | 0 | 0 | 0 | 0 | 0 | 0 | 0 | 0 | 0 | 0 | 0 | 0 | 0 | 0 | 0 | 0 | 0 | 0 | 0 | 0 | 0 | 0 | 0 | 0 | 0
F3_Industrial_Industrial - Int_Existing_Space Heating_Natural Gas_Boiler_E9 | F3 | Industrial | Industrial - Int | Existing | Space Heating | Natural Gas | Boiler | E9 | System - kBTUs of Consumption | 0 | 0 | 0 | 0 | 0 | 0 | 0 | 0 | 0 | 0 | 0 | 0 | 0 | 0 | 0 | 0 | 0 | 0 | 0 | 0 | 0 | 0 | 0 | 0 | 0 | 0 | 0 | 0 | 0 | 0 | 0 | 0 | 0
F3_Industrial_Industrial - Int_Existing_Space Heating_Natural Gas_Boiler_E10 | F3 | Industrial | Industrial - Int | Existing | Space Heating | Natural Gas | Boiler | E10 | System - kBTUs of Consumption | 0 | 0 | 0 | 0 | 0 | 0 | 0 | 0 | 0 | 0 | 0 | 0 | 0 | 0 | 0 | 0 | 0 | 0 | 0 | 0 | 0 | 0 | 0 | 0 | 0 | 0 | 0 | 0 | 0 | 0 | 0 | 0 | 0
F4_Industrial_Industrial - Int_Existing_Space Heating_Natural Gas_Boiler_E1 | F4 | Industrial | Industrial - Int | Existing | Space Heating | Natural Gas | Boiler | E1 | Utility - Cost of Equipment | 86.4428 | 86.5255 | 86.6161 | 86.7459 | 86.9246 | 87.1903 | 87.3761 | 87.5181 | 87.6723 | 87.8129 | 87.9089 | 87.9686 | 88.0231 | 88.0731 | 88.1377 | 88.164 | 88.2098 | 88.2964 | 88.3879 | 88.4947 | 88.6208 | 88.7263 | 88.8089 | 88.8713 | 88.9129 | 88.9249 | 88.9028 | 88.8572 | 88.8213 | 88.8039 | 88.8166 | 88.8215 | 88.8215
F4_Industrial_Industrial - Int_Existing_Space Heating_Natural Gas_Boiler_E2 | F4 | Industrial | Industrial - Int | Existing | Space Heating | Natural Gas | Boiler | E2 | Utility - Cost of Equipment | 81.3561 | 81.4339 | 81.5192 | 81.6414 | 81.8096 | 82.0596 | 82.2344 | 82.3681 | 82.5132 | 82.6456 | 82.7359 | 82.7921 | 82.8434 | 82.8904 | 82.9513 | 82.976 | 83.0191 | 83.1006 | 83.1868 | 83.2872 | 83.4059 | 83.5052 | 83.5829 | 83.6417 | 83.6808 | 83.6921 | 83.6713 | 83.6285 | 83.5947 | 83.5783 | 83.5902 | 83.5948 | 83.5948
F4_Industrial_Industrial - Int_Existing_Space Heating_Natural Gas_Boiler_E3 | F4 | Industrial | Industrial - Int | Existing | Space Heating | Natural Gas | Boiler | E3 | Utility - Cost of Equipment | 71.2918 | 71.36 | 71.4347 | 71.5418 | 71.6892 | 71.9083 | 72.0615 | 72.1786 | 72.3058 | 72.4218 | 72.5009 | 72.5502 | 72.5951 | 72.6363 | 72.6897 | 72.7113 | 72.7491 | 72.8205 | 72.896 | 72.984 | 73.088 | 73.1751 | 73.2431 | 73.2946 | 73.3289 | 73.3389 | 73.3206 | 73.2831 | 73.2535 | 73.2391 | 73.2496 | 73.2536 | 73.2536
F4_Industrial_Industrial - Int_Existing_Space Heating_Natural Gas_Boiler_E4 | F4 | Industrial | Industrial - Int | Existing | Space Heating | Natural Gas | Boiler | E4 | Utility - Cost of Equipment | 48.8493 | 48.892 | 48.9371 | 49.0101 | 49.1193 | 49.2963 | 49.411 | 49.4941 | 49.5917 | 49.6835 | 49.7446 | 49.7821 | 49.8198 | 49.8576 | 49.9098 | 49.934 | 49.9741 | 50.0454 | 50.1184 | 50.2018 | 50.2996 | 50.3817 | 50.4462 | 50.495 | 50.5275 | 50.5369 | 50.5196 | 50.484 | 50.456 | 50.4424 | 50.4523 | 50.4561 | 50.4561
F4_Industrial_Industrial - Int_Existing_Space Heating_Natural Gas_Boiler_E5 | F4 | Industrial | Industrial - Int | Existing | Space Heating | Natural Gas | Boiler | E5 | Utility - Cost of Equipment | 0 | 0 | 0 | 0 | 0 | 0 | 0 | 0 | 0 | 0 | 0 | 0 | 0 | 0 | 0 | 0 | 0 | 0 | 0 | 0 | 0 | 0 | 0 | 0 | 0 | 0 | 0 | 0 | 0 | 0 | 0 | 0 | 0
F4_Industrial_Industrial - Int_Existing_Space Heating_Natural Gas_Boiler_E6 | F4 | Industrial | Industrial - Int | Existing | Space Heating | Natural Gas | Boiler | E6 | Utility - Cost of Equipment | 0 | 0 | 0 | 0 | 0 | 0 | 0 | 0 | 0 | 0 | 0 | 0 | 0 | 0 | 0 | 0 | 0 | 0 | 0 | 0 | 0 | 0 | 0 | 0 | 0 | 0 | 0 | 0 | 0 | 0 | 0 | 0 | 0
F4_Industrial_Industrial - Int_Existing_Space Heating_Natural Gas_Boiler_E7 | F4 | Industrial | Industrial - Int | Existing | Space Heating | Natural Gas | Boiler | E7 | Utility - Cost of Equipment | 0 | 0 | 0 | 0 | 0 | 0 | 0 | 0 | 0 | 0 | 0 | 0 | 0 | 0 | 0 | 0 | 0 | 0 | 0 | 0 | 0 | 0 | 0 | 0 | 0 | 0 | 0 | 0 | 0 | 0 | 0 | 0 | 0
F4_Industrial_Industrial - Int_Existing_Space Heating_Natural Gas_Boiler_E8 | F4 | Industrial | Industrial - Int | Existing | Space Heating | Natural Gas | Boiler | E8 | Utility - Cost of Equipment | 0 | 0 | 0 | 0 | 0 | 0 | 0 | 0 | 0 | 0 | 0 | 0 | 0 | 0 | 0 | 0 | 0 | 0 | 0 | 0 | 0 | 0 | 0 | 0 | 0 | 0 | 0 | 0 | 0 | 0 | 0 | 0 | 0
F4_Industrial_Industrial - Int_Existing_Space Heating_Natural Gas_Boiler_E9 | F4 | Industrial | Industrial - Int | Existing | Space Heating | Natural Gas | Boiler | E9 | Utility - Cost of Equipment | 0 | 0 | 0 | 0 | 0 | 0 | 0 | 0 | 0 | 0 | 0 | 0 | 0 | 0 | 0 | 0 | 0 | 0 | 0 | 0 | 0 | 0 | 0 | 0 | 0 | 0 | 0 | 0 | 0 | 0 | 0 | 0 | 0
F4_Industrial_Industrial - Int_Existing_Space Heating_Natural Gas_Boiler_E10 | F4 | Industrial | Industrial - Int | Existing | Space Heating | Natural Gas | Boiler | E10 | Utility - Cost of Equipment | 0 | 0 | 0 | 0 | 0 | 0 | 0 | 0 | 0 | 0 | 0 | 0 | 0 | 0 | 0 | 0 | 0 | 0 | 0 | 0 | 0 | 0 | 0 | 0 | 0 | 0 | 0 | 0 | 0 | 0 | 0 | 0 | 0
F5_Industrial_Industrial - Int_Existing_Space Heating_Natural Gas_Boiler_E1 | F5 | Industrial | Industrial - Int | Existing | Space Heating | Natural Gas | Boiler | E1 | Utility - Cost of Operation | 2.953 | 2.953 | 2.953 | 2.953 | 2.953 | 2.953 | 2.953 | 2.953 | 2.953 | 2.953 | 2.953 | 2.953 | 2.953 | 2.953 | 2.953 | 2.953 | 2.953 | 2.953 | 2.953 | 2.953 | 2.953 | 2.953 | 2.953 | 2.953 | 2.953 | 2.953 | 2.953 | 2.953 | 2.953 | 2.953 | 2.953 | 2.953 | 2.953
F5_Industrial_Industrial - Int_Existing_Space Heating_Natural Gas_Boiler_E2 | F5 | Industrial | Industrial - Int | Existing | Space Heating | Natural Gas | Boiler | E2 | Utility - Cost of Operation | 3.334 | 3.334 | 3.334 | 3.334 | 3.334 | 3.334 | 3.334 | 3.334 | 3.334 | 3.334 | 3.334 | 3.334 | 3.334 | 3.334 | 3.334 | 3.334 | 3.334 | 3.334 | 3.334 | 3.334 | 3.334 | 3.334 | 3.334 | 3.334 | 3.334 | 3.334 | 3.334 | 3.334 | 3.334 | 3.334 | 3.334 | 3.334 | 3.334
F5_Industrial_Industrial - Int_Existing_Space Heating_Natural Gas_Boiler_E3 | F5 | Industrial | Industrial - Int | Existing | Space Heating | Natural Gas | Boiler | E3 | Utility - Cost of Operation | 4.0991 | 4.0991 | 4.0991 | 4.0991 | 4.0991 | 4.0991 | 4.0991 | 4.0991 | 4.0991 | 4.0991 | 4.0991 | 4.0991 | 4.0991 | 4.0991 | 4.0991 | 4.0991 | 4.0991 | 4.0991 | 4.0991 | 4.0991 | 4.0991 | 4.0991 | 4.0991 | 4.0991 | 4.0991 | 4.0991 | 4.0991 | 4.0991 | 4.0991 | 4.0991 | 4.0991 | 4.0991 | 4.0991
F5_Industrial_Industrial - Int_Existing_Space Heating_Natural Gas_Boiler_E4 | F5 | Industrial | Industrial - Int | Existing | Space Heating | Natural Gas | Boiler | E4 | Utility - Cost of Operation | 16680.4657 | 16680.4657 | 16680.4657 | 16680.4657 | 16680.4657 | 16680.4657 | 16680.4657 | 16680.4657 | 16680.4657 | 16680.4657 | 16680.4657 | 16680.4657 | 16680.4657 | 16680.4657 | 16680.4657 | 16680.4657 | 16680.4657 | 16680.4657 | 16680.4657 | 16680.4657 | 16680.4657 | 16680.4657 | 16680.4657 | 16680.4657 | 16680.4657 | 16680.4657 | 16680.4657 | 16680.4657 | 16680.4657 | 16680.4657 | 16680.4657 | 16680.4657 | 16680.4657
F5_Industrial_Industrial - Int_Existing_Space Heating_Natural Gas_Boiler_E5 | F5 | Industrial | Industrial - Int | Existing | Space Heating | Natural Gas | Boiler | E5 | Utility - Cost of Operation | 0 | 0 | 0 | 0 | 0 | 0 | 0 | 0 | 0 | 0 | 0 | 0 | 0 | 0 | 0 | 0 | 0 | 0 | 0 | 0 | 0 | 0 | 0 | 0 | 0 | 0 | 0 | 0 | 0 | 0 | 0 | 0 | 0
F5_Industrial_Industrial - Int_Existing_Space Heating_Natural Gas_Boiler_E6 | F5 | Industrial | Industrial - Int | Existing | Space Heating | Natural Gas | Boiler | E6 | Utility - Cost of Operation | 0 | 0 | 0 | 0 | 0 | 0 | 0 | 0 | 0 | 0 | 0 | 0 | 0 | 0 | 0 | 0 | 0 | 0 | 0 | 0 | 0 | 0 | 0 | 0 | 0 | 0 | 0 | 0 | 0 | 0 | 0 | 0 | 0
F5_Industrial_Industrial - Int_Existing_Space Heating_Natural Gas_Boiler_E7 | F5 | Industrial | Industrial - Int | Existing | Space Heating | Natural Gas | Boiler | E7 | Utility - Cost of Operation | 0 | 0 | 0 | 0 | 0 | 0 | 0 | 0 | 0 | 0 | 0 | 0 | 0 | 0 | 0 | 0 | 0 | 0 | 0 | 0 | 0 | 0 | 0 | 0 | 0 | 0 | 0 | 0 | 0 | 0 | 0 | 0 | 0
F5_Industrial_Industrial - Int_Existing_Space Heating_Natural Gas_Boiler_E8 | F5 | Industrial | Industrial - Int | Existing | Space Heating | Natural Gas | Boiler | E8 | Utility - Cost of Operation | 0 | 0 | 0 | 0 | 0 | 0 | 0 | 0 | 0 | 0 | 0 | 0 | 0 | 0 | 0 | 0 | 0 | 0 | 0 | 0 | 0 | 0 | 0 | 0 | 0 | 0 | 0 | 0 | 0 | 0 | 0 | 0 | 0
F5_Industrial_Industrial - Int_Existing_Space Heating_Natural Gas_Boiler_E9 | F5 | Industrial | Industrial - Int | Existing | Space Heating | Natural Gas | Boiler | E9 | Utility - Cost of Operation | 0 | 0 | 0 | 0 | 0 | 0 | 0 | 0 | 0 | 0 | 0 | 0 | 0 | 0 | 0 | 0 | 0 | 0 | 0 | 0 | 0 | 0 | 0 | 0 | 0 | 0 | 0 | 0 | 0 | 0 | 0 | 0 | 0
F5_Industrial_Industrial - Int_Existing_Space Heating_Natural Gas_Boiler_E10 | F5 | Industrial | Industrial - Int | Existing | Space Heating | Natural Gas | Boiler | E10 | Utility - Cost of Operation | 0 | 0 | 0 | 0 | 0 | 0 | 0 | 0 | 0 | 0 | 0 | 0 | 0 | 0 | 0 | 0 | 0 | 0 | 0 | 0 | 0 | 0 | 0 | 0 | 0 | 0 | 0 | 0 | 0 | 0 | 0 | 0 | 0
F6_Industrial_Industrial - Int_Existing_Space Heating_Natural Gas_Boiler_E1 | F6 | Industrial | Industrial - Int | Existing | Space Heating | Natural Gas | Boiler | E1 | Utility - Value of Sales | 37.6799 | 37.4764 | 37.2644 | 37.0532 | 36.8436 | 36.6362 | 36.432 | 36.2316 | 36.0358 | 35.8455 | 35.6613 | 35.484 | 35.3145 | 35.1534 | 35.0008 | 34.8567 | 34.7211 | 34.594 | 34.4753 | 34.3651 | 34.2634 | 34.1702 | 34.0854 | 34.0091 | 33.9413 | 33.882 | 33.8312 | 33.7888 | 33.7549 | 33.7294 | 33.7125 | 33.704 | 33.704
F6_Industrial_Industrial - Int_Existing_Space Heating_Natural Gas_Boiler_E2 | F6 | Industrial | Industrial - Int | Existing | Space Heating | Natural Gas | Boiler | E2 | Utility - Value of Sales | 35.4627 | 35.2711 | 35.0716 | 34.8728 | 34.6755 | 34.4804 | 34.2881 | 34.0995 | 33.9153 | 33.7361 | 33.5628 | 33.396 | 33.2364 | 33.0848 | 32.9412 | 32.8056 | 32.6779 | 32.5583 | 32.4466 | 32.3429 | 32.2472 | 32.1594 | 32.0797 | 32.0079 | 31.9441 | 31.8882 | 31.8404 | 31.8005 | 31.7686 | 31.7446 | 31.7287 | 31.7207 | 31.7207
F6_Industrial_Industrial - Int_Existing_Space Heating_Natural Gas_Boiler_E3 | F6 | Industrial | Industrial - Int | Existing | Space Heating | Natural Gas | Boiler | E3 | Utility - Value of Sales | 31.0757 | 30.9078 | 30.733 | 30.5588 | 30.3859 | 30.2149 | 30.0465 | 29.8812 | 29.7197 | 29.5627 | 29.4108 | 29.2646 | 29.1248 | 28.992 | 28.8661 | 28.7473 | 28.6355 | 28.5306 | 28.4327 | 28.3419 | 28.258 | 28.1811 | 28.1112 | 28.0483 | 27.9924 | 27.9435 | 27.9015 | 27.8666 | 27.8386 | 27.8176 | 27.8036 | 27.7966 | 27.7966
F6_Industrial_Industrial - Int_Existing_Space Heating_Natural Gas_Boiler_E4 | F6 | Industrial | Industrial - Int | Existing | Space Heating | Natural Gas | Boiler | E4 | Utility - Value of Sales | 22.1177 | 22.0046 | 21.8834 | 21.7623 | 21.6411 | 21.52 | 21.3988 | 21.2777 | 21.1566 | 21.0355 | 20.9143 | 20.7932 | 20.6721 | 20.5517 | 20.4328 | 20.3161 | 20.2024 | 20.0923 | 19.9866 | 19.8861 | 19.7915 | 19.7034 | 19.6227 | 19.55 | 19.4855 | 19.429 | 19.3805 | 19.3402 | 19.3079 | 19.2837 | 19.2675 | 19.2594 | 19.2594
F6_Industrial_Industrial - Int_Existing_Space Heating_Natural Gas_Boiler_E5 | F6 | Industrial | Industrial - Int | Existing | Space Heating | Natural Gas | Boiler | E5 | Utility - Value of Sales | 0 | 0 | 0 | 0 | 0 | 0 | 0 | 0 | 0 | 0 | 0 | 0 | 0 | 0 | 0 | 0 | 0 | 0 | 0 | 0 | 0 | 0 | 0 | 0 | 0 | 0 | 0 | 0 | 0 | 0 | 0 | 0 | 0
F6_Industrial_Industrial - Int_Existing_Space Heating_Natural Gas_Boiler_E6 | F6 | Industrial | Industrial - Int | Existing | Space Heating | Natural Gas | Boiler | E6 | Utility - Value of Sales | 0 | 0 | 0 | 0 | 0 | 0 | 0 | 0 | 0 | 0 | 0 | 0 | 0 | 0 | 0 | 0 | 0 | 0 | 0 | 0 | 0 | 0 | 0 | 0 | 0 | 0 | 0 | 0 | 0 | 0 | 0 | 0 | 0
F6_Industrial_Industrial - Int_Existing_Space Heating_Natural Gas_Boiler_E7 | F6 | Industrial | Industrial - Int | Existing | Space Heating | Natural Gas | Boiler | E7 | Utility - Value of Sales | 0 | 0 | 0 | 0 | 0 | 0 | 0 | 0 | 0 | 0 | 0 | 0 | 0 | 0 | 0 | 0 | 0 | 0 | 0 | 0 | 0 | 0 | 0 | 0 | 0 | 0 | 0 | 0 | 0 | 0 | 0 | 0 | 0
F6_Industrial_Industrial - Int_Existing_Space Heating_Natural Gas_Boiler_E8 | F6 | Industrial | Industrial - Int | Existing | Space Heating | Natural Gas | Boiler | E8 | Utility - Value of Sales | 0 | 0 | 0 | 0 | 0 | 0 | 0 | 0 | 0 | 0 | 0 | 0 | 0 | 0 | 0 | 0 | 0 | 0 | 0 | 0 | 0 | 0 | 0 | 0 | 0 | 0 | 0 | 0 | 0 | 0 | 0 | 0 | 0
F6_Industrial_Industrial - Int_Existing_Space Heating_Natural Gas_Boiler_E9 | F6 | Industrial | Industrial - Int | Existing | Space Heating | Natural Gas | Boiler | E9 | Utility - Value of Sales | 0 | 0 | 0 | 0 | 0 | 0 | 0 | 0 | 0 | 0 | 0 | 0 | 0 | 0 | 0 | 0 | 0 | 0 | 0 | 0 | 0 | 0 | 0 | 0 | 0 | 0 | 0 | 0 | 0 | 0 | 0 | 0 | 0
F6_Industrial_Industrial - Int_Existing_Space Heating_Natural Gas_Boiler_E10 | F6 | Industrial | Industrial - Int | Existing | Space Heating | Natural Gas | Boiler | E10 | Utility - Value of Sales | 0 | 0 | 0 | 0 | 0 | 0 | 0 | 0 | 0 | 0 | 0 | 0 | 0 | 0 | 0 | 0 | 0 | 0 | 0 | 0 | 0 | 0 | 0 | 0 | 0 | 0 | 0 | 0 | 0 | 0 | 0 | 0 | 0
F1_Industrial_Industrial - Int_Existing_Space Heating_Natural Gas_Unit Heater_E1 | F1 | Industrial | Industrial - Int | Existing | Space Heating | Natural Gas | Unit Heater | E1 | RVT - Cost of Equipment | 75.4901 | 75.5756 | 75.6695 | 75.8103 | 76.0105 | 76.3249 | 76.5096 | 76.6232 | 76.7561 | 76.8755 | 76.9428 | 76.9765 | 77.0229 | 77.0835 | 77.181 | 77.235 | 77.3177 | 77.454 | 77.5894 | 77.7399 | 77.9146 | 78.0625 | 78.1788 | 78.2668 | 78.3254 | 78.3424 | 78.3112 | 78.247 | 78.1964 | 78.1719 | 78.1898 | 78.1967 | 78.1967
F1_Industrial_Industrial - Int_Existing_Space Heating_Natural Gas_Unit Heater_E2 | F1 | Industrial | Industrial - Int | Existing | Space Heating | Natural Gas | Unit Heater | E2 | RVT - Cost of Equipment | 71.897 | 71.9784 | 72.0679 | 72.2019 | 72.3926 | 72.6921 | 72.868 | 72.9761 | 73.1027 | 73.2165 | 73.2805 | 73.3126 | 73.3569 | 73.4145 | 73.5074 | 73.5588 | 73.6376 | 73.7674 | 73.8964 | 74.0397 | 74.2061 | 74.3469 | 74.4577 | 74.5415 | 74.5974 | 74.6135 | 74.5838 | 74.5227 | 74.4745 | 74.4511 | 74.4682 | 74.4747 | 74.4747
F1_Industrial_Industrial - Int_Existing_Space Heating_Natural Gas_Unit Heater_E3 | F1 | Industrial | Industrial - Int | Existing | Space Heating | Natural Gas | Unit Heater | E3 | RVT - Cost of Equipment | 64.0811 | 64.1376 | 64.1959 | 64.2891 | 64.4297 | 64.6553 | 64.7994 | 64.9047 | 65.0309 | 65.1523 | 65.2375 | 65.2915 | 65.3453 | 65.3988 | 65.4704 | 65.5039 | 65.5561 | 65.647 | 65.7404 | 65.8482 | 65.9766 | 66.0843 | 66.1685 | 66.2323 | 66.2747 | 66.287 | 66.2644 | 66.2179 | 66.1813 | 66.1635 | 66.1765 | 66.1815 | 66.1815
F1_Industrial_Industrial - Int_Existing_Space Heating_Natural Gas_Unit Heater_E4 | F1 | Industrial | Industrial - Int | Existing | Space Heating | Natural Gas | Unit Heater | E4 | RVT - Cost of Equipment | 0 | 0 | 0 | 0 | 0 | 0 | 0 | 0 | 0 | 0 | 0 | 0 | 0 | 0 | 0 | 0 | 0 | 0 | 0 | 0 | 0 | 0 | 0 | 0 | 0 | 0 | 0 | 0 | 0 | 0 | 0 | 0 | 0
F1_Industrial_Industrial - Int_Existing_Space Heating_Natural Gas_Unit Heater_E5 | F1 | Industrial | Industrial - Int | Existing | Space Heating | Natural Gas | Unit Heater | E5 | RVT - Cost of Equipment | 0 | 0 | 0 | 0 | 0 | 0 | 0 | 0 | 0 | 0 | 0 | 0 | 0 | 0 | 0 | 0 | 0 | 0 | 0 | 0 | 0 | 0 | 0 | 0 | 0 | 0 | 0 | 0 | 0 | 0 | 0 | 0 | 0
F1_Industrial_Industrial - Int_Existing_Space Heating_Natural Gas_Unit Heater_E6 | F1 | Industrial | Industrial - Int | Existing | Space Heating | Natural Gas | Unit Heater | E6 | RVT - Cost of Equipment | 0 | 0 | 0 | 0 | 0 | 0 | 0 | 0 | 0 | 0 | 0 | 0 | 0 | 0 | 0 | 0 | 0 | 0 | 0 | 0 | 0 | 0 | 0 | 0 | 0 | 0 | 0 | 0 | 0 | 0 | 0 | 0 | 0
F1_Industrial_Industrial - Int_Existing_Space Heating_Natural Gas_Unit Heater_E7 | F1 | Industrial | Industrial - Int | Existing | Space Heating | Natural Gas | Unit Heater | E7 | RVT - Cost of Equipment | 0 | 0 | 0 | 0 | 0 | 0 | 0 | 0 | 0 | 0 | 0 | 0 | 0 | 0 | 0 | 0 | 0 | 0 | 0 | 0 | 0 | 0 | 0 | 0 | 0 | 0 | 0 | 0 | 0 | 0 | 0 | 0 | 0
F1_Industrial_Industrial - Int_Existing_Space Heating_Natural Gas_Unit Heater_E8 | F1 | Industrial | Industrial - Int | Existing | Space Heating | Natural Gas | Unit Heater | E8 | RVT - Cost of Equipment | 0 | 0 | 0 | 0 | 0 | 0 | 0 | 0 | 0 | 0 | 0 | 0 | 0 | 0 | 0 | 0 | 0 | 0 | 0 | 0 | 0 | 0 | 0 | 0 | 0 | 0 | 0 | 0 | 0 | 0 | 0 | 0 | 0
F1_Industrial_Industrial - Int_Existing_Space Heating_Natural Gas_Unit Heater_E9 | F1 | Industrial | Industrial - Int | Existing | Space Heating | Natural Gas | Unit Heater | E9 | RVT - Cost of Equipment | 0 | 0 | 0 | 0 | 0 | 0 | 0 | 0 | 0 | 0 | 0 | 0 | 0 | 0 | 0 | 0 | 0 | 0 | 0 | 0 | 0 | 0 | 0 | 0 | 0 | 0 | 0 | 0 | 0 | 0 | 0 | 0 | 0
F1_Industrial_Industrial - Int_Existing_Space Heating_Natural Gas_Unit Heater_E10 | F1 | Industrial | Industrial - Int | Existing | Space Heating | Natural Gas | Unit Heater | E10 | RVT - Cost of Equipment | 0 | 0 | 0 | 0 | 0 | 0 | 0 | 0 | 0 | 0 | 0 | 0 | 0 | 0 | 0 | 0 | 0 | 0 | 0 | 0 | 0 | 0 | 0 | 0 | 0 | 0 | 0 | 0 | 0 | 0 | 0 | 0 | 0
F2_Industrial_Industrial - Int_Existing_Space Heating_Natural Gas_Unit Heater_E1 | F2 | Industrial | Industrial - Int | Existing | Space Heating | Natural Gas | Unit Heater | E1 | RVT - Cost of Operation | 90.442 | 90.5444 | 90.657 | 90.8257 | 91.0655 | 91.4422 | 91.6635 | 91.7996 | 91.9588 | 92.1019 | 92.1824 | 92.2228 | 92.2785 | 92.351 | 92.4679 | 92.5325 | 92.6316 | 92.7949 | 92.9571 | 93.1375 | 93.3468 | 93.5239 | 93.6633 | 93.7687 | 93.839 | 93.8593 | 93.822 | 93.745 | 93.6844 | 93.655 | 93.6765 | 93.6847 | 93.6847
F2_Industrial_Industrial - Int_Existing_Space Heating_Natural Gas_Unit Heater_E2 | F2 | Industrial | Industrial - Int | Existing | Space Heating | Natural Gas | Unit Heater | E2 | RVT - Cost of Operation | 86.1372 | 86.2348 | 86.342 | 86.5026 | 86.7311 | 87.0898 | 87.3006 | 87.4302 | 87.5818 | 87.7181 | 87.7948 | 87.8333 | 87.8863 | 87.9554 | 88.0667 | 88.1283 | 88.2226 | 88.3781 | 88.5326 | 88.7044 | 88.9038 | 89.0724 | 89.2052 | 89.3056 | 89.3725 | 89.3918 | 89.3563 | 89.283 | 89.2253 | 89.1973 | 89.2177 | 89.2256 | 89.2256
F2_Industrial_Industrial - Int_Existing_Space Heating_Natural Gas_Unit Heater_E3 | F2 | Industrial | Industrial - Int | Existing | Space Heating | Natural Gas | Unit Heater | E3 | RVT - Cost of Operation | 76.7733 | 76.8411 | 76.9108 | 77.0225 | 77.1909 | 77.4612 | 77.6339 | 77.7601 | 77.9112 | 78.0567 | 78.1588 | 78.2235 | 78.2879 | 78.352 | 78.4378 | 78.4779 | 78.5405 | 78.6494 | 78.7613 | 78.8904 | 79.0443 | 79.1733 | 79.2742 | 79.3506 | 79.4014 | 79.4161 | 79.3891 | 79.3334 | 79.2895 | 79.2682 | 79.2837 | 79.2897 | 79.2897
F2_Industrial_Industrial - Int_Existing_Space Heating_Natural Gas_Unit Heater_E4 | F2 | Industrial | Industrial - Int | Existing | Space Heating | Natural Gas | Unit Heater | E4 | RVT - Cost of Operation | 0 | 0 | 0 | 0 | 0 | 0 | 0 | 0 | 0 | 0 | 0 | 0 | 0 | 0 | 0 | 0 | 0 | 0 | 0 | 0 | 0 | 0 | 0 | 0 | 0 | 0 | 0 | 0 | 0 | 0 | 0 | 0 | 0
F2_Industrial_Industrial - Int_Existing_Space Heating_Natural Gas_Unit Heater_E5 | F2 | Industrial | Industrial - Int | Existing | Space Heating | Natural Gas | Unit Heater | E5 | RVT - Cost of Operation | 0 | 0 | 0 | 0 | 0 | 0 | 0 | 0 | 0 | 0 | 0 | 0 | 0 | 0 | 0 | 0 | 0 | 0 | 0 | 0 | 0 | 0 | 0 | 0 | 0 | 0 | 0 | 0 | 0 | 0 | 0 | 0 | 0
F2_Industrial_Industrial - Int_Existing_Space Heating_Natural Gas_Unit Heater_E6 | F2 | Industrial | Industrial - Int | Existing | Space Heating | Natural Gas | Unit Heater | E6 | RVT - Cost of Operation | 0 | 0 | 0 | 0 | 0 | 0 | 0 | 0 | 0 | 0 | 0 | 0 | 0 | 0 | 0 | 0 | 0 | 0 | 0 | 0 | 0 | 0 | 0 | 0 | 0 | 0 | 0 | 0 | 0 | 0 | 0 | 0 | 0
F2_Industrial_Industrial - Int_Existing_Space Heating_Natural Gas_Unit Heater_E7 | F2 | Industrial | Industrial - Int | Existing | Space Heating | Natural Gas | Unit Heater | E7 | RVT - Cost of Operation | 0 | 0 | 0 | 0 | 0 | 0 | 0 | 0 | 0 | 0 | 0 | 0 | 0 | 0 | 0 | 0 | 0 | 0 | 0 | 0 | 0 | 0 | 0 | 0 | 0 | 0 | 0 | 0 | 0 | 0 | 0 | 0 | 0
F2_Industrial_Industrial - Int_Existing_Space Heating_Natural Gas_Unit Heater_E8 | F2 | Industrial | Industrial - Int | Existing | Space Heating | Natural Gas | Unit Heater | E8 | RVT - Cost of Operation | 0 | 0 | 0 | 0 | 0 | 0 | 0 | 0 | 0 | 0 | 0 | 0 | 0 | 0 | 0 | 0 | 0 | 0 | 0 | 0 | 0 | 0 | 0 | 0 | 0 | 0 | 0 | 0 | 0 | 0 | 0 | 0 | 0
F2_Industrial_Industrial - Int_Existing_Space Heating_Natural Gas_Unit Heater_E9 | F2 | Industrial | Industrial - Int | Existing | Space Heating | Natural Gas | Unit Heater | E9 | RVT - Cost of Operation | 0 | 0 | 0 | 0 | 0 | 0 | 0 | 0 | 0 | 0 | 0 | 0 | 0 | 0 | 0 | 0 | 0 | 0 | 0 | 0 | 0 | 0 | 0 | 0 | 0 | 0 | 0 | 0 | 0 | 0 | 0 | 0 | 0
F2_Industrial_Industrial - Int_Existing_Space Heating_Natural Gas_Unit Heater_E10 | F2 | Industrial | Industrial - Int | Existing | Space Heating | Natural Gas | Unit Heater | E10 | RVT - Cost of Operation | 0 | 0 | 0 | 0 | 0 | 0 | 0 | 0 | 0 | 0 | 0 | 0 | 0 | 0 | 0 | 0 | 0 | 0 | 0 | 0 | 0 | 0 | 0 | 0 | 0 | 0 | 0 | 0 | 0 | 0 | 0 | 0 | 0
F3_Industrial_Industrial - Int_Existing_Space Heating_Natural Gas_Unit Heater_E1 | F3 | Industrial | Industrial - Int | Existing | Space Heating | Natural Gas | Unit Heater | E1 | System - kBTUs of Consumption | 3.4798 | 3.4798 | 3.4798 | 3.4798 | 3.4798 | 3.4798 | 3.4798 | 3.4798 | 3.4798 | 3.4798 | 3.4798 | 3.4798 | 3.4798 | 3.4798 | 3.4798 | 3.4798 | 3.4798 | 3.4798 | 3.4798 | 3.4798 | 3.4798 | 3.4798 | 3.4798 | 3.4798 | 3.4798 | 3.4798 | 3.4798 | 3.4798 | 3.4798 | 3.4798 | 3.4798 | 3.4798 | 3.4798
F3_Industrial_Industrial - Int_Existing_Space Heating_Natural Gas_Unit Heater_E2 | F3 | Industrial | Industrial - Int | Existing | Space Heating | Natural Gas | Unit Heater | E2 | System - kBTUs of Consumption | 7.6318 | 7.6318 | 7.6318 | 7.6318 | 7.6318 | 7.6318 | 7.6318 | 7.6318 | 7.6318 | 7.6318 | 7.6318 | 7.6318 | 7.6318 | 7.6318 | 7.6318 | 7.6318 | 7.6318 | 7.6318 | 7.6318 | 7.6318 | 7.6318 | 7.6318 | 7.6318 | 7.6318 | 7.6318 | 7.6318 | 7.6318 | 7.6318 | 7.6318 | 7.6318 | 7.6318 | 7.6318 | 7.6318
F3_Industrial_Industrial - Int_Existing_Space Heating_Natural Gas_Unit Heater_E3 | F3 | Industrial | Industrial - Int | Existing | Space Heating | Natural Gas | Unit Heater | E3 | System - kBTUs of Consumption | 4.1365 | 4.1365 | 4.1365 | 4.1365 | 4.1365 | 4.1365 | 4.1365 | 4.1365 | 4.1365 | 4.1365 | 4.1365 | 4.1365 | 4.1365 | 4.1365 | 4.1365 | 4.1365 | 4.1365 | 4.1365 | 4.1365 | 4.1365 | 4.1365 | 4.1365 | 4.1365 | 4.1365 | 4.1365 | 4.1365 | 4.1365 | 4.1365 | 4.1365 | 4.1365 | 4.1365 | 4.1365 | 4.1365
F3_Industrial_Industrial - Int_Existing_Space Heating_Natural Gas_Unit Heater_E4 | F3 | Industrial | Industrial - Int | Existing | Space Heating | Natural Gas | Unit Heater | E4 | System - kBTUs of Consumption | 0 | 0 | 0 | 0 | 0 | 0 | 0 | 0 | 0 | 0 | 0 | 0 | 0 | 0 | 0 | 0 | 0 | 0 | 0 | 0 | 0 | 0 | 0 | 0 | 0 | 0 | 0 | 0 | 0 | 0 | 0 | 0 | 0
F3_Industrial_Industrial - Int_Existing_Space Heating_Natural Gas_Unit Heater_E5 | F3 | Industrial | Industrial - Int | Existing | Space Heating | Natural Gas | Unit Heater | E5 | System - kBTUs of Consumption | 0 | 0 | 0 | 0 | 0 | 0 | 0 | 0 | 0 | 0 | 0 | 0 | 0 | 0 | 0 | 0 | 0 | 0 | 0 | 0 | 0 | 0 | 0 | 0 | 0 | 0 | 0 | 0 | 0 | 0 | 0 | 0 | 0
F3_Industrial_Industrial - Int_Existing_Space Heating_Natural Gas_Unit Heater_E6 | F3 | Industrial | Industrial - Int | Existing | Space Heating | Natural Gas | Unit Heater | E6 | System - kBTUs of Consumption | 0 | 0 | 0 | 0 | 0 | 0 | 0 | 0 | 0 | 0 | 0 | 0 | 0 | 0 | 0 | 0 | 0 | 0 | 0 | 0 | 0 | 0 | 0 | 0 | 0 | 0 | 0 | 0 | 0 | 0 | 0 | 0 | 0
F3_Industrial_Industrial - Int_Existing_Space Heating_Natural Gas_Unit Heater_E7 | F3 | Industrial | Industrial - Int | Existing | Space Heating | Natural Gas | Unit Heater | E7 | System - kBTUs of Consumption | 0 | 0 | 0 | 0 | 0 | 0 | 0 | 0 | 0 | 0 | 0 | 0 | 0 | 0 | 0 | 0 | 0 | 0 | 0 | 0 | 0 | 0 | 0 | 0 | 0 | 0 | 0 | 0 | 0 | 0 | 0 | 0 | 0
F3_Industrial_Industrial - Int_Existing_Space Heating_Natural Gas_Unit Heater_E8 | F3 | Industrial | Industrial - Int | Existing | Space Heating | Natural Gas | Unit Heater | E8 | System - kBTUs of Consumption | 0 | 0 | 0 | 0 | 0 | 0 | 0 | 0 | 0 | 0 | 0 | 0 | 0 | 0 | 0 | 0 | 0 | 0 | 0 | 0 | 0 | 0 | 0 | 0 | 0 | 0 | 0 | 0 | 0 | 0 | 0 | 0 | 0
F3_Industrial_Industrial - Int_Existing_Space Heating_Natural Gas_Unit Heater_E9 | F3 | Industrial | Industrial - Int | Existing | Space Heating | Natural Gas | Unit Heater | E9 | System - kBTUs of Consumption | 0 | 0 | 0 | 0 | 0 | 0 | 0 | 0 | 0 | 0 | 0 | 0 | 0 | 0 | 0 | 0 | 0 | 0 | 0 | 0 | 0 | 0 | 0 | 0 | 0 | 0 | 0 | 0 | 0 | 0 | 0 | 0 | 0
F3_Industrial_Industrial - Int_Existing_Space Heating_Natural Gas_Unit Heater_E10 | F3 | Industrial | Industrial - Int | Existing | Space Heating | Natural Gas | Unit Heater | E10 | System - kBTUs of Consumption | 0 | 0 | 0 | 0 | 0 | 0 | 0 | 0 | 0 | 0 | 0 | 0 | 0 | 0 | 0 | 0 | 0 | 0 | 0 | 0 | 0 | 0 | 0 | 0 | 0 | 0 | 0 | 0 | 0 | 0 | 0 | 0 | 0
F4_Industrial_Industrial - Int_Existing_Space Heating_Natural Gas_Unit Heater_E1 | F4 | Industrial | Industrial - Int | Existing | Space Heating | Natural Gas | Unit Heater | E1 | Utility - Cost of Equipment | 90.442 | 90.5444 | 90.657 | 90.8257 | 91.0655 | 91.4422 | 91.6635 | 91.7996 | 91.9588 | 92.1019 | 92.1824 | 92.2228 | 92.2785 | 92.351 | 92.4679 | 92.5325 | 92.6316 | 92.7949 | 92.9571 | 93.1375 | 93.3468 | 93.5239 | 93.6633 | 93.7687 | 93.839 | 93.8593 | 93.822 | 93.745 | 93.6844 | 93.655 | 93.6765 | 93.6847 | 93.6847
F4_Industrial_Industrial - Int_Existing_Space Heating_Natural Gas_Unit Heater_E2 | F4 | Industrial | Industrial - Int | Existing | Space Heating | Natural Gas | Unit Heater | E2 | Utility - Cost of Equipment | 86.1372 | 86.2348 | 86.342 | 86.5026 | 86.7311 | 87.0898 | 87.3006 | 87.4302 | 87.5818 | 87.7181 | 87.7948 | 87.8333 | 87.8863 | 87.9554 | 88.0667 | 88.1283 | 88.2226 | 88.3781 | 88.5326 | 88.7044 | 88.9038 | 89.0724 | 89.2052 | 89.3056 | 89.3725 | 89.3918 | 89.3563 | 89.283 | 89.2253 | 89.1973 | 89.2177 | 89.2256 | 89.2256
F4_Industrial_Industrial - Int_Existing_Space Heating_Natural Gas_Unit Heater_E3 | F4 | Industrial | Industrial - Int | Existing | Space Heating | Natural Gas | Unit Heater | E3 | Utility - Cost of Equipment | 76.7733 | 76.8411 | 76.9108 | 77.0225 | 77.1909 | 77.4612 | 77.6339 | 77.7601 | 77.9112 | 78.0567 | 78.1588 | 78.2235 | 78.2879 | 78.352 | 78.4378 | 78.4779 | 78.5405 | 78.6494 | 78.7613 | 78.8904 | 79.0443 | 79.1733 | 79.2742 | 79.3506 | 79.4014 | 79.4161 | 79.3891 | 79.3334 | 79.2895 | 79.2682 | 79.2837 | 79.2897 | 79.2897
F4_Industrial_Industrial - Int_Existing_Space Heating_Natural Gas_Unit Heater_E4 | F4 | Industrial | Industrial - Int | Existing | Space Heating | Natural Gas | Unit Heater | E4 | Utility - Cost of Equipment | 0 | 0 | 0 | 0 | 0 | 0 | 0 | 0 | 0 | 0 | 0 | 0 | 0 | 0 | 0 | 0 | 0 | 0 | 0 | 0 | 0 | 0 | 0 | 0 | 0 | 0 | 0 | 0 | 0 | 0 | 0 | 0 | 0
F4_Industrial_Industrial - Int_Existing_Space Heating_Natural Gas_Unit Heater_E5 | F4 | Industrial | Industrial - Int | Existing | Space Heating | Natural Gas | Unit Heater | E5 | Utility - Cost of Equipment | 0 | 0 | 0 | 0 | 0 | 0 | 0 | 0 | 0 | 0 | 0 | 0 | 0 | 0 | 0 | 0 | 0 | 0 | 0 | 0 | 0 | 0 | 0 | 0 | 0 | 0 | 0 | 0 | 0 | 0 | 0 | 0 | 0
F4_Industrial_Industrial - Int_Existing_Space Heating_Natural Gas_Unit Heater_E6 | F4 | Industrial | Industrial - Int | Existing | Space Heating | Natural Gas | Unit Heater | E6 | Utility - Cost of Equipment | 0 | 0 | 0 | 0 | 0 | 0 | 0 | 0 | 0 | 0 | 0 | 0 | 0 | 0 | 0 | 0 | 0 | 0 | 0 | 0 | 0 | 0 | 0 | 0 | 0 | 0 | 0 | 0 | 0 | 0 | 0 | 0 | 0
F4_Industrial_Industrial - Int_Existing_Space Heating_Natural Gas_Unit Heater_E7 | F4 | Industrial | Industrial - Int | Existing | Space Heating | Natural Gas | Unit Heater | E7 | Utility - Cost of Equipment | 0 | 0 | 0 | 0 | 0 | 0 | 0 | 0 | 0 | 0 | 0 | 0 | 0 | 0 | 0 | 0 | 0 | 0 | 0 | 0 | 0 | 0 | 0 | 0 | 0 | 0 | 0 | 0 | 0 | 0 | 0 | 0 | 0
F4_Industrial_Industrial - Int_Existing_Space Heating_Natural Gas_Unit Heater_E8 | F4 | Industrial | Industrial - Int | Existing | Space Heating | Natural Gas | Unit Heater | E8 | Utility - Cost of Equipment | 0 | 0 | 0 | 0 | 0 | 0 | 0 | 0 | 0 | 0 | 0 | 0 | 0 | 0 | 0 | 0 | 0 | 0 | 0 | 0 | 0 | 0 | 0 | 0 | 0 | 0 | 0 | 0 | 0 | 0 | 0 | 0 | 0
F4_Industrial_Industrial - Int_Existing_Space Heating_Natural Gas_Unit Heater_E9 | F4 | Industrial | Industrial - Int | Existing | Space Heating | Natural Gas | Unit Heater | E9 | Utility - Cost of Equipment | 0 | 0 | 0 | 0 | 0 | 0 | 0 | 0 | 0 | 0 | 0 | 0 | 0 | 0 | 0 | 0 | 0 | 0 | 0 | 0 | 0 | 0 | 0 | 0 | 0 | 0 | 0 | 0 | 0 | 0 | 0 | 0 | 0
F4_Industrial_Industrial - Int_Existing_Space Heating_Natural Gas_Unit Heater_E10 | F4 | Industrial | Industrial - Int | Existing | Space Heating | Natural Gas | Unit Heater | E10 | Utility - Cost of Equipment | 0 | 0 | 0 | 0 | 0 | 0 | 0 | 0 | 0 | 0 | 0 | 0 | 0 | 0 | 0 | 0 | 0 | 0 | 0 | 0 | 0 | 0 | 0 | 0 | 0 | 0 | 0 | 0 | 0 | 0 | 0 | 0 | 0
F5_Industrial_Industrial - Int_Existing_Space Heating_Natural Gas_Unit Heater_E1 | F5 | Industrial | Industrial - Int | Existing | Space Heating | Natural Gas | Unit Heater | E1 | Utility - Cost of Operation | 3.4798 | 3.4798 | 3.4798 | 3.4798 | 3.4798 | 3.4798 | 3.4798 | 3.4798 | 3.4798 | 3.4798 | 3.4798 | 3.4798 | 3.4798 | 3.4798 | 3.4798 | 3.4798 | 3.4798 | 3.4798 | 3.4798 | 3.4798 | 3.4798 | 3.4798 | 3.4798 | 3.4798 | 3.4798 | 3.4798 | 3.4798 | 3.4798 | 3.4798 | 3.4798 | 3.4798 | 3.4798 | 3.4798
F5_Industrial_Industrial - Int_Existing_Space Heating_Natural Gas_Unit Heater_E2 | F5 | Industrial | Industrial - Int | Existing | Space Heating | Natural Gas | Unit Heater | E2 | Utility - Cost of Operation | 7.6318 | 7.6318 | 7.6318 | 7.6318 | 7.6318 | 7.6318 | 7.6318 | 7.6318 | 7.6318 | 7.6318 | 7.6318 | 7.6318 | 7.6318 | 7.6318 | 7.6318 | 7.6318 | 7.6318 | 7.6318 | 7.6318 | 7.6318 | 7.6318 | 7.6318 | 7.6318 | 7.6318 | 7.6318 | 7.6318 | 7.6318 | 7.6318 | 7.6318 | 7.6318 | 7.6318 | 7.6318 | 7.6318
F5_Industrial_Industrial - Int_Existing_Space Heating_Natural Gas_Unit Heater_E3 | F5 | Industrial | Industrial - Int | Existing | Space Heating | Natural Gas | Unit Heater | E3 | Utility - Cost of Operation | 4.1365 | 4.1365 | 4.1365 | 4.1365 | 4.1365 | 4.1365 | 4.1365 | 4.1365 | 4.1365 | 4.1365 | 4.1365 | 4.1365 | 4.1365 | 4.1365 | 4.1365 | 4.1365 | 4.1365 | 4.1365 | 4.1365 | 4.1365 | 4.1365 | 4.1365 | 4.1365 | 4.1365 | 4.1365 | 4.1365 | 4.1365 | 4.1365 | 4.1365 | 4.1365 | 4.1365 | 4.1365 | 4.1365
F5_Industrial_Industrial - Int_Existing_Space Heating_Natural Gas_Unit Heater_E4 | F5 | Industrial | Industrial - Int | Existing | Space Heating | Natural Gas | Unit Heater | E4 | Utility - Cost of Operation | 0 | 0 | 0 | 0 | 0 | 0 | 0 | 0 | 0 | 0 | 0 | 0 | 0 | 0 | 0 | 0 | 0 | 0 | 0 | 0 | 0 | 0 | 0 | 0 | 0 | 0 | 0 | 0 | 0 | 0 | 0 | 0 | 0
F5_Industrial_Industrial - Int_Existing_Space Heating_Natural Gas_Unit Heater_E5 | F5 | Industrial | Industrial - Int | Existing | Space Heating | Natural Gas | Unit Heater | E5 | Utility - Cost of Operation | 0 | 0 | 0 | 0 | 0 | 0 | 0 | 0 | 0 | 0 | 0 | 0 | 0 | 0 | 0 | 0 | 0 | 0 | 0 | 0 | 0 | 0 | 0 | 0 | 0 | 0 | 0 | 0 | 0 | 0 | 0 | 0 | 0
F5_Industrial_Industrial - Int_Existing_Space Heating_Natural Gas_Unit Heater_E6 | F5 | Industrial | Industrial - Int | Existing | Space Heating | Natural Gas | Unit Heater | E6 | Utility - Cost of Operation | 0 | 0 | 0 | 0 | 0 | 0 | 0 | 0 | 0 | 0 | 0 | 0 | 0 | 0 | 0 | 0 | 0 | 0 | 0 | 0 | 0 | 0 | 0 | 0 | 0 | 0 | 0 | 0 | 0 | 0 | 0 | 0 | 0
F5_Industrial_Industrial - Int_Existing_Space Heating_Natural Gas_Unit Heater_E7 | F5 | Industrial | Industrial - Int | Existing | Space Heating | Natural Gas | Unit Heater | E7 | Utility - Cost of Operation | 0 | 0 | 0 | 0 | 0 | 0 | 0 | 0 | 0 | 0 | 0 | 0 | 0 | 0 | 0 | 0 | 0 | 0 | 0 | 0 | 0 | 0 | 0 | 0 | 0 | 0 | 0 | 0 | 0 | 0 | 0 | 0 | 0
F5_Industrial_Industrial - Int_Existing_Space Heating_Natural Gas_Unit Heater_E8 | F5 | Industrial | Industrial - Int | Existing | Space Heating | Natural Gas | Unit Heater | E8 | Utility - Cost of Operation | 0 | 0 | 0 | 0 | 0 | 0 | 0 | 0 | 0 | 0 | 0 | 0 | 0 | 0 | 0 | 0 | 0 | 0 | 0 | 0 | 0 | 0 | 0 | 0 | 0 | 0 | 0 | 0 | 0 | 0 | 0 | 0 | 0
F5_Industrial_Industrial - Int_Existing_Space Heating_Natural Gas_Unit Heater_E9 | F5 | Industrial | Industrial - Int | Existing | Space Heating | Natural Gas | Unit Heater | E9 | Utility - Cost of Operation | 0 | 0 | 0 | 0 | 0 | 0 | 0 | 0 | 0 | 0 | 0 | 0 | 0 | 0 | 0 | 0 | 0 | 0 | 0 | 0 | 0 | 0 | 0 | 0 | 0 | 0 | 0 | 0 | 0 | 0 | 0 | 0 | 0
F5_Industrial_Industrial - Int_Existing_Space Heating_Natural Gas_Unit Heater_E10 | F5 | Industrial | Industrial - Int | Existing | Space Heating | Natural Gas | Unit Heater | E10 | Utility - Cost of Operation | 0 | 0 | 0 | 0 | 0 | 0 | 0 | 0 | 0 | 0 | 0 | 0 | 0 | 0 | 0 | 0 | 0 | 0 | 0 | 0 | 0 | 0 | 0 | 0 | 0 | 0 | 0 | 0 | 0 | 0 | 0 | 0 | 0
F6_Industrial_Industrial - Int_Existing_Space Heating_Natural Gas_Unit Heater_E1 | F6 | Industrial | Industrial - Int | Existing | Space Heating | Natural Gas | Unit Heater | E1 | Utility - Value of Sales | 41.1288 | 40.9242 | 40.701 | 40.4778 | 40.2546 | 40.0314 | 39.8082 | 39.5851 | 39.3619 | 39.1388 | 38.9156 | 38.6925 | 38.4694 | 38.2463 | 38.0232 | 37.8001 | 37.5771 | 37.354 | 37.131 | 36.9117 | 36.6998 | 36.4991 | 36.3132 | 36.146 | 35.9973 | 35.8672 | 35.7557 | 35.6627 | 35.5884 | 35.5326 | 35.4954 | 35.4768 | 35.4768
F6_Industrial_Industrial - Int_Existing_Space Heating_Natural Gas_Unit Heater_E2 | F6 | Industrial | Industrial - Int | Existing | Space Heating | Natural Gas | Unit Heater | E2 | Utility - Value of Sales | 39.1712 | 38.9763 | 38.7637 | 38.5511 | 38.3386 | 38.126 | 37.9135 | 37.7009 | 37.4884 | 37.2759 | 37.0633 | 36.8508 | 36.6384 | 36.4259 | 36.2134 | 36.001 | 35.7885 | 35.5761 | 35.3637 | 35.1548 | 34.953 | 34.7619 | 34.5848 | 34.4255 | 34.2839 | 34.16 | 34.0538 | 33.9653 | 33.8945 | 33.8414 | 33.8059 | 33.7882 | 33.7882
F6_Industrial_Industrial - Int_Existing_Space Heating_Natural Gas_Unit Heater_E3 | F6 | Industrial | Industrial - Int | Existing | Space Heating | Natural Gas | Unit Heater | E3 | Utility - Value of Sales | 34.6517 | 34.4746 | 34.2849 | 34.0952 | 33.9055 | 33.7158 | 33.5261 | 33.3365 | 33.1468 | 32.9572 | 32.7675 | 32.5779 | 32.3883 | 32.1986 | 32.0104 | 31.825 | 31.6439 | 31.4683 | 31.2998 | 31.1397 | 30.9895 | 30.8505 | 30.7241 | 30.6103 | 30.5092 | 30.4208 | 30.3449 | 30.2817 | 30.2312 | 30.1932 | 30.1679 | 30.1553 | 30.1553
F6_Industrial_Industrial - Int_Existing_Space Heating_Natural Gas_Unit Heater_E4 | F6 | Industrial | Industrial - Int | Existing | Space Heating | Natural Gas | Unit Heater | E4 | Utility - Value of Sales | 0 | 0 | 0 | 0 | 0 | 0 | 0 | 0 | 0 | 0 | 0 | 0 | 0 | 0 | 0 | 0 | 0 | 0 | 0 | 0 | 0 | 0 | 0 | 0 | 0 | 0 | 0 | 0 | 0 | 0 | 0 | 0 | 0
F6_Industrial_Industrial - Int_Existing_Space Heating_Natural Gas_Unit Heater_E5 | F6 | Industrial | Industrial - Int | Existing | Space Heating | Natural Gas | Unit Heater | E5 | Utility - Value of Sales | 0 | 0 | 0 | 0 | 0 | 0 | 0 | 0 | 0 | 0 | 0 | 0 | 0 | 0 | 0 | 0 | 0 | 0 | 0 | 0 | 0 | 0 | 0 | 0 | 0 | 0 | 0 | 0 | 0 | 0 | 0 | 0 | 0
F6_Industrial_Industrial - Int_Existing_Space Heating_Natural Gas_Unit Heater_E6 | F6 | Industrial | Industrial - Int | Existing | Space Heating | Natural Gas | Unit Heater | E6 | Utility - Value of Sales | 0 | 0 | 0 | 0 | 0 | 0 | 0 | 0 | 0 | 0 | 0 | 0 | 0 | 0 | 0 | 0 | 0 | 0 | 0 | 0 | 0 | 0 | 0 | 0 | 0 | 0 | 0 | 0 | 0 | 0 | 0 | 0 | 0
F6_Industrial_Industrial - Int_Existing_Space Heating_Natural Gas_Unit Heater_E7 | F6 | Industrial | Industrial - Int | Existing | Space Heating | Natural Gas | Unit Heater | E7 | Utility - Value of Sales | 0 | 0 | 0 | 0 | 0 | 0 | 0 | 0 | 0 | 0 | 0 | 0 | 0 | 0 | 0 | 0 | 0 | 0 | 0 | 0 | 0 | 0 | 0 | 0 | 0 | 0 | 0 | 0 | 0 | 0 | 0 | 0 | 0
F6_Industrial_Industrial - Int_Existing_Space Heating_Natural Gas_Unit Heater_E8 | F6 | Industrial | Industrial - Int | Existing | Space Heating | Natural Gas | Unit Heater | E8 | Utility - Value of Sales | 0 | 0 | 0 | 0 | 0 | 0 | 0 | 0 | 0 | 0 | 0 | 0 | 0 | 0 | 0 | 0 | 0 | 0 | 0 | 0 | 0 | 0 | 0 | 0 | 0 | 0 | 0 | 0 | 0 | 0 | 0 | 0 | 0
F6_Industrial_Industrial - Int_Existing_Space Heating_Natural Gas_Unit Heater_E9 | F6 | Industrial | Industrial - Int | Existing | Space Heating | Natural Gas | Unit Heater | E9 | Utility - Value of Sales | 0 | 0 | 0 | 0 | 0 | 0 | 0 | 0 | 0 | 0 | 0 | 0 | 0 | 0 | 0 | 0 | 0 | 0 | 0 | 0 | 0 | 0 | 0 | 0 | 0 | 0 | 0 | 0 | 0 | 0 | 0 | 0 | 0
F6_Industrial_Industrial - Int_Existing_Space Heating_Natural Gas_Unit Heater_E10 | F6 | Industrial | Industrial - Int | Existing | Space Heating | Natural Gas | Unit Heater | E10 | Utility - Value of Sales | 0 | 0 | 0 | 0 | 0 | 0 | 0 | 0 | 0 | 0 | 0 | 0 | 0 | 0 | 0 | 0 | 0 | 0 | 0 | 0 | 0 | 0 | 0 | 0 | 0 | 0 | 0 | 0 | 0 | 0 | 0 | 0 | 0
F1_Industrial_Industrial - Int_Existing_Process_Natural Gas_Process Heating_E1 | F1 | Industrial | Industrial - Int | Existing | Process | Natural Gas | Process Heating | E1 | RVT - Cost of Equipment | 98.9543 | 99.3845 | 100.0672 | 101.1131 | 102.772 | 105.0632 | 106.7578 | 108.437 | 110.2191 | 112.0973 | 113.6997 | 114.8722 | 115.8822 | 116.8551 | 117.9833 | 118.9598 | 120.1355 | 121.5814 | 123.3396 | 125.3877 | 127.6677 | 129.889 | 131.9627 | 133.9072 | 135.7125 | 137.3418 | 138.4489 | 139.2937 | 140.0908 | 140.8517 | 141.6502 | 142.0033 | 142.0033
F1_Industrial_Industrial - Int_Existing_Process_Natural Gas_Process Heating_E2 | F1 | Industrial | Industrial - Int | Existing | Process | Natural Gas | Process Heating | E2 | RVT - Cost of Equipment | 0 | 0 | 0 | 0 | 0 | 0 | 0 | 0 | 0 | 0 | 0 | 0 | 0 | 0 | 0 | 0 | 0 | 0 | 0 | 0 | 0 | 0 | 0 | 0 | 0 | 0 | 0 | 0 | 0 | 0 | 0 | 0 | 0
F1_Industrial_Industrial - Int_Existing_Process_Natural Gas_Process Heating_E3 | F1 | Industrial | Industrial - Int | Existing | Process | Natural Gas | Process Heating | E3 | RVT - Cost of Equipment | 0 | 0 | 0 | 0 | 0 | 0 | 0 | 0 | 0 | 0 | 0 | 0 | 0 | 0 | 0 | 0 | 0 | 0 | 0 | 0 | 0 | 0 | 0 | 0 | 0 | 0 | 0 | 0 | 0 | 0 | 0 | 0 | 0
F1_Industrial_Industrial - Int_Existing_Process_Natural Gas_Process Heating_E4 | F1 | Industrial | Industrial - Int | Existing | Process | Natural Gas | Process Heating | E4 | RVT - Cost of Equipment | 0 | 0 | 0 | 0 | 0 | 0 | 0 | 0 | 0 | 0 | 0 | 0 | 0 | 0 | 0 | 0 | 0 | 0 | 0 | 0 | 0 | 0 | 0 | 0 | 0 | 0 | 0 | 0 | 0 | 0 | 0 | 0 | 0
F1_Industrial_Industrial - Int_Existing_Process_Natural Gas_Process Heating_E5 | F1 | Industrial | Industrial - Int | Existing | Process | Natural Gas | Process Heating | E5 | RVT - Cost of Equipment | 0 | 0 | 0 | 0 | 0 | 0 | 0 | 0 | 0 | 0 | 0 | 0 | 0 | 0 | 0 | 0 | 0 | 0 | 0 | 0 | 0 | 0 | 0 | 0 | 0 | 0 | 0 | 0 | 0 | 0 | 0 | 0 | 0
F1_Industrial_Industrial - Int_Existing_Process_Natural Gas_Process Heating_E6 | F1 | Industrial | Industrial - Int | Existing | Process | Natural Gas | Process Heating | E6 | RVT - Cost of Equipment | 0 | 0 | 0 | 0 | 0 | 0 | 0 | 0 | 0 | 0 | 0 | 0 | 0 | 0 | 0 | 0 | 0 | 0 | 0 | 0 | 0 | 0 | 0 | 0 | 0 | 0 | 0 | 0 | 0 | 0 | 0 | 0 | 0
F1_Industrial_Industrial - Int_Existing_Process_Natural Gas_Process Heating_E7 | F1 | Industrial | Industrial - Int | Existing | Process | Natural Gas | Process Heating | E7 | RVT - Cost of Equipment | 0 | 0 | 0 | 0 | 0 | 0 | 0 | 0 | 0 | 0 | 0 | 0 | 0 | 0 | 0 | 0 | 0 | 0 | 0 | 0 | 0 | 0 | 0 | 0 | 0 | 0 | 0 | 0 | 0 | 0 | 0 | 0 | 0
F1_Industrial_Industrial - Int_Existing_Process_Natural Gas_Process Heating_E8 | F1 | Industrial | Industrial - Int | Existing | Process | Natural Gas | Process Heating | E8 | RVT - Cost of Equipment | 0 | 0 | 0 | 0 | 0 | 0 | 0 | 0 | 0 | 0 | 0 | 0 | 0 | 0 | 0 | 0 | 0 | 0 | 0 | 0 | 0 | 0 | 0 | 0 | 0 | 0 | 0 | 0 | 0 | 0 | 0 | 0 | 0
F1_Industrial_Industrial - Int_Existing_Process_Natural Gas_Process Heating_E9 | F1 | Industrial | Industrial - Int | Existing | Process | Natural Gas | Process Heating | E9 | RVT - Cost of Equipment | 0 | 0 | 0 | 0 | 0 | 0 | 0 | 0 | 0 | 0 | 0 | 0 | 0 | 0 | 0 | 0 | 0 | 0 | 0 | 0 | 0 | 0 | 0 | 0 | 0 | 0 | 0 | 0 | 0 | 0 | 0 | 0 | 0
F1_Industrial_Industrial - Int_Existing_Process_Natural Gas_Process Heating_E10 | F1 | Industrial | Industrial - Int | Existing | Process | Natural Gas | Process Heating | E10 | RVT - Cost of Equipment | 0 | 0 | 0 | 0 | 0 | 0 | 0 | 0 | 0 | 0 | 0 | 0 | 0 | 0 | 0 | 0 | 0 | 0 | 0 | 0 | 0 | 0 | 0 | 0 | 0 | 0 | 0 | 0 | 0 | 0 | 0 | 0 | 0
F2_Industrial_Industrial - Int_Existing_Process_Natural Gas_Process Heating_E1 | F2 | Industrial | Industrial - Int | Existing | Process | Natural Gas | Process Heating | E1 | RVT - Cost of Operation | 118.5537 | 119.0691 | 119.8871 | 121.1401 | 123.1276 | 125.8725 | 127.9028 | 129.9146 | 132.0497 | 134.2999 | 136.2197 | 137.6244 | 138.8345 | 140 | 141.3516 | 142.5215 | 143.9301 | 145.6624 | 147.7688 | 150.2227 | 152.9542 | 155.6155 | 158.0999 | 160.4295 | 162.5925 | 164.5444 | 165.8708 | 166.8829 | 167.8379 | 168.7495 | 169.7062 | 170.1292 | 170.1292
F2_Industrial_Industrial - Int_Existing_Process_Natural Gas_Process Heating_E2 | F2 | Industrial | Industrial - Int | Existing | Process | Natural Gas | Process Heating | E2 | RVT - Cost of Operation | 0 | 0 | 0 | 0 | 0 | 0 | 0 | 0 | 0 | 0 | 0 | 0 | 0 | 0 | 0 | 0 | 0 | 0 | 0 | 0 | 0 | 0 | 0 | 0 | 0 | 0 | 0 | 0 | 0 | 0 | 0 | 0 | 0
F2_Industrial_Industrial - Int_Existing_Process_Natural Gas_Process Heating_E3 | F2 | Industrial | Industrial - Int | Existing | Process | Natural Gas | Process Heating | E3 | RVT - Cost of Operation | 0 | 0 | 0 | 0 | 0 | 0 | 0 | 0 | 0 | 0 | 0 | 0 | 0 | 0 | 0 | 0 | 0 | 0 | 0 | 0 | 0 | 0 | 0 | 0 | 0 | 0 | 0 | 0 | 0 | 0 | 0 | 0 | 0
F2_Industrial_Industrial - Int_Existing_Process_Natural Gas_Process Heating_E4 | F2 | Industrial | Industrial - Int | Existing | Process | Natural Gas | Process Heating | E4 | RVT - Cost of Operation | 0 | 0 | 0 | 0 | 0 | 0 | 0 | 0 | 0 | 0 | 0 | 0 | 0 | 0 | 0 | 0 | 0 | 0 | 0 | 0 | 0 | 0 | 0 | 0 | 0 | 0 | 0 | 0 | 0 | 0 | 0 | 0 | 0
F2_Industrial_Industrial - Int_Existing_Process_Natural Gas_Process Heating_E5 | F2 | Industrial | Industrial - Int | Existing | Process | Natural Gas | Process Heating | E5 | RVT - Cost of Operation | 0 | 0 | 0 | 0 | 0 | 0 | 0 | 0 | 0 | 0 | 0 | 0 | 0 | 0 | 0 | 0 | 0 | 0 | 0 | 0 | 0 | 0 | 0 | 0 | 0 | 0 | 0 | 0 | 0 | 0 | 0 | 0 | 0
F2_Industrial_Industrial - Int_Existing_Process_Natural Gas_Process Heating_E6 | F2 | Industrial | Industrial - Int | Existing | Process | Natural Gas | Process Heating | E6 | RVT - Cost of Operation | 0 | 0 | 0 | 0 | 0 | 0 | 0 | 0 | 0 | 0 | 0 | 0 | 0 | 0 | 0 | 0 | 0 | 0 | 0 | 0 | 0 | 0 | 0 | 0 | 0 | 0 | 0 | 0 | 0 | 0 | 0 | 0 | 0
F2_Industrial_Industrial - Int_Existing_Process_Natural Gas_Process Heating_E7 | F2 | Industrial | Industrial - Int | Existing | Process | Natural Gas | Process Heating | E7 | RVT - Cost of Operation | 0 | 0 | 0 | 0 | 0 | 0 | 0 | 0 | 0 | 0 | 0 | 0 | 0 | 0 | 0 | 0 | 0 | 0 | 0 | 0 | 0 | 0 | 0 | 0 | 0 | 0 | 0 | 0 | 0 | 0 | 0 | 0 | 0
F2_Industrial_Industrial - Int_Existing_Process_Natural Gas_Process Heating_E8 | F2 | Industrial | Industrial - Int | Existing | Process | Natural Gas | Process Heating | E8 | RVT - Cost of Operation | 0 | 0 | 0 | 0 | 0 | 0 | 0 | 0 | 0 | 0 | 0 | 0 | 0 | 0 | 0 | 0 | 0 | 0 | 0 | 0 | 0 | 0 | 0 | 0 | 0 | 0 | 0 | 0 | 0 | 0 | 0 | 0 | 0
F2_Industrial_Industrial - Int_Existing_Process_Natural Gas_Process Heating_E9 | F2 | Industrial | Industrial - Int | Existing | Process | Natural Gas | Process Heating | E9 | RVT - Cost of Operation | 0 | 0 | 0 | 0 | 0 | 0 | 0 | 0 | 0 | 0 | 0 | 0 | 0 | 0 | 0 | 0 | 0 | 0 | 0 | 0 | 0 | 0 | 0 | 0 | 0 | 0 | 0 | 0 | 0 | 0 | 0 | 0 | 0
F2_Industrial_Industrial - Int_Existing_Process_Natural Gas_Process Heating_E10 | F2 | Industrial | Industrial - Int | Existing | Process | Natural Gas | Process Heating | E10 | RVT - Cost of Operation | 0 | 0 | 0 | 0 | 0 | 0 | 0 | 0 | 0 | 0 | 0 | 0 | 0 | 0 | 0 | 0 | 0 | 0 | 0 | 0 | 0 | 0 | 0 | 0 | 0 | 0 | 0 | 0 | 0 | 0 | 0 | 0 | 0
F3_Industrial_Industrial - Int_Existing_Process_Natural Gas_Process Heating_E1 | F3 | Industrial | Industrial - Int | Existing | Process | Natural Gas | Process Heating | E1 | System - kBTUs of Consumption | 48.7358 | 48.7358 | 48.7358 | 48.7358 | 48.7358 | 48.7358 | 48.7358 | 48.7358 | 48.7358 | 48.7358 | 48.7358 | 48.7358 | 48.7358 | 48.7358 | 48.7358 | 48.7358 | 48.7358 | 48.7358 | 48.7358 | 48.7358 | 48.7358 | 48.7358 | 48.7358 | 48.7358 | 48.7358 | 48.7358 | 48.7358 | 48.7358 | 48.7358 | 48.7358 | 48.7358 | 48.7358 | 48.7358
F3_Industrial_Industrial - Int_Existing_Process_Natural Gas_Process Heating_E2 | F3 | Industrial | Industrial - Int | Existing | Process | Natural Gas | Process Heating | E2 | System - kBTUs of Consumption | 0 | 0 | 0 | 0 | 0 | 0 | 0 | 0 | 0 | 0 | 0 | 0 | 0 | 0 | 0 | 0 | 0 | 0 | 0 | 0 | 0 | 0 | 0 | 0 | 0 | 0 | 0 | 0 | 0 | 0 | 0 | 0 | 0
F3_Industrial_Industrial - Int_Existing_Process_Natural Gas_Process Heating_E3 | F3 | Industrial | Industrial - Int | Existing | Process | Natural Gas | Process Heating | E3 | System - kBTUs of Consumption | 0 | 0 | 0 | 0 | 0 | 0 | 0 | 0 | 0 | 0 | 0 | 0 | 0 | 0 | 0 | 0 | 0 | 0 | 0 | 0 | 0 | 0 | 0 | 0 | 0 | 0 | 0 | 0 | 0 | 0 | 0 | 0 | 0
F3_Industrial_Industrial - Int_Existing_Process_Natural Gas_Process Heating_E4 | F3 | Industrial | Industrial - Int | Existing | Process | Natural Gas | Process Heating | E4 | System - kBTUs of Consumption | 0 | 0 | 0 | 0 | 0 | 0 | 0 | 0 | 0 | 0 | 0 | 0 | 0 | 0 | 0 | 0 | 0 | 0 | 0 | 0 | 0 | 0 | 0 | 0 | 0 | 0 | 0 | 0 | 0 | 0 | 0 | 0 | 0
F3_Industrial_Industrial - Int_Existing_Process_Natural Gas_Process Heating_E5 | F3 | Industrial | Industrial - Int | Existing | Process | Natural Gas | Process Heating | E5 | System - kBTUs of Consumption | 0 | 0 | 0 | 0 | 0 | 0 | 0 | 0 | 0 | 0 | 0 | 0 | 0 | 0 | 0 | 0 | 0 | 0 | 0 | 0 | 0 | 0 | 0 | 0 | 0 | 0 | 0 | 0 | 0 | 0 | 0 | 0 | 0
F3_Industrial_Industrial - Int_Existing_Process_Natural Gas_Process Heating_E6 | F3 | Industrial | Industrial - Int | Existing | Process | Natural Gas | Process Heating | E6 | System - kBTUs of Consumption | 0 | 0 | 0 | 0 | 0 | 0 | 0 | 0 | 0 | 0 | 0 | 0 | 0 | 0 | 0 | 0 | 0 | 0 | 0 | 0 | 0 | 0 | 0 | 0 | 0 | 0 | 0 | 0 | 0 | 0 | 0 | 0 | 0
F3_Industrial_Industrial - Int_Existing_Process_Natural Gas_Process Heating_E7 | F3 | Industrial | Industrial - Int | Existing | Process | Natural Gas | Process Heating | E7 | System - kBTUs of Consumption | 0 | 0 | 0 | 0 | 0 | 0 | 0 | 0 | 0 | 0 | 0 | 0 | 0 | 0 | 0 | 0 | 0 | 0 | 0 | 0 | 0 | 0 | 0 | 0 | 0 | 0 | 0 | 0 | 0 | 0 | 0 | 0 | 0
F3_Industrial_Industrial - Int_Existing_Process_Natural Gas_Process Heating_E8 | F3 | Industrial | Industrial - Int | Existing | Process | Natural Gas | Process Heating | E8 | System - kBTUs of Consumption | 0 | 0 | 0 | 0 | 0 | 0 | 0 | 0 | 0 | 0 | 0 | 0 | 0 | 0 | 0 | 0 | 0 | 0 | 0 | 0 | 0 | 0 | 0 | 0 | 0 | 0 | 0 | 0 | 0 | 0 | 0 | 0 | 0
F3_Industrial_Industrial - Int_Existing_Process_Natural Gas_Process Heating_E9 | F3 | Industrial | Industrial - Int | Existing | Process | Natural Gas | Process Heating | E9 | System - kBTUs of Consumption | 0 | 0 | 0 | 0 | 0 | 0 | 0 | 0 | 0 | 0 | 0 | 0 | 0 | 0 | 0 | 0 | 0 | 0 | 0 | 0 | 0 | 0 | 0 | 0 | 0 | 0 | 0 | 0 | 0 | 0 | 0 | 0 | 0
F3_Industrial_Industrial - Int_Existing_Process_Natural Gas_Process Heating_E10 | F3 | Industrial | Industrial - Int | Existing | Process | Natural Gas | Process Heating | E10 | System - kBTUs of Consumption | 0 | 0 | 0 | 0 | 0 | 0 | 0 | 0 | 0 | 0 | 0 | 0 | 0 | 0 | 0 | 0 | 0 | 0 | 0 | 0 | 0 | 0 | 0 | 0 | 0 | 0 | 0 | 0 | 0 | 0 | 0 | 0 | 0
F4_Industrial_Industrial - Int_Existing_Process_Natural Gas_Process Heating_E1 | F4 | Industrial | Industrial - Int | Existing | Process | Natural Gas | Process Heating | E1 | Utility - Cost of Equipment | 118.5537 | 119.0691 | 119.8871 | 121.1401 | 123.1276 | 125.8725 | 127.9028 | 129.9146 | 132.0497 | 134.2999 | 136.2197 | 137.6244 | 138.8345 | 140 | 141.3516 | 142.5215 | 143.9301 | 145.6624 | 147.7688 | 150.2227 | 152.9542 | 155.6155 | 158.0999 | 160.4295 | 162.5925 | 164.5444 | 165.8708 | 166.8829 | 167.8379 | 168.7495 | 169.7062 | 170.1292 | 170.1292
F4_Industrial_Industrial - Int_Existing_Process_Natural Gas_Process Heating_E2 | F4 | Industrial | Industrial - Int | Existing | Process | Natural Gas | Process Heating | E2 | Utility - Cost of Equipment | 0 | 0 | 0 | 0 | 0 | 0 | 0 | 0 | 0 | 0 | 0 | 0 | 0 | 0 | 0 | 0 | 0 | 0 | 0 | 0 | 0 | 0 | 0 | 0 | 0 | 0 | 0 | 0 | 0 | 0 | 0 | 0 | 0
F4_Industrial_Industrial - Int_Existing_Process_Natural Gas_Process Heating_E3 | F4 | Industrial | Industrial - Int | Existing | Process | Natural Gas | Process Heating | E3 | Utility - Cost of Equipment | 0 | 0 | 0 | 0 | 0 | 0 | 0 | 0 | 0 | 0 | 0 | 0 | 0 | 0 | 0 | 0 | 0 | 0 | 0 | 0 | 0 | 0 | 0 | 0 | 0 | 0 | 0 | 0 | 0 | 0 | 0 | 0 | 0
F4_Industrial_Industrial - Int_Existing_Process_Natural Gas_Process Heating_E4 | F4 | Industrial | Industrial - Int | Existing | Process | Natural Gas | Process Heating | E4 | Utility - Cost of Equipment | 0 | 0 | 0 | 0 | 0 | 0 | 0 | 0 | 0 | 0 | 0 | 0 | 0 | 0 | 0 | 0 | 0 | 0 | 0 | 0 | 0 | 0 | 0 | 0 | 0 | 0 | 0 | 0 | 0 | 0 | 0 | 0 | 0
F4_Industrial_Industrial - Int_Existing_Process_Natural Gas_Process Heating_E5 | F4 | Industrial | Industrial - Int | Existing | Process | Natural Gas | Process Heating | E5 | Utility - Cost of Equipment | 0 | 0 | 0 | 0 | 0 | 0 | 0 | 0 | 0 | 0 | 0 | 0 | 0 | 0 | 0 | 0 | 0 | 0 | 0 | 0 | 0 | 0 | 0 | 0 | 0 | 0 | 0 | 0 | 0 | 0 | 0 | 0 | 0
F4_Industrial_Industrial - Int_Existing_Process_Natural Gas_Process Heating_E6 | F4 | Industrial | Industrial - Int | Existing | Process | Natural Gas | Process Heating | E6 | Utility - Cost of Equipment | 0 | 0 | 0 | 0 | 0 | 0 | 0 | 0 | 0 | 0 | 0 | 0 | 0 | 0 | 0 | 0 | 0 | 0 | 0 | 0 | 0 | 0 | 0 | 0 | 0 | 0 | 0 | 0 | 0 | 0 | 0 | 0 | 0
F4_Industrial_Industrial - Int_Existing_Process_Natural Gas_Process Heating_E7 | F4 | Industrial | Industrial - Int | Existing | Process | Natural Gas | Process Heating | E7 | Utility - Cost of Equipment | 0 | 0 | 0 | 0 | 0 | 0 | 0 | 0 | 0 | 0 | 0 | 0 | 0 | 0 | 0 | 0 | 0 | 0 | 0 | 0 | 0 | 0 | 0 | 0 | 0 | 0 | 0 | 0 | 0 | 0 | 0 | 0 | 0
F4_Industrial_Industrial - Int_Existing_Process_Natural Gas_Process Heating_E8 | F4 | Industrial | Industrial - Int | Existing | Process | Natural Gas | Process Heating | E8 | Utility - Cost of Equipment | 0 | 0 | 0 | 0 | 0 | 0 | 0 | 0 | 0 | 0 | 0 | 0 | 0 | 0 | 0 | 0 | 0 | 0 | 0 | 0 | 0 | 0 | 0 | 0 | 0 | 0 | 0 | 0 | 0 | 0 | 0 | 0 | 0
F4_Industrial_Industrial - Int_Existing_Process_Natural Gas_Process Heating_E9 | F4 | Industrial | Industrial - Int | Existing | Process | Natural Gas | Process Heating | E9 | Utility - Cost of Equipment | 0 | 0 | 0 | 0 | 0 | 0 | 0 | 0 | 0 | 0 | 0 | 0 | 0 | 0 | 0 | 0 | 0 | 0 | 0 | 0 | 0 | 0 | 0 | 0 | 0 | 0 | 0 | 0 | 0 | 0 | 0 | 0 | 0
F4_Industrial_Industrial - Int_Existing_Process_Natural Gas_Process Heating_E10 | F4 | Industrial | Industrial - Int | Existing | Process | Natural Gas | Process Heating | E10 | Utility - Cost of Equipment | 0 | 0 | 0 | 0 | 0 | 0 | 0 | 0 | 0 | 0 | 0 | 0 | 0 | 0 | 0 | 0 | 0 | 0 | 0 | 0 | 0 | 0 | 0 | 0 | 0 | 0 | 0 | 0 | 0 | 0 | 0 | 0 | 0
F5_Industrial_Industrial - Int_Existing_Process_Natural Gas_Process Heating_E1 | F5 | Industrial | Industrial - Int | Existing | Process | Natural Gas | Process Heating | E1 | Utility - Cost of Operation | 48.7358 | 48.7358 | 48.7358 | 48.7358 | 48.7358 | 48.7358 | 48.7358 | 48.7358 | 48.7358 | 48.7358 | 48.7358 | 48.7358 | 48.7358 | 48.7358 | 48.7358 | 48.7358 | 48.7358 | 48.7358 | 48.7358 | 48.7358 | 48.7358 | 48.7358 | 48.7358 | 48.7358 | 48.7358 | 48.7358 | 48.7358 | 48.7358 | 48.7358 | 48.7358 | 48.7358 | 48.7358 | 48.7358
F5_Industrial_Industrial - Int_Existing_Process_Natural Gas_Process Heating_E2 | F5 | Industrial | Industrial - Int | Existing | Process | Natural Gas | Process Heating | E2 | Utility - Cost of Operation | 0 | 0 | 0 | 0 | 0 | 0 | 0 | 0 | 0 | 0 | 0 | 0 | 0 | 0 | 0 | 0 | 0 | 0 | 0 | 0 | 0 | 0 | 0 | 0 | 0 | 0 | 0 | 0 | 0 | 0 | 0 | 0 | 0
F5_Industrial_Industrial - Int_Existing_Process_Natural Gas_Process Heating_E3 | F5 | Industrial | Industrial - Int | Existing | Process | Natural Gas | Process Heating | E3 | Utility - Cost of Operation | 0 | 0 | 0 | 0 | 0 | 0 | 0 | 0 | 0 | 0 | 0 | 0 | 0 | 0 | 0 | 0 | 0 | 0 | 0 | 0 | 0 | 0 | 0 | 0 | 0 | 0 | 0 | 0 | 0 | 0 | 0 | 0 | 0
F5_Industrial_Industrial - Int_Existing_Process_Natural Gas_Process Heating_E4 | F5 | Industrial | Industrial - Int | Existing | Process | Natural Gas | Process Heating | E4 | Utility - Cost of Operation | 0 | 0 | 0 | 0 | 0 | 0 | 0 | 0 | 0 | 0 | 0 | 0 | 0 | 0 | 0 | 0 | 0 | 0 | 0 | 0 | 0 | 0 | 0 | 0 | 0 | 0 | 0 | 0 | 0 | 0 | 0 | 0 | 0
F5_Industrial_Industrial - Int_Existing_Process_Natural Gas_Process Heating_E5 | F5 | Industrial | Industrial - Int | Existing | Process | Natural Gas | Process Heating | E5 | Utility - Cost of Operation | 0 | 0 | 0 | 0 | 0 | 0 | 0 | 0 | 0 | 0 | 0 | 0 | 0 | 0 | 0 | 0 | 0 | 0 | 0 | 0 | 0 | 0 | 0 | 0 | 0 | 0 | 0 | 0 | 0 | 0 | 0 | 0 | 0
F5_Industrial_Industrial - Int_Existing_Process_Natural Gas_Process Heating_E6 | F5 | Industrial | Industrial - Int | Existing | Process | Natural Gas | Process Heating | E6 | Utility - Cost of Operation | 0 | 0 | 0 | 0 | 0 | 0 | 0 | 0 | 0 | 0 | 0 | 0 | 0 | 0 | 0 | 0 | 0 | 0 | 0 | 0 | 0 | 0 | 0 | 0 | 0 | 0 | 0 | 0 | 0 | 0 | 0 | 0 | 0
F5_Industrial_Industrial - Int_Existing_Process_Natural Gas_Process Heating_E7 | F5 | Industrial | Industrial - Int | Existing | Process | Natural Gas | Process Heating | E7 | Utility - Cost of Operation | 0 | 0 | 0 | 0 | 0 | 0 | 0 | 0 | 0 | 0 | 0 | 0 | 0 | 0 | 0 | 0 | 0 | 0 | 0 | 0 | 0 | 0 | 0 | 0 | 0 | 0 | 0 | 0 | 0 | 0 | 0 | 0 | 0
F5_Industrial_Industrial - Int_Existing_Process_Natural Gas_Process Heating_E8 | F5 | Industrial | Industrial - Int | Existing | Process | Natural Gas | Process Heating | E8 | Utility - Cost of Operation | 0 | 0 | 0 | 0 | 0 | 0 | 0 | 0 | 0 | 0 | 0 | 0 | 0 | 0 | 0 | 0 | 0 | 0 | 0 | 0 | 0 | 0 | 0 | 0 | 0 | 0 | 0 | 0 | 0 | 0 | 0 | 0 | 0
F5_Industrial_Industrial - Int_Existing_Process_Natural Gas_Process Heating_E9 | F5 | Industrial | Industrial - Int | Existing | Process | Natural Gas | Process Heating | E9 | Utility - Cost of Operation | 0 | 0 | 0 | 0 | 0 | 0 | 0 | 0 | 0 | 0 | 0 | 0 | 0 | 0 | 0 | 0 | 0 | 0 | 0 | 0 | 0 | 0 | 0 | 0 | 0 | 0 | 0 | 0 | 0 | 0 | 0 | 0 | 0
F5_Industrial_Industrial - Int_Existing_Process_Natural Gas_Process Heating_E10 | F5 | Industrial | Industrial - Int | Existing | Process | Natural Gas | Process Heating | E10 | Utility - Cost of Operation | 0 | 0 | 0 | 0 | 0 | 0 | 0 | 0 | 0 | 0 | 0 | 0 | 0 | 0 | 0 | 0 | 0 | 0 | 0 | 0 | 0 | 0 | 0 | 0 | 0 | 0 | 0 | 0 | 0 | 0 | 0 | 0 | 0
F6_Industrial_Industrial - Int_Existing_Process_Natural Gas_Process Heating_E1 | F6 | Industrial | Industrial - Int | Existing | Process | Natural Gas | Process Heating | E1 | Utility - Value of Sales | 105.8145 | 105.8145 | 105.8145 | 105.8145 | 105.8145 | 105.8145 | 105.8145 | 105.8145 | 105.8145 | 105.8145 | 105.8145 | 105.8145 | 105.8145 | 105.8145 | 105.8145 | 105.8145 | 105.8145 | 105.8145 | 105.8145 | 105.8145 | 105.8145 | 105.8145 | 105.8145 | 105.8145 | 105.8145 | 105.8145 | 105.8145 | 105.8145 | 105.8145 | 105.8145 | 105.8145 | 105.8145 | 105.8145
F6_Industrial_Industrial - Int_Existing_Process_Natural Gas_Process Heating_E2 | F6 | Industrial | Industrial - Int | Existing | Process | Natural Gas | Process Heating | E2 | Utility - Value of Sales | 0 | 0 | 0 | 0 | 0 | 0 | 0 | 0 | 0 | 0 | 0 | 0 | 0 | 0 | 0 | 0 | 0 | 0 | 0 | 0 | 0 | 0 | 0 | 0 | 0 | 0 | 0 | 0 | 0 | 0 | 0 | 0 | 0
F6_Industrial_Industrial - Int_Existing_Process_Natural Gas_Process Heating_E3 | F6 | Industrial | Industrial - Int | Existing | Process | Natural Gas | Process Heating | E3 | Utility - Value of Sales | 0 | 0 | 0 | 0 | 0 | 0 | 0 | 0 | 0 | 0 | 0 | 0 | 0 | 0 | 0 | 0 | 0 | 0 | 0 | 0 | 0 | 0 | 0 | 0 | 0 | 0 | 0 | 0 | 0 | 0 | 0 | 0 | 0
F6_Industrial_Industrial - Int_Existing_Process_Natural Gas_Process Heating_E4 | F6 | Industrial | Industrial - Int | Existing | Process | Natural Gas | Process Heating | E4 | Utility - Value of Sales | 0 | 0 | 0 | 0 | 0 | 0 | 0 | 0 | 0 | 0 | 0 | 0 | 0 | 0 | 0 | 0 | 0 | 0 | 0 | 0 | 0 | 0 | 0 | 0 | 0 | 0 | 0 | 0 | 0 | 0 | 0 | 0 | 0
F6_Industrial_Industrial - Int_Existing_Process_Natural Gas_Process Heating_E5 | F6 | Industrial | Industrial - Int | Existing | Process | Natural Gas | Process Heating | E5 | Utility - Value of Sales | 0 | 0 | 0 | 0 | 0 | 0 | 0 | 0 | 0 | 0 | 0 | 0 | 0 | 0 | 0 | 0 | 0 | 0 | 0 | 0 | 0 | 0 | 0 | 0 | 0 | 0 | 0 | 0 | 0 | 0 | 0 | 0 | 0
F6_Industrial_Industrial - Int_Existing_Process_Natural Gas_Process Heating_E6 | F6 | Industrial | Industrial - Int | Existing | Process | Natural Gas | Process Heating | E6 | Utility - Value of Sales | 0 | 0 | 0 | 0 | 0 | 0 | 0 | 0 | 0 | 0 | 0 | 0 | 0 | 0 | 0 | 0 | 0 | 0 | 0 | 0 | 0 | 0 | 0 | 0 | 0 | 0 | 0 | 0 | 0 | 0 | 0 | 0 | 0
F6_Industrial_Industrial - Int_Existing_Process_Natural Gas_Process Heating_E7 | F6 | Industrial | Industrial - Int | Existing | Process | Natural Gas | Process Heating | E7 | Utility - Value of Sales | 0 | 0 | 0 | 0 | 0 | 0 | 0 | 0 | 0 | 0 | 0 | 0 | 0 | 0 | 0 | 0 | 0 | 0 | 0 | 0 | 0 | 0 | 0 | 0 | 0 | 0 | 0 | 0 | 0 | 0 | 0 | 0 | 0
F6_Industrial_Industrial - Int_Existing_Process_Natural Gas_Process Heating_E8 | F6 | Industrial | Industrial - Int | Existing | Process | Natural Gas | Process Heating | E8 | Utility - Value of Sales | 0 | 0 | 0 | 0 | 0 | 0 | 0 | 0 | 0 | 0 | 0 | 0 | 0 | 0 | 0 | 0 | 0 | 0 | 0 | 0 | 0 | 0 | 0 | 0 | 0 | 0 | 0 | 0 | 0 | 0 | 0 | 0 | 0
F6_Industrial_Industrial - Int_Existing_Process_Natural Gas_Process Heating_E9 | F6 | Industrial | Industrial - Int | Existing | Process | Natural Gas | Process Heating | E9 | Utility - Value of Sales | 0 | 0 | 0 | 0 | 0 | 0 | 0 | 0 | 0 | 0 | 0 | 0 | 0 | 0 | 0 | 0 | 0 | 0 | 0 | 0 | 0 | 0 | 0 | 0 | 0 | 0 | 0 | 0 | 0 | 0 | 0 | 0 | 0
F6_Industrial_Industrial - Int_Existing_Process_Natural Gas_Process Heating_E10 | F6 | Industrial | Industrial - Int | Existing | Process | Natural Gas | Process Heating | E10 | Utility - Value of Sales | 0 | 0 | 0 | 0 | 0 | 0 | 0 | 0 | 0 | 0 | 0 | 0 | 0 | 0 | 0 | 0 | 0 | 0 | 0 | 0 | 0 | 0 | 0 | 0 | 0 | 0 | 0 | 0 | 0 | 0 | 0 | 0 | 0
F1_Industrial_Industrial - Int_Existing_Process_Natural Gas_Process Boiler_E1 | F1 | Industrial | Industrial - Int | Existing | Process | Natural Gas | Process Boiler | E1 | RVT - Cost of Equipment | 213.0881 | 215.4894 | 218.0845 | 220.8744 | 223.9464 | 227.3508 | 230.3777 | 233.3393 | 236.2965 | 239.2677 | 242.0685 | 244.6208 | 247.0751 | 249.4707 | 251.9169 | 254.2082 | 256.5197 | 258.866 | 261.231 | 263.5781 | 265.8829 | 267.9902 | 269.8696 | 271.5301 | 272.966 | 274.2007 | 275.0567 | 275.6943 | 276.2465 | 276.7181 | 277.1849 | 277.3913 | 277.3913
F1_Industrial_Industrial - Int_Existing_Process_Natural Gas_Process Boiler_E2 | F1 | Industrial | Industrial - Int | Existing | Process | Natural Gas | Process Boiler | E2 | RVT - Cost of Equipment | 0 | 0 | 0 | 0 | 0 | 0 | 0 | 0 | 0 | 0 | 0 | 0 | 0 | 0 | 0 | 0 | 0 | 0 | 0 | 0 | 0 | 0 | 0 | 0 | 0 | 0 | 0 | 0 | 0 | 0 | 0 | 0 | 0
F1_Industrial_Industrial - Int_Existing_Process_Natural Gas_Process Boiler_E3 | F1 | Industrial | Industrial - Int | Existing | Process | Natural Gas | Process Boiler | E3 | RVT - Cost of Equipment | 0 | 0 | 0 | 0 | 0 | 0 | 0 | 0 | 0 | 0 | 0 | 0 | 0 | 0 | 0 | 0 | 0 | 0 | 0 | 0 | 0 | 0 | 0 | 0 | 0 | 0 | 0 | 0 | 0 | 0 | 0 | 0 | 0
F1_Industrial_Industrial - Int_Existing_Process_Natural Gas_Process Boiler_E4 | F1 | Industrial | Industrial - Int | Existing | Process | Natural Gas | Process Boiler | E4 | RVT - Cost of Equipment | 0 | 0 | 0 | 0 | 0 | 0 | 0 | 0 | 0 | 0 | 0 | 0 | 0 | 0 | 0 | 0 | 0 | 0 | 0 | 0 | 0 | 0 | 0 | 0 | 0 | 0 | 0 | 0 | 0 | 0 | 0 | 0 | 0
F1_Industrial_Industrial - Int_Existing_Process_Natural Gas_Process Boiler_E5 | F1 | Industrial | Industrial - Int | Existing | Process | Natural Gas | Process Boiler | E5 | RVT - Cost of Equipment | 0 | 0 | 0 | 0 | 0 | 0 | 0 | 0 | 0 | 0 | 0 | 0 | 0 | 0 | 0 | 0 | 0 | 0 | 0 | 0 | 0 | 0 | 0 | 0 | 0 | 0 | 0 | 0 | 0 | 0 | 0 | 0 | 0
F1_Industrial_Industrial - Int_Existing_Process_Natural Gas_Process Boiler_E6 | F1 | Industrial | Industrial - Int | Existing | Process | Natural Gas | Process Boiler | E6 | RVT - Cost of Equipment | 0 | 0 | 0 | 0 | 0 | 0 | 0 | 0 | 0 | 0 | 0 | 0 | 0 | 0 | 0 | 0 | 0 | 0 | 0 | 0 | 0 | 0 | 0 | 0 | 0 | 0 | 0 | 0 | 0 | 0 | 0 | 0 | 0
F1_Industrial_Industrial - Int_Existing_Process_Natural Gas_Process Boiler_E7 | F1 | Industrial | Industrial - Int | Existing | Process | Natural Gas | Process Boiler | E7 | RVT - Cost of Equipment | 0 | 0 | 0 | 0 | 0 | 0 | 0 | 0 | 0 | 0 | 0 | 0 | 0 | 0 | 0 | 0 | 0 | 0 | 0 | 0 | 0 | 0 | 0 | 0 | 0 | 0 | 0 | 0 | 0 | 0 | 0 | 0 | 0
F1_Industrial_Industrial - Int_Existing_Process_Natural Gas_Process Boiler_E8 | F1 | Industrial | Industrial - Int | Existing | Process | Natural Gas | Process Boiler | E8 | RVT - Cost of Equipment | 0 | 0 | 0 | 0 | 0 | 0 | 0 | 0 | 0 | 0 | 0 | 0 | 0 | 0 | 0 | 0 | 0 | 0 | 0 | 0 | 0 | 0 | 0 | 0 | 0 | 0 | 0 | 0 | 0 | 0 | 0 | 0 | 0
F1_Industrial_Industrial - Int_Existing_Process_Natural Gas_Process Boiler_E9 | F1 | Industrial | Industrial - Int | Existing | Process | Natural Gas | Process Boiler | E9 | RVT - Cost of Equipment | 0 | 0 | 0 | 0 | 0 | 0 | 0 | 0 | 0 | 0 | 0 | 0 | 0 | 0 | 0 | 0 | 0 | 0 | 0 | 0 | 0 | 0 | 0 | 0 | 0 | 0 | 0 | 0 | 0 | 0 | 0 | 0 | 0
F1_Industrial_Industrial - Int_Existing_Process_Natural Gas_Process Boiler_E10 | F1 | Industrial | Industrial - Int | Existing | Process | Natural Gas | Process Boiler | E10 | RVT - Cost of Equipment | 0 | 0 | 0 | 0 | 0 | 0 | 0 | 0 | 0 | 0 | 0 | 0 | 0 | 0 | 0 | 0 | 0 | 0 | 0 | 0 | 0 | 0 | 0 | 0 | 0 | 0 | 0 | 0 | 0 | 0 | 0 | 0 | 0
F2_Industrial_Industrial - Int_Existing_Process_Natural Gas_Process Boiler_E1 | F2 | Industrial | Industrial - Int | Existing | Process | Natural Gas | Process Boiler | E1 | RVT - Cost of Operation | 255.2935 | 258.1703 | 261.2794 | 264.6219 | 268.3023 | 272.3811 | 276.0075 | 279.5557 | 283.0986 | 286.6583 | 290.0138 | 293.0716 | 296.0121 | 298.8821 | 301.8129 | 304.558 | 307.3273 | 310.1383 | 312.9717 | 315.7838 | 318.545 | 321.0698 | 323.3214 | 325.3107 | 327.0311 | 328.5102 | 329.5359 | 330.2997 | 330.9613 | 331.5263 | 332.0855 | 332.3328 | 332.3328
F2_Industrial_Industrial - Int_Existing_Process_Natural Gas_Process Boiler_E2 | F2 | Industrial | Industrial - Int | Existing | Process | Natural Gas | Process Boiler | E2 | RVT - Cost of Operation | 0 | 0 | 0 | 0 | 0 | 0 | 0 | 0 | 0 | 0 | 0 | 0 | 0 | 0 | 0 | 0 | 0 | 0 | 0 | 0 | 0 | 0 | 0 | 0 | 0 | 0 | 0 | 0 | 0 | 0 | 0 | 0 | 0
F2_Industrial_Industrial - Int_Existing_Process_Natural Gas_Process Boiler_E3 | F2 | Industrial | Industrial - Int | Existing | Process | Natural Gas | Process Boiler | E3 | RVT - Cost of Operation | 0 | 0 | 0 | 0 | 0 | 0 | 0 | 0 | 0 | 0 | 0 | 0 | 0 | 0 | 0 | 0 | 0 | 0 | 0 | 0 | 0 | 0 | 0 | 0 | 0 | 0 | 0 | 0 | 0 | 0 | 0 | 0 | 0
F2_Industrial_Industrial - Int_Existing_Process_Natural Gas_Process Boiler_E4 | F2 | Industrial | Industrial - Int | Existing | Process | Natural Gas | Process Boiler | E4 | RVT - Cost of Operation | 0 | 0 | 0 | 0 | 0 | 0 | 0 | 0 | 0 | 0 | 0 | 0 | 0 | 0 | 0 | 0 | 0 | 0 | 0 | 0 | 0 | 0 | 0 | 0 | 0 | 0 | 0 | 0 | 0 | 0 | 0 | 0 | 0
F2_Industrial_Industrial - Int_Existing_Process_Natural Gas_Process Boiler_E5 | F2 | Industrial | Industrial - Int | Existing | Process | Natural Gas | Process Boiler | E5 | RVT - Cost of Operation | 0 | 0 | 0 | 0 | 0 | 0 | 0 | 0 | 0 | 0 | 0 | 0 | 0 | 0 | 0 | 0 | 0 | 0 | 0 | 0 | 0 | 0 | 0 | 0 | 0 | 0 | 0 | 0 | 0 | 0 | 0 | 0 | 0
F2_Industrial_Industrial - Int_Existing_Process_Natural Gas_Process Boiler_E6 | F2 | Industrial | Industrial - Int | Existing | Process | Natural Gas | Process Boiler | E6 | RVT - Cost of Operation | 0 | 0 | 0 | 0 | 0 | 0 | 0 | 0 | 0 | 0 | 0 | 0 | 0 | 0 | 0 | 0 | 0 | 0 | 0 | 0 | 0 | 0 | 0 | 0 | 0 | 0 | 0 | 0 | 0 | 0 | 0 | 0 | 0
F2_Industrial_Industrial - Int_Existing_Process_Natural Gas_Process Boiler_E7 | F2 | Industrial | Industrial - Int | Existing | Process | Natural Gas | Process Boiler | E7 | RVT - Cost of Operation | 0 | 0 | 0 | 0 | 0 | 0 | 0 | 0 | 0 | 0 | 0 | 0 | 0 | 0 | 0 | 0 | 0 | 0 | 0 | 0 | 0 | 0 | 0 | 0 | 0 | 0 | 0 | 0 | 0 | 0 | 0 | 0 | 0
F2_Industrial_Industrial - Int_Existing_Process_Natural Gas_Process Boiler_E8 | F2 | Industrial | Industrial - Int | Existing | Process | Natural Gas | Process Boiler | E8 | RVT - Cost of Operation | 0 | 0 | 0 | 0 | 0 | 0 | 0 | 0 | 0 | 0 | 0 | 0 | 0 | 0 | 0 | 0 | 0 | 0 | 0 | 0 | 0 | 0 | 0 | 0 | 0 | 0 | 0 | 0 | 0 | 0 | 0 | 0 | 0
F2_Industrial_Industrial - Int_Existing_Process_Natural Gas_Process Boiler_E9 | F2 | Industrial | Industrial - Int | Existing | Process | Natural Gas | Process Boiler | E9 | RVT - Cost of Operation | 0 | 0 | 0 | 0 | 0 | 0 | 0 | 0 | 0 | 0 | 0 | 0 | 0 | 0 | 0 | 0 | 0 | 0 | 0 | 0 | 0 | 0 | 0 | 0 | 0 | 0 | 0 | 0 | 0 | 0 | 0 | 0 | 0
F2_Industrial_Industrial - Int_Existing_Process_Natural Gas_Process Boiler_E10 | F2 | Industrial | Industrial - Int | Existing | Process | Natural Gas | Process Boiler | E10 | RVT - Cost of Operation | 0 | 0 | 0 | 0 | 0 | 0 | 0 | 0 | 0 | 0 | 0 | 0 | 0 | 0 | 0 | 0 | 0 | 0 | 0 | 0 | 0 | 0 | 0 | 0 | 0 | 0 | 0 | 0 | 0 | 0 | 0 | 0 | 0
F3_Industrial_Industrial - Int_Existing_Process_Natural Gas_Process Boiler_E1 | F3 | Industrial | Industrial - Int | Existing | Process | Natural Gas | Process Boiler | E1 | System - kBTUs of Consumption | 6.8952 | 6.8952 | 6.8952 | 6.8952 | 6.8952 | 6.8952 | 6.8952 | 6.8952 | 6.8952 | 6.8952 | 6.8952 | 6.8952 | 6.8952 | 6.8952 | 6.8952 | 6.8952 | 6.8952 | 6.8952 | 6.8952 | 6.8952 | 6.8952 | 6.8952 | 6.8952 | 6.8952 | 6.8952 | 6.8952 | 6.8952 | 6.8952 | 6.8952 | 6.8952 | 6.8952 | 6.8952 | 6.8952
F3_Industrial_Industrial - Int_Existing_Process_Natural Gas_Process Boiler_E2 | F3 | Industrial | Industrial - Int | Existing | Process | Natural Gas | Process Boiler | E2 | System - kBTUs of Consumption | 0 | 0 | 0 | 0 | 0 | 0 | 0 | 0 | 0 | 0 | 0 | 0 | 0 | 0 | 0 | 0 | 0 | 0 | 0 | 0 | 0 | 0 | 0 | 0 | 0 | 0 | 0 | 0 | 0 | 0 | 0 | 0 | 0
F3_Industrial_Industrial - Int_Existing_Process_Natural Gas_Process Boiler_E3 | F3 | Industrial | Industrial - Int | Existing | Process | Natural Gas | Process Boiler | E3 | System - kBTUs of Consumption | 0 | 0 | 0 | 0 | 0 | 0 | 0 | 0 | 0 | 0 | 0 | 0 | 0 | 0 | 0 | 0 | 0 | 0 | 0 | 0 | 0 | 0 | 0 | 0 | 0 | 0 | 0 | 0 | 0 | 0 | 0 | 0 | 0
F3_Industrial_Industrial - Int_Existing_Process_Natural Gas_Process Boiler_E4 | F3 | Industrial | Industrial - Int | Existing | Process | Natural Gas | Process Boiler | E4 | System - kBTUs of Consumption | 0 | 0 | 0 | 0 | 0 | 0 | 0 | 0 | 0 | 0 | 0 | 0 | 0 | 0 | 0 | 0 | 0 | 0 | 0 | 0 | 0 | 0 | 0 | 0 | 0 | 0 | 0 | 0 | 0 | 0 | 0 | 0 | 0
F3_Industrial_Industrial - Int_Existing_Process_Natural Gas_Process Boiler_E5 | F3 | Industrial | Industrial - Int | Existing | Process | Natural Gas | Process Boiler | E5 | System - kBTUs of Consumption | 0 | 0 | 0 | 0 | 0 | 0 | 0 | 0 | 0 | 0 | 0 | 0 | 0 | 0 | 0 | 0 | 0 | 0 | 0 | 0 | 0 | 0 | 0 | 0 | 0 | 0 | 0 | 0 | 0 | 0 | 0 | 0 | 0
F3_Industrial_Industrial - Int_Existing_Process_Natural Gas_Process Boiler_E6 | F3 | Industrial | Industrial - Int | Existing | Process | Natural Gas | Process Boiler | E6 | System - kBTUs of Consumption | 0 | 0 | 0 | 0 | 0 | 0 | 0 | 0 | 0 | 0 | 0 | 0 | 0 | 0 | 0 | 0 | 0 | 0 | 0 | 0 | 0 | 0 | 0 | 0 | 0 | 0 | 0 | 0 | 0 | 0 | 0 | 0 | 0
F3_Industrial_Industrial - Int_Existing_Process_Natural Gas_Process Boiler_E7 | F3 | Industrial | Industrial - Int | Existing | Process | Natural Gas | Process Boiler | E7 | System - kBTUs of Consumption | 0 | 0 | 0 | 0 | 0 | 0 | 0 | 0 | 0 | 0 | 0 | 0 | 0 | 0 | 0 | 0 | 0 | 0 | 0 | 0 | 0 | 0 | 0 | 0 | 0 | 0 | 0 | 0 | 0 | 0 | 0 | 0 | 0
F3_Industrial_Industrial - Int_Existing_Process_Natural Gas_Process Boiler_E8 | F3 | Industrial | Industrial - Int | Existing | Process | Natural Gas | Process Boiler | E8 | System - kBTUs of Consumption | 0 | 0 | 0 | 0 | 0 | 0 | 0 | 0 | 0 | 0 | 0 | 0 | 0 | 0 | 0 | 0 | 0 | 0 | 0 | 0 | 0 | 0 | 0 | 0 | 0 | 0 | 0 | 0 | 0 | 0 | 0 | 0 | 0
F3_Industrial_Industrial - Int_Existing_Process_Natural Gas_Process Boiler_E9 | F3 | Industrial | Industrial - Int | Existing | Process | Natural Gas | Process Boiler | E9 | System - kBTUs of Consumption | 0 | 0 | 0 | 0 | 0 | 0 | 0 | 0 | 0 | 0 | 0 | 0 | 0 | 0 | 0 | 0 | 0 | 0 | 0 | 0 | 0 | 0 | 0 | 0 | 0 | 0 | 0 | 0 | 0 | 0 | 0 | 0 | 0
F3_Industrial_Industrial - Int_Existing_Process_Natural Gas_Process Boiler_E10 | F3 | Industrial | Industrial - Int | Existing | Process | Natural Gas | Process Boiler | E10 | System - kBTUs of Consumption | 0 | 0 | 0 | 0 | 0 | 0 | 0 | 0 | 0 | 0 | 0 | 0 | 0 | 0 | 0 | 0 | 0 | 0 | 0 | 0 | 0 | 0 | 0 | 0 | 0 | 0 | 0 | 0 | 0 | 0 | 0 | 0 | 0
F4_Industrial_Industrial - Int_Existing_Process_Natural Gas_Process Boiler_E1 | F4 | Industrial | Industrial - Int | Existing | Process | Natural Gas | Process Boiler | E1 | Utility - Cost of Equipment | 255.2935 | 258.1703 | 261.2794 | 264.6219 | 268.3023 | 272.3811 | 276.0075 | 279.5557 | 283.0986 | 286.6583 | 290.0138 | 293.0716 | 296.0121 | 298.8821 | 301.8129 | 304.558 | 307.3273 | 310.1383 | 312.9717 | 315.7838 | 318.545 | 321.0698 | 323.3214 | 325.3107 | 327.0311 | 328.5102 | 329.5359 | 330.2997 | 330.9613 | 331.5263 | 332.0855 | 332.3328 | 332.3328
F4_Industrial_Industrial - Int_Existing_Process_Natural Gas_Process Boiler_E2 | F4 | Industrial | Industrial - Int | Existing | Process | Natural Gas | Process Boiler | E2 | Utility - Cost of Equipment | 0 | 0 | 0 | 0 | 0 | 0 | 0 | 0 | 0 | 0 | 0 | 0 | 0 | 0 | 0 | 0 | 0 | 0 | 0 | 0 | 0 | 0 | 0 | 0 | 0 | 0 | 0 | 0 | 0 | 0 | 0 | 0 | 0
F4_Industrial_Industrial - Int_Existing_Process_Natural Gas_Process Boiler_E3 | F4 | Industrial | Industrial - Int | Existing | Process | Natural Gas | Process Boiler | E3 | Utility - Cost of Equipment | 0 | 0 | 0 | 0 | 0 | 0 | 0 | 0 | 0 | 0 | 0 | 0 | 0 | 0 | 0 | 0 | 0 | 0 | 0 | 0 | 0 | 0 | 0 | 0 | 0 | 0 | 0 | 0 | 0 | 0 | 0 | 0 | 0
F4_Industrial_Industrial - Int_Existing_Process_Natural Gas_Process Boiler_E4 | F4 | Industrial | Industrial - Int | Existing | Process | Natural Gas | Process Boiler | E4 | Utility - Cost of Equipment | 0 | 0 | 0 | 0 | 0 | 0 | 0 | 0 | 0 | 0 | 0 | 0 | 0 | 0 | 0 | 0 | 0 | 0 | 0 | 0 | 0 | 0 | 0 | 0 | 0 | 0 | 0 | 0 | 0 | 0 | 0 | 0 | 0
F4_Industrial_Industrial - Int_Existing_Process_Natural Gas_Process Boiler_E5 | F4 | Industrial | Industrial - Int | Existing | Process | Natural Gas | Process Boiler | E5 | Utility - Cost of Equipment | 0 | 0 | 0 | 0 | 0 | 0 | 0 | 0 | 0 | 0 | 0 | 0 | 0 | 0 | 0 | 0 | 0 | 0 | 0 | 0 | 0 | 0 | 0 | 0 | 0 | 0 | 0 | 0 | 0 | 0 | 0 | 0 | 0
F4_Industrial_Industrial - Int_Existing_Process_Natural Gas_Process Boiler_E6 | F4 | Industrial | Industrial - Int | Existing | Process | Natural Gas | Process Boiler | E6 | Utility - Cost of Equipment | 0 | 0 | 0 | 0 | 0 | 0 | 0 | 0 | 0 | 0 | 0 | 0 | 0 | 0 | 0 | 0 | 0 | 0 | 0 | 0 | 0 | 0 | 0 | 0 | 0 | 0 | 0 | 0 | 0 | 0 | 0 | 0 | 0
F4_Industrial_Industrial - Int_Existing_Process_Natural Gas_Process Boiler_E7 | F4 | Industrial | Industrial - Int | Existing | Process | Natural Gas | Process Boiler | E7 | Utility - Cost of Equipment | 0 | 0 | 0 | 0 | 0 | 0 | 0 | 0 | 0 | 0 | 0 | 0 | 0 | 0 | 0 | 0 | 0 | 0 | 0 | 0 | 0 | 0 | 0 | 0 | 0 | 0 | 0 | 0 | 0 | 0 | 0 | 0 | 0
F4_Industrial_Industrial - Int_Existing_Process_Natural Gas_Process Boiler_E8 | F4 | Industrial | Industrial - Int | Existing | Process | Natural Gas | Process Boiler | E8 | Utility - Cost of Equipment | 0 | 0 | 0 | 0 | 0 | 0 | 0 | 0 | 0 | 0 | 0 | 0 | 0 | 0 | 0 | 0 | 0 | 0 | 0 | 0 | 0 | 0 | 0 | 0 | 0 | 0 | 0 | 0 | 0 | 0 | 0 | 0 | 0
F4_Industrial_Industrial - Int_Existing_Process_Natural Gas_Process Boiler_E9 | F4 | Industrial | Industrial - Int | Existing | Process | Natural Gas | Process Boiler | E9 | Utility - Cost of Equipment | 0 | 0 | 0 | 0 | 0 | 0 | 0 | 0 | 0 | 0 | 0 | 0 | 0 | 0 | 0 | 0 | 0 | 0 | 0 | 0 | 0 | 0 | 0 | 0 | 0 | 0 | 0 | 0 | 0 | 0 | 0 | 0 | 0
F4_Industrial_Industrial - Int_Existing_Process_Natural Gas_Process Boiler_E10 | F4 | Industrial | Industrial - Int | Existing | Process | Natural Gas | Process Boiler | E10 | Utility - Cost of Equipment | 0 | 0 | 0 | 0 | 0 | 0 | 0 | 0 | 0 | 0 | 0 | 0 | 0 | 0 | 0 | 0 | 0 | 0 | 0 | 0 | 0 | 0 | 0 | 0 | 0 | 0 | 0 | 0 | 0 | 0 | 0 | 0 | 0
F5_Industrial_Industrial - Int_Existing_Process_Natural Gas_Process Boiler_E1 | F5 | Industrial | Industrial - Int | Existing | Process | Natural Gas | Process Boiler | E1 | Utility - Cost of Operation | 6.8952 | 6.8952 | 6.8952 | 6.8952 | 6.8952 | 6.8952 | 6.8952 | 6.8952 | 6.8952 | 6.8952 | 6.8952 | 6.8952 | 6.8952 | 6.8952 | 6.8952 | 6.8952 | 6.8952 | 6.8952 | 6.8952 | 6.8952 | 6.8952 | 6.8952 | 6.8952 | 6.8952 | 6.8952 | 6.8952 | 6.8952 | 6.8952 | 6.8952 | 6.8952 | 6.8952 | 6.8952 | 6.8952
F5_Industrial_Industrial - Int_Existing_Process_Natural Gas_Process Boiler_E2 | F5 | Industrial | Industrial - Int | Existing | Process | Natural Gas | Process Boiler | E2 | Utility - Cost of Operation | 0 | 0 | 0 | 0 | 0 | 0 | 0 | 0 | 0 | 0 | 0 | 0 | 0 | 0 | 0 | 0 | 0 | 0 | 0 | 0 | 0 | 0 | 0 | 0 | 0 | 0 | 0 | 0 | 0 | 0 | 0 | 0 | 0
F5_Industrial_Industrial - Int_Existing_Process_Natural Gas_Process Boiler_E3 | F5 | Industrial | Industrial - Int | Existing | Process | Natural Gas | Process Boiler | E3 | Utility - Cost of Operation | 0 | 0 | 0 | 0 | 0 | 0 | 0 | 0 | 0 | 0 | 0 | 0 | 0 | 0 | 0 | 0 | 0 | 0 | 0 | 0 | 0 | 0 | 0 | 0 | 0 | 0 | 0 | 0 | 0 | 0 | 0 | 0 | 0
F5_Industrial_Industrial - Int_Existing_Process_Natural Gas_Process Boiler_E4 | F5 | Industrial | Industrial - Int | Existing | Process | Natural Gas | Process Boiler | E4 | Utility - Cost of Operation | 0 | 0 | 0 | 0 | 0 | 0 | 0 | 0 | 0 | 0 | 0 | 0 | 0 | 0 | 0 | 0 | 0 | 0 | 0 | 0 | 0 | 0 | 0 | 0 | 0 | 0 | 0 | 0 | 0 | 0 | 0 | 0 | 0
F5_Industrial_Industrial - Int_Existing_Process_Natural Gas_Process Boiler_E5 | F5 | Industrial | Industrial - Int | Existing | Process | Natural Gas | Process Boiler | E5 | Utility - Cost of Operation | 0 | 0 | 0 | 0 | 0 | 0 | 0 | 0 | 0 | 0 | 0 | 0 | 0 | 0 | 0 | 0 | 0 | 0 | 0 | 0 | 0 | 0 | 0 | 0 | 0 | 0 | 0 | 0 | 0 | 0 | 0 | 0 | 0
F5_Industrial_Industrial - Int_Existing_Process_Natural Gas_Process Boiler_E6 | F5 | Industrial | Industrial - Int | Existing | Process | Natural Gas | Process Boiler | E6 | Utility - Cost of Operation | 0 | 0 | 0 | 0 | 0 | 0 | 0 | 0 | 0 | 0 | 0 | 0 | 0 | 0 | 0 | 0 | 0 | 0 | 0 | 0 | 0 | 0 | 0 | 0 | 0 | 0 | 0 | 0 | 0 | 0 | 0 | 0 | 0
F5_Industrial_Industrial - Int_Existing_Process_Natural Gas_Process Boiler_E7 | F5 | Industrial | Industrial - Int | Existing | Process | Natural Gas | Process Boiler | E7 | Utility - Cost of Operation | 0 | 0 | 0 | 0 | 0 | 0 | 0 | 0 | 0 | 0 | 0 | 0 | 0 | 0 | 0 | 0 | 0 | 0 | 0 | 0 | 0 | 0 | 0 | 0 | 0 | 0 | 0 | 0 | 0 | 0 | 0 | 0 | 0
F5_Industrial_Industrial - Int_Existing_Process_Natural Gas_Process Boiler_E8 | F5 | Industrial | Industrial - Int | Existing | Process | Natural Gas | Process Boiler | E8 | Utility - Cost of Operation | 0 | 0 | 0 | 0 | 0 | 0 | 0 | 0 | 0 | 0 | 0 | 0 | 0 | 0 | 0 | 0 | 0 | 0 | 0 | 0 | 0 | 0 | 0 | 0 | 0 | 0 | 0 | 0 | 0 | 0 | 0 | 0 | 0
F5_Industrial_Industrial - Int_Existing_Process_Natural Gas_Process Boiler_E9 | F5 | Industrial | Industrial - Int | Existing | Process | Natural Gas | Process Boiler | E9 | Utility - Cost of Operation | 0 | 0 | 0 | 0 | 0 | 0 | 0 | 0 | 0 | 0 | 0 | 0 | 0 | 0 | 0 | 0 | 0 | 0 | 0 | 0 | 0 | 0 | 0 | 0 | 0 | 0 | 0 | 0 | 0 | 0 | 0 | 0 | 0
F5_Industrial_Industrial - Int_Existing_Process_Natural Gas_Process Boiler_E10 | F5 | Industrial | Industrial - Int | Existing | Process | Natural Gas | Process Boiler | E10 | Utility - Cost of Operation | 0 | 0 | 0 | 0 | 0 | 0 | 0 | 0 | 0 | 0 | 0 | 0 | 0 | 0 | 0 | 0 | 0 | 0 | 0 | 0 | 0 | 0 | 0 | 0 | 0 | 0 | 0 | 0 | 0 | 0 | 0 | 0 | 0
F6_Industrial_Industrial - Int_Existing_Process_Natural Gas_Process Boiler_E1 | F6 | Industrial | Industrial - Int | Existing | Process | Natural Gas | Process Boiler | E1 | Utility - Value of Sales | 204.2643 | 204.2643 | 204.2643 | 204.2643 | 204.2643 | 204.2643 | 204.2643 | 204.2643 | 204.2643 | 204.2643 | 204.2643 | 204.2643 | 204.2643 | 204.2643 | 204.2643 | 204.2643 | 204.2643 | 204.2643 | 204.2643 | 204.2643 | 204.2643 | 204.2643 | 204.2643 | 204.2643 | 204.2643 | 204.2643 | 204.2643 | 204.2643 | 204.2643 | 204.2643 | 204.2643 | 204.2643 | 204.2643
F6_Industrial_Industrial - Int_Existing_Process_Natural Gas_Process Boiler_E2 | F6 | Industrial | Industrial - Int | Existing | Process | Natural Gas | Process Boiler | E2 | Utility - Value of Sales | 0 | 0 | 0 | 0 | 0 | 0 | 0 | 0 | 0 | 0 | 0 | 0 | 0 | 0 | 0 | 0 | 0 | 0 | 0 | 0 | 0 | 0 | 0 | 0 | 0 | 0 | 0 | 0 | 0 | 0 | 0 | 0 | 0
F6_Industrial_Industrial - Int_Existing_Process_Natural Gas_Process Boiler_E3 | F6 | Industrial | Industrial - Int | Existing | Process | Natural Gas | Process Boiler | E3 | Utility - Value of Sales | 0 | 0 | 0 | 0 | 0 | 0 | 0 | 0 | 0 | 0 | 0 | 0 | 0 | 0 | 0 | 0 | 0 | 0 | 0 | 0 | 0 | 0 | 0 | 0 | 0 | 0 | 0 | 0 | 0 | 0 | 0 | 0 | 0
F6_Industrial_Industrial - Int_Existing_Process_Natural Gas_Process Boiler_E4 | F6 | Industrial | Industrial - Int | Existing | Process | Natural Gas | Process Boiler | E4 | Utility - Value of Sales | 0 | 0 | 0 | 0 | 0 | 0 | 0 | 0 | 0 | 0 | 0 | 0 | 0 | 0 | 0 | 0 | 0 | 0 | 0 | 0 | 0 | 0 | 0 | 0 | 0 | 0 | 0 | 0 | 0 | 0 | 0 | 0 | 0
F6_Industrial_Industrial - Int_Existing_Process_Natural Gas_Process Boiler_E5 | F6 | Industrial | Industrial - Int | Existing | Process | Natural Gas | Process Boiler | E5 | Utility - Value of Sales | 0 | 0 | 0 | 0 | 0 | 0 | 0 | 0 | 0 | 0 | 0 | 0 | 0 | 0 | 0 | 0 | 0 | 0 | 0 | 0 | 0 | 0 | 0 | 0 | 0 | 0 | 0 | 0 | 0 | 0 | 0 | 0 | 0
F6_Industrial_Industrial - Int_Existing_Process_Natural Gas_Process Boiler_E6 | F6 | Industrial | Industrial - Int | Existing | Process | Natural Gas | Process Boiler | E6 | Utility - Value of Sales | 0 | 0 | 0 | 0 | 0 | 0 | 0 | 0 | 0 | 0 | 0 | 0 | 0 | 0 | 0 | 0 | 0 | 0 | 0 | 0 | 0 | 0 | 0 | 0 | 0 | 0 | 0 | 0 | 0 | 0 | 0 | 0 | 0
F6_Industrial_Industrial - Int_Existing_Process_Natural Gas_Process Boiler_E7 | F6 | Industrial | Industrial - Int | Existing | Process | Natural Gas | Process Boiler | E7 | Utility - Value of Sales | 0 | 0 | 0 | 0 | 0 | 0 | 0 | 0 | 0 | 0 | 0 | 0 | 0 | 0 | 0 | 0 | 0 | 0 | 0 | 0 | 0 | 0 | 0 | 0 | 0 | 0 | 0 | 0 | 0 | 0 | 0 | 0 | 0
F6_Industrial_Industrial - Int_Existing_Process_Natural Gas_Process Boiler_E8 | F6 | Industrial | Industrial - Int | Existing | Process | Natural Gas | Process Boiler | E8 | Utility - Value of Sales | 0 | 0 | 0 | 0 | 0 | 0 | 0 | 0 | 0 | 0 | 0 | 0 | 0 | 0 | 0 | 0 | 0 | 0 | 0 | 0 | 0 | 0 | 0 | 0 | 0 | 0 | 0 | 0 | 0 | 0 | 0 | 0 | 0
F6_Industrial_Industrial - Int_Existing_Process_Natural Gas_Process Boiler_E9 | F6 | Industrial | Industrial - Int | Existing | Process | Natural Gas | Process Boiler | E9 | Utility - Value of Sales | 0 | 0 | 0 | 0 | 0 | 0 | 0 | 0 | 0 | 0 | 0 | 0 | 0 | 0 | 0 | 0 | 0 | 0 | 0 | 0 | 0 | 0 | 0 | 0 | 0 | 0 | 0 | 0 | 0 | 0 | 0 | 0 | 0
F6_Industrial_Industrial - Int_Existing_Process_Natural Gas_Process Boiler_E10 | F6 | Industrial | Industrial - Int | Existing | Process | Natural Gas | Process Boiler | E10 | Utility - Value of Sales | 0 | 0 | 0 | 0 | 0 | 0 | 0 | 0 | 0 | 0 | 0 | 0 | 0 | 0 | 0 | 0 | 0 | 0 | 0 | 0 | 0 | 0 | 0 | 0 | 0 | 0 | 0 | 0 | 0 | 0 | 0 | 0 | 0
F1_Industrial_Industrial - Int_Existing_Process_Natural Gas_Process Cooling_E1 | F1 | Industrial | Industrial - Int | Existing | Process | Natural Gas | Process Cooling | E1 | RVT - Cost of Equipment | 0.42677 | 0.42862 | 0.43157 | 0.43608 | 0.44323 | 0.45311 | 0.46042 | 0.46766 | 0.47535 | 0.48345 | 0.49036 | 0.49542 | 0.49977 | 0.50397 | 0.50884 | 0.51305 | 0.51812 | 0.52435 | 0.53194 | 0.54077 | 0.5506 | 0.56018 | 0.56913 | 0.57751 | 0.5853 | 0.59232 | 0.5971 | 0.60074 | 0.60418 | 0.60746 | 0.61091 | 0.61243 | 0.61243
F1_Industrial_Industrial - Int_Existing_Process_Natural Gas_Process Cooling_E2 | F1 | Industrial | Industrial - Int | Existing | Process | Natural Gas | Process Cooling | E2 | RVT - Cost of Equipment | 0 | 0 | 0 | 0 | 0 | 0 | 0 | 0 | 0 | 0 | 0 | 0 | 0 | 0 | 0 | 0 | 0 | 0 | 0 | 0 | 0 | 0 | 0 | 0 | 0 | 0 | 0 | 0 | 0 | 0 | 0 | 0 | 0
F1_Industrial_Industrial - Int_Existing_Process_Natural Gas_Process Cooling_E3 | F1 | Industrial | Industrial - Int | Existing | Process | Natural Gas | Process Cooling | E3 | RVT - Cost of Equipment | 0 | 0 | 0 | 0 | 0 | 0 | 0 | 0 | 0 | 0 | 0 | 0 | 0 | 0 | 0 | 0 | 0 | 0 | 0 | 0 | 0 | 0 | 0 | 0 | 0 | 0 | 0 | 0 | 0 | 0 | 0 | 0 | 0
F1_Industrial_Industrial - Int_Existing_Process_Natural Gas_Process Cooling_E4 | F1 | Industrial | Industrial - Int | Existing | Process | Natural Gas | Process Cooling | E4 | RVT - Cost of Equipment | 0 | 0 | 0 | 0 | 0 | 0 | 0 | 0 | 0 | 0 | 0 | 0 | 0 | 0 | 0 | 0 | 0 | 0 | 0 | 0 | 0 | 0 | 0 | 0 | 0 | 0 | 0 | 0 | 0 | 0 | 0 | 0 | 0
F1_Industrial_Industrial - Int_Existing_Process_Natural Gas_Process Cooling_E5 | F1 | Industrial | Industrial - Int | Existing | Process | Natural Gas | Process Cooling | E5 | RVT - Cost of Equipment | 0 | 0 | 0 | 0 | 0 | 0 | 0 | 0 | 0 | 0 | 0 | 0 | 0 | 0 | 0 | 0 | 0 | 0 | 0 | 0 | 0 | 0 | 0 | 0 | 0 | 0 | 0 | 0 | 0 | 0 | 0 | 0 | 0
F1_Industrial_Industrial - Int_Existing_Process_Natural Gas_Process Cooling_E6 | F1 | Industrial | Industrial - Int | Existing | Process | Natural Gas | Process Cooling | E6 | RVT - Cost of Equipment | 0 | 0 | 0 | 0 | 0 | 0 | 0 | 0 | 0 | 0 | 0 | 0 | 0 | 0 | 0 | 0 | 0 | 0 | 0 | 0 | 0 | 0 | 0 | 0 | 0 | 0 | 0 | 0 | 0 | 0 | 0 | 0 | 0
F1_Industrial_Industrial - Int_Existing_Process_Natural Gas_Process Cooling_E7 | F1 | Industrial | Industrial - Int | Existing | Process | Natural Gas | Process Cooling | E7 | RVT - Cost of Equipment | 0 | 0 | 0 | 0 | 0 | 0 | 0 | 0 | 0 | 0 | 0 | 0 | 0 | 0 | 0 | 0 | 0 | 0 | 0 | 0 | 0 | 0 | 0 | 0 | 0 | 0 | 0 | 0 | 0 | 0 | 0 | 0 | 0
F1_Industrial_Industrial - Int_Existing_Process_Natural Gas_Process Cooling_E8 | F1 | Industrial | Industrial - Int | Existing | Process | Natural Gas | Process Cooling | E8 | RVT - Cost of Equipment | 0 | 0 | 0 | 0 | 0 | 0 | 0 | 0 | 0 | 0 | 0 | 0 | 0 | 0 | 0 | 0 | 0 | 0 | 0 | 0 | 0 | 0 | 0 | 0 | 0 | 0 | 0 | 0 | 0 | 0 | 0 | 0 | 0
F1_Industrial_Industrial - Int_Existing_Process_Natural Gas_Process Cooling_E9 | F1 | Industrial | Industrial - Int | Existing | Process | Natural Gas | Process Cooling | E9 | RVT - Cost of Equipment | 0 | 0 | 0 | 0 | 0 | 0 | 0 | 0 | 0 | 0 | 0 | 0 | 0 | 0 | 0 | 0 | 0 | 0 | 0 | 0 | 0 | 0 | 0 | 0 | 0 | 0 | 0 | 0 | 0 | 0 | 0 | 0 | 0
F1_Industrial_Industrial - Int_Existing_Process_Natural Gas_Process Cooling_E10 | F1 | Industrial | Industrial - Int | Existing | Process | Natural Gas | Process Cooling | E10 | RVT - Cost of Equipment | 0 | 0 | 0 | 0 | 0 | 0 | 0 | 0 | 0 | 0 | 0 | 0 | 0 | 0 | 0 | 0 | 0 | 0 | 0 | 0 | 0 | 0 | 0 | 0 | 0 | 0 | 0 | 0 | 0 | 0 | 0 | 0 | 0
F2_Industrial_Industrial - Int_Existing_Process_Natural Gas_Process Cooling_E1 | F2 | Industrial | Industrial - Int | Existing | Process | Natural Gas | Process Cooling | E1 | RVT - Cost of Operation | 0.5113 | 0.51352 | 0.51705 | 0.52245 | 0.53102 | 0.54286 | 0.55162 | 0.56029 | 0.5695 | 0.57921 | 0.58749 | 0.59354 | 0.59876 | 0.60379 | 0.60962 | 0.61466 | 0.62074 | 0.62821 | 0.63729 | 0.64788 | 0.65966 | 0.67114 | 0.68185 | 0.6919 | 0.70123 | 0.70964 | 0.71536 | 0.71973 | 0.72385 | 0.72778 | 0.73191 | 0.73373 | 0.73373
F2_Industrial_Industrial - Int_Existing_Process_Natural Gas_Process Cooling_E2 | F2 | Industrial | Industrial - Int | Existing | Process | Natural Gas | Process Cooling | E2 | RVT - Cost of Operation | 0 | 0 | 0 | 0 | 0 | 0 | 0 | 0 | 0 | 0 | 0 | 0 | 0 | 0 | 0 | 0 | 0 | 0 | 0 | 0 | 0 | 0 | 0 | 0 | 0 | 0 | 0 | 0 | 0 | 0 | 0 | 0 | 0
F2_Industrial_Industrial - Int_Existing_Process_Natural Gas_Process Cooling_E3 | F2 | Industrial | Industrial - Int | Existing | Process | Natural Gas | Process Cooling | E3 | RVT - Cost of Operation | 0 | 0 | 0 | 0 | 0 | 0 | 0 | 0 | 0 | 0 | 0 | 0 | 0 | 0 | 0 | 0 | 0 | 0 | 0 | 0 | 0 | 0 | 0 | 0 | 0 | 0 | 0 | 0 | 0 | 0 | 0 | 0 | 0
F2_Industrial_Industrial - Int_Existing_Process_Natural Gas_Process Cooling_E4 | F2 | Industrial | Industrial - Int | Existing | Process | Natural Gas | Process Cooling | E4 | RVT - Cost of Operation | 0 | 0 | 0 | 0 | 0 | 0 | 0 | 0 | 0 | 0 | 0 | 0 | 0 | 0 | 0 | 0 | 0 | 0 | 0 | 0 | 0 | 0 | 0 | 0 | 0 | 0 | 0 | 0 | 0 | 0 | 0 | 0 | 0
F2_Industrial_Industrial - Int_Existing_Process_Natural Gas_Process Cooling_E5 | F2 | Industrial | Industrial - Int | Existing | Process | Natural Gas | Process Cooling | E5 | RVT - Cost of Operation | 0 | 0 | 0 | 0 | 0 | 0 | 0 | 0 | 0 | 0 | 0 | 0 | 0 | 0 | 0 | 0 | 0 | 0 | 0 | 0 | 0 | 0 | 0 | 0 | 0 | 0 | 0 | 0 | 0 | 0 | 0 | 0 | 0
F2_Industrial_Industrial - Int_Existing_Process_Natural Gas_Process Cooling_E6 | F2 | Industrial | Industrial - Int | Existing | Process | Natural Gas | Process Cooling | E6 | RVT - Cost of Operation | 0 | 0 | 0 | 0 | 0 | 0 | 0 | 0 | 0 | 0 | 0 | 0 | 0 | 0 | 0 | 0 | 0 | 0 | 0 | 0 | 0 | 0 | 0 | 0 | 0 | 0 | 0 | 0 | 0 | 0 | 0 | 0 | 0
F2_Industrial_Industrial - Int_Existing_Process_Natural Gas_Process Cooling_E7 | F2 | Industrial | Industrial - Int | Existing | Process | Natural Gas | Process Cooling | E7 | RVT - Cost of Operation | 0 | 0 | 0 | 0 | 0 | 0 | 0 | 0 | 0 | 0 | 0 | 0 | 0 | 0 | 0 | 0 | 0 | 0 | 0 | 0 | 0 | 0 | 0 | 0 | 0 | 0 | 0 | 0 | 0 | 0 | 0 | 0 | 0
F2_Industrial_Industrial - Int_Existing_Process_Natural Gas_Process Cooling_E8 | F2 | Industrial | Industrial - Int | Existing | Process | Natural Gas | Process Cooling | E8 | RVT - Cost of Operation | 0 | 0 | 0 | 0 | 0 | 0 | 0 | 0 | 0 | 0 | 0 | 0 | 0 | 0 | 0 | 0 | 0 | 0 | 0 | 0 | 0 | 0 | 0 | 0 | 0 | 0 | 0 | 0 | 0 | 0 | 0 | 0 | 0
F2_Industrial_Industrial - Int_Existing_Process_Natural Gas_Process Cooling_E9 | F2 | Industrial | Industrial - Int | Existing | Process | Natural Gas | Process Cooling | E9 | RVT - Cost of Operation | 0 | 0 | 0 | 0 | 0 | 0 | 0 | 0 | 0 | 0 | 0 | 0 | 0 | 0 | 0 | 0 | 0 | 0 | 0 | 0 | 0 | 0 | 0 | 0 | 0 | 0 | 0 | 0 | 0 | 0 | 0 | 0 | 0
F2_Industrial_Industrial - Int_Existing_Process_Natural Gas_Process Cooling_E10 | F2 | Industrial | Industrial - Int | Existing | Process | Natural Gas | Process Cooling | E10 | RVT - Cost of Operation | 0 | 0 | 0 | 0 | 0 | 0 | 0 | 0 | 0 | 0 | 0 | 0 | 0 | 0 | 0 | 0 | 0 | 0 | 0 | 0 | 0 | 0 | 0 | 0 | 0 | 0 | 0 | 0 | 0 | 0 | 0 | 0 | 0
F3_Industrial_Industrial - Int_Existing_Process_Natural Gas_Process Cooling_E1 | F3 | Industrial | Industrial - Int | Existing | Process | Natural Gas | Process Cooling | E1 | System - kBTUs of Consumption | 0.10888 | 0.10888 | 0.10888 | 0.10888 | 0.10888 | 0.10888 | 0.10888 | 0.10888 | 0.10888 | 0.10888 | 0.10888 | 0.10888 | 0.10888 | 0.10888 | 0.10888 | 0.10888 | 0.10888 | 0.10888 | 0.10888 | 0.10888 | 0.10888 | 0.10888 | 0.10888 | 0.10888 | 0.10888 | 0.10888 | 0.10888 | 0.10888 | 0.10888 | 0.10888 | 0.10888 | 0.10888 | 0.10888
F3_Industrial_Industrial - Int_Existing_Process_Natural Gas_Process Cooling_E2 | F3 | Industrial | Industrial - Int | Existing | Process | Natural Gas | Process Cooling | E2 | System - kBTUs of Consumption | 0 | 0 | 0 | 0 | 0 | 0 | 0 | 0 | 0 | 0 | 0 | 0 | 0 | 0 | 0 | 0 | 0 | 0 | 0 | 0 | 0 | 0 | 0 | 0 | 0 | 0 | 0 | 0 | 0 | 0 | 0 | 0 | 0
F3_Industrial_Industrial - Int_Existing_Process_Natural Gas_Process Cooling_E3 | F3 | Industrial | Industrial - Int | Existing | Process | Natural Gas | Process Cooling | E3 | System - kBTUs of Consumption | 0 | 0 | 0 | 0 | 0 | 0 | 0 | 0 | 0 | 0 | 0 | 0 | 0 | 0 | 0 | 0 | 0 | 0 | 0 | 0 | 0 | 0 | 0 | 0 | 0 | 0 | 0 | 0 | 0 | 0 | 0 | 0 | 0
F3_Industrial_Industrial - Int_Existing_Process_Natural Gas_Process Cooling_E4 | F3 | Industrial | Industrial - Int | Existing | Process | Natural Gas | Process Cooling | E4 | System - kBTUs of Consumption | 0 | 0 | 0 | 0 | 0 | 0 | 0 | 0 | 0 | 0 | 0 | 0 | 0 | 0 | 0 | 0 | 0 | 0 | 0 | 0 | 0 | 0 | 0 | 0 | 0 | 0 | 0 | 0 | 0 | 0 | 0 | 0 | 0
F3_Industrial_Industrial - Int_Existing_Process_Natural Gas_Process Cooling_E5 | F3 | Industrial | Industrial - Int | Existing | Process | Natural Gas | Process Cooling | E5 | System - kBTUs of Consumption | 0 | 0 | 0 | 0 | 0 | 0 | 0 | 0 | 0 | 0 | 0 | 0 | 0 | 0 | 0 | 0 | 0 | 0 | 0 | 0 | 0 | 0 | 0 | 0 | 0 | 0 | 0 | 0 | 0 | 0 | 0 | 0 | 0
F3_Industrial_Industrial - Int_Existing_Process_Natural Gas_Process Cooling_E6 | F3 | Industrial | Industrial - Int | Existing | Process | Natural Gas | Process Cooling | E6 | System - kBTUs of Consumption | 0 | 0 | 0 | 0 | 0 | 0 | 0 | 0 | 0 | 0 | 0 | 0 | 0 | 0 | 0 | 0 | 0 | 0 | 0 | 0 | 0 | 0 | 0 | 0 | 0 | 0 | 0 | 0 | 0 | 0 | 0 | 0 | 0
F3_Industrial_Industrial - Int_Existing_Process_Natural Gas_Process Cooling_E7 | F3 | Industrial | Industrial - Int | Existing | Process | Natural Gas | Process Cooling | E7 | System - kBTUs of Consumption | 0 | 0 | 0 | 0 | 0 | 0 | 0 | 0 | 0 | 0 | 0 | 0 | 0 | 0 | 0 | 0 | 0 | 0 | 0 | 0 | 0 | 0 | 0 | 0 | 0 | 0 | 0 | 0 | 0 | 0 | 0 | 0 | 0
F3_Industrial_Industrial - Int_Existing_Process_Natural Gas_Process Cooling_E8 | F3 | Industrial | Industrial - Int | Existing | Process | Natural Gas | Process Cooling | E8 | System - kBTUs of Consumption | 0 | 0 | 0 | 0 | 0 | 0 | 0 | 0 | 0 | 0 | 0 | 0 | 0 | 0 | 0 | 0 | 0 | 0 | 0 | 0 | 0 | 0 | 0 | 0 | 0 | 0 | 0 | 0 | 0 | 0 | 0 | 0 | 0
F3_Industrial_Industrial - Int_Existing_Process_Natural Gas_Process Cooling_E9 | F3 | Industrial | Industrial - Int | Existing | Process | Natural Gas | Process Cooling | E9 | System - kBTUs of Consumption | 0 | 0 | 0 | 0 | 0 | 0 | 0 | 0 | 0 | 0 | 0 | 0 | 0 | 0 | 0 | 0 | 0 | 0 | 0 | 0 | 0 | 0 | 0 | 0 | 0 | 0 | 0 | 0 | 0 | 0 | 0 | 0 | 0
F3_Industrial_Industrial - Int_Existing_Process_Natural Gas_Process Cooling_E10 | F3 | Industrial | Industrial - Int | Existing | Process | Natural Gas | Process Cooling | E10 | System - kBTUs of Consumption | 0 | 0 | 0 | 0 | 0 | 0 | 0 | 0 | 0 | 0 | 0 | 0 | 0 | 0 | 0 | 0 | 0 | 0 | 0 | 0 | 0 | 0 | 0 | 0 | 0 | 0 | 0 | 0 | 0 | 0 | 0 | 0 | 0
F4_Industrial_Industrial - Int_Existing_Process_Natural Gas_Process Cooling_E1 | F4 | Industrial | Industrial - Int | Existing | Process | Natural Gas | Process Cooling | E1 | Utility - Cost of Equipment | 0.5113 | 0.51352 | 0.51705 | 0.52245 | 0.53102 | 0.54286 | 0.55162 | 0.56029 | 0.5695 | 0.57921 | 0.58749 | 0.59354 | 0.59876 | 0.60379 | 0.60962 | 0.61466 | 0.62074 | 0.62821 | 0.63729 | 0.64788 | 0.65966 | 0.67114 | 0.68185 | 0.6919 | 0.70123 | 0.70964 | 0.71536 | 0.71973 | 0.72385 | 0.72778 | 0.73191 | 0.73373 | 0.73373
F4_Industrial_Industrial - Int_Existing_Process_Natural Gas_Process Cooling_E2 | F4 | Industrial | Industrial - Int | Existing | Process | Natural Gas | Process Cooling | E2 | Utility - Cost of Equipment | 0 | 0 | 0 | 0 | 0 | 0 | 0 | 0 | 0 | 0 | 0 | 0 | 0 | 0 | 0 | 0 | 0 | 0 | 0 | 0 | 0 | 0 | 0 | 0 | 0 | 0 | 0 | 0 | 0 | 0 | 0 | 0 | 0
F4_Industrial_Industrial - Int_Existing_Process_Natural Gas_Process Cooling_E3 | F4 | Industrial | Industrial - Int | Existing | Process | Natural Gas | Process Cooling | E3 | Utility - Cost of Equipment | 0 | 0 | 0 | 0 | 0 | 0 | 0 | 0 | 0 | 0 | 0 | 0 | 0 | 0 | 0 | 0 | 0 | 0 | 0 | 0 | 0 | 0 | 0 | 0 | 0 | 0 | 0 | 0 | 0 | 0 | 0 | 0 | 0
F4_Industrial_Industrial - Int_Existing_Process_Natural Gas_Process Cooling_E4 | F4 | Industrial | Industrial - Int | Existing | Process | Natural Gas | Process Cooling | E4 | Utility - Cost of Equipment | 0 | 0 | 0 | 0 | 0 | 0 | 0 | 0 | 0 | 0 | 0 | 0 | 0 | 0 | 0 | 0 | 0 | 0 | 0 | 0 | 0 | 0 | 0 | 0 | 0 | 0 | 0 | 0 | 0 | 0 | 0 | 0 | 0
F4_Industrial_Industrial - Int_Existing_Process_Natural Gas_Process Cooling_E5 | F4 | Industrial | Industrial - Int | Existing | Process | Natural Gas | Process Cooling | E5 | Utility - Cost of Equipment | 0 | 0 | 0 | 0 | 0 | 0 | 0 | 0 | 0 | 0 | 0 | 0 | 0 | 0 | 0 | 0 | 0 | 0 | 0 | 0 | 0 | 0 | 0 | 0 | 0 | 0 | 0 | 0 | 0 | 0 | 0 | 0 | 0
F4_Industrial_Industrial - Int_Existing_Process_Natural Gas_Process Cooling_E6 | F4 | Industrial | Industrial - Int | Existing | Process | Natural Gas | Process Cooling | E6 | Utility - Cost of Equipment | 0 | 0 | 0 | 0 | 0 | 0 | 0 | 0 | 0 | 0 | 0 | 0 | 0 | 0 | 0 | 0 | 0 | 0 | 0 | 0 | 0 | 0 | 0 | 0 | 0 | 0 | 0 | 0 | 0 | 0 | 0 | 0 | 0
F4_Industrial_Industrial - Int_Existing_Process_Natural Gas_Process Cooling_E7 | F4 | Industrial | Industrial - Int | Existing | Process | Natural Gas | Process Cooling | E7 | Utility - Cost of Equipment | 0 | 0 | 0 | 0 | 0 | 0 | 0 | 0 | 0 | 0 | 0 | 0 | 0 | 0 | 0 | 0 | 0 | 0 | 0 | 0 | 0 | 0 | 0 | 0 | 0 | 0 | 0 | 0 | 0 | 0 | 0 | 0 | 0
F4_Industrial_Industrial - Int_Existing_Process_Natural Gas_Process Cooling_E8 | F4 | Industrial | Industrial - Int | Existing | Process | Natural Gas | Process Cooling | E8 | Utility - Cost of Equipment | 0 | 0 | 0 | 0 | 0 | 0 | 0 | 0 | 0 | 0 | 0 | 0 | 0 | 0 | 0 | 0 | 0 | 0 | 0 | 0 | 0 | 0 | 0 | 0 | 0 | 0 | 0 | 0 | 0 | 0 | 0 | 0 | 0
F4_Industrial_Industrial - Int_Existing_Process_Natural Gas_Process Cooling_E9 | F4 | Industrial | Industrial - Int | Existing | Process | Natural Gas | Process Cooling | E9 | Utility - Cost of Equipment | 0 | 0 | 0 | 0 | 0 | 0 | 0 | 0 | 0 | 0 | 0 | 0 | 0 | 0 | 0 | 0 | 0 | 0 | 0 | 0 | 0 | 0 | 0 | 0 | 0 | 0 | 0 | 0 | 0 | 0 | 0 | 0 | 0
F4_Industrial_Industrial - Int_Existing_Process_Natural Gas_Process Cooling_E10 | F4 | Industrial | Industrial - Int | Existing | Process | Natural Gas | Process Cooling | E10 | Utility - Cost of Equipment | 0 | 0 | 0 | 0 | 0 | 0 | 0 | 0 | 0 | 0 | 0 | 0 | 0 | 0 | 0 | 0 | 0 | 0 | 0 | 0 | 0 | 0 | 0 | 0 | 0 | 0 | 0 | 0 | 0 | 0 | 0 | 0 | 0
F5_Industrial_Industrial - Int_Existing_Process_Natural Gas_Process Cooling_E1 | F5 | Industrial | Industrial - Int | Existing | Process | Natural Gas | Process Cooling | E1 | Utility - Cost of Operation | 0.10888 | 0.10888 | 0.10888 | 0.10888 | 0.10888 | 0.10888 | 0.10888 | 0.10888 | 0.10888 | 0.10888 | 0.10888 | 0.10888 | 0.10888 | 0.10888 | 0.10888 | 0.10888 | 0.10888 | 0.10888 | 0.10888 | 0.10888 | 0.10888 | 0.10888 | 0.10888 | 0.10888 | 0.10888 | 0.10888 | 0.10888 | 0.10888 | 0.10888 | 0.10888 | 0.10888 | 0.10888 | 0.10888
F5_Industrial_Industrial - Int_Existing_Process_Natural Gas_Process Cooling_E2 | F5 | Industrial | Industrial - Int | Existing | Process | Natural Gas | Process Cooling | E2 | Utility - Cost of Operation | 0 | 0 | 0 | 0 | 0 | 0 | 0 | 0 | 0 | 0 | 0 | 0 | 0 | 0 | 0 | 0 | 0 | 0 | 0 | 0 | 0 | 0 | 0 | 0 | 0 | 0 | 0 | 0 | 0 | 0 | 0 | 0 | 0
F5_Industrial_Industrial - Int_Existing_Process_Natural Gas_Process Cooling_E3 | F5 | Industrial | Industrial - Int | Existing | Process | Natural Gas | Process Cooling | E3 | Utility - Cost of Operation | 0 | 0 | 0 | 0 | 0 | 0 | 0 | 0 | 0 | 0 | 0 | 0 | 0 | 0 | 0 | 0 | 0 | 0 | 0 | 0 | 0 | 0 | 0 | 0 | 0 | 0 | 0 | 0 | 0 | 0 | 0 | 0 | 0
F5_Industrial_Industrial - Int_Existing_Process_Natural Gas_Process Cooling_E4 | F5 | Industrial | Industrial - Int | Existing | Process | Natural Gas | Process Cooling | E4 | Utility - Cost of Operation | 0 | 0 | 0 | 0 | 0 | 0 | 0 | 0 | 0 | 0 | 0 | 0 | 0 | 0 | 0 | 0 | 0 | 0 | 0 | 0 | 0 | 0 | 0 | 0 | 0 | 0 | 0 | 0 | 0 | 0 | 0 | 0 | 0
F5_Industrial_Industrial - Int_Existing_Process_Natural Gas_Process Cooling_E5 | F5 | Industrial | Industrial - Int | Existing | Process | Natural Gas | Process Cooling | E5 | Utility - Cost of Operation | 0 | 0 | 0 | 0 | 0 | 0 | 0 | 0 | 0 | 0 | 0 | 0 | 0 | 0 | 0 | 0 | 0 | 0 | 0 | 0 | 0 | 0 | 0 | 0 | 0 | 0 | 0 | 0 | 0 | 0 | 0 | 0 | 0
F5_Industrial_Industrial - Int_Existing_Process_Natural Gas_Process Cooling_E6 | F5 | Industrial | Industrial - Int | Existing | Process | Natural Gas | Process Cooling | E6 | Utility - Cost of Operation | 0 | 0 | 0 | 0 | 0 | 0 | 0 | 0 | 0 | 0 | 0 | 0 | 0 | 0 | 0 | 0 | 0 | 0 | 0 | 0 | 0 | 0 | 0 | 0 | 0 | 0 | 0 | 0 | 0 | 0 | 0 | 0 | 0
F5_Industrial_Industrial - Int_Existing_Process_Natural Gas_Process Cooling_E7 | F5 | Industrial | Industrial - Int | Existing | Process | Natural Gas | Process Cooling | E7 | Utility - Cost of Operation | 0 | 0 | 0 | 0 | 0 | 0 | 0 | 0 | 0 | 0 | 0 | 0 | 0 | 0 | 0 | 0 | 0 | 0 | 0 | 0 | 0 | 0 | 0 | 0 | 0 | 0 | 0 | 0 | 0 | 0 | 0 | 0 | 0
F5_Industrial_Industrial - Int_Existing_Process_Natural Gas_Process Cooling_E8 | F5 | Industrial | Industrial - Int | Existing | Process | Natural Gas | Process Cooling | E8 | Utility - Cost of Operation | 0 | 0 | 0 | 0 | 0 | 0 | 0 | 0 | 0 | 0 | 0 | 0 | 0 | 0 | 0 | 0 | 0 | 0 | 0 | 0 | 0 | 0 | 0 | 0 | 0 | 0 | 0 | 0 | 0 | 0 | 0 | 0 | 0
F5_Industrial_Industrial - Int_Existing_Process_Natural Gas_Process Cooling_E9 | F5 | Industrial | Industrial - Int | Existing | Process | Natural Gas | Process Cooling | E9 | Utility - Cost of Operation | 0 | 0 | 0 | 0 | 0 | 0 | 0 | 0 | 0 | 0 | 0 | 0 | 0 | 0 | 0 | 0 | 0 | 0 | 0 | 0 | 0 | 0 | 0 | 0 | 0 | 0 | 0 | 0 | 0 | 0 | 0 | 0 | 0
F5_Industrial_Industrial - Int_Existing_Process_Natural Gas_Process Cooling_E10 | F5 | Industrial | Industrial - Int | Existing | Process | Natural Gas | Process Cooling | E10 | Utility - Cost of Operation | 0 | 0 | 0 | 0 | 0 | 0 | 0 | 0 | 0 | 0 | 0 | 0 | 0 | 0 | 0 | 0 | 0 | 0 | 0 | 0 | 0 | 0 | 0 | 0 | 0 | 0 | 0 | 0 | 0 | 0 | 0 | 0 | 0
F6_Industrial_Industrial - Int_Existing_Process_Natural Gas_Process Cooling_E1 | F6 | Industrial | Industrial - Int | Existing | Process | Natural Gas | Process Cooling | E1 | Utility - Value of Sales | 0.45635 | 0.45635 | 0.45635 | 0.45635 | 0.45635 | 0.45635 | 0.45635 | 0.45635 | 0.45635 | 0.45635 | 0.45635 | 0.45635 | 0.45635 | 0.45635 | 0.45635 | 0.45635 | 0.45635 | 0.45635 | 0.45635 | 0.45635 | 0.45635 | 0.45635 | 0.45635 | 0.45635 | 0.45635 | 0.45635 | 0.45635 | 0.45635 | 0.45635 | 0.45635 | 0.45635 | 0.45635 | 0.45635
F6_Industrial_Industrial - Int_Existing_Process_Natural Gas_Process Cooling_E2 | F6 | Industrial | Industrial - Int | Existing | Process | Natural Gas | Process Cooling | E2 | Utility - Value of Sales | 0 | 0 | 0 | 0 | 0 | 0 | 0 | 0 | 0 | 0 | 0 | 0 | 0 | 0 | 0 | 0 | 0 | 0 | 0 | 0 | 0 | 0 | 0 | 0 | 0 | 0 | 0 | 0 | 0 | 0 | 0 | 0 | 0
F6_Industrial_Industrial - Int_Existing_Process_Natural Gas_Process Cooling_E3 | F6 | Industrial | Industrial - Int | Existing | Process | Natural Gas | Process Cooling | E3 | Utility - Value of Sales | 0 | 0 | 0 | 0 | 0 | 0 | 0 | 0 | 0 | 0 | 0 | 0 | 0 | 0 | 0 | 0 | 0 | 0 | 0 | 0 | 0 | 0 | 0 | 0 | 0 | 0 | 0 | 0 | 0 | 0 | 0 | 0 | 0
F6_Industrial_Industrial - Int_Existing_Process_Natural Gas_Process Cooling_E4 | F6 | Industrial | Industrial - Int | Existing | Process | Natural Gas | Process Cooling | E4 | Utility - Value of Sales | 0 | 0 | 0 | 0 | 0 | 0 | 0 | 0 | 0 | 0 | 0 | 0 | 0 | 0 | 0 | 0 | 0 | 0 | 0 | 0 | 0 | 0 | 0 | 0 | 0 | 0 | 0 | 0 | 0 | 0 | 0 | 0 | 0
F6_Industrial_Industrial - Int_Existing_Process_Natural Gas_Process Cooling_E5 | F6 | Industrial | Industrial - Int | Existing | Process | Natural Gas | Process Cooling | E5 | Utility - Value of Sales | 0 | 0 | 0 | 0 | 0 | 0 | 0 | 0 | 0 | 0 | 0 | 0 | 0 | 0 | 0 | 0 | 0 | 0 | 0 | 0 | 0 | 0 | 0 | 0 | 0 | 0 | 0 | 0 | 0 | 0 | 0 | 0 | 0
F6_Industrial_Industrial - Int_Existing_Process_Natural Gas_Process Cooling_E6 | F6 | Industrial | Industrial - Int | Existing | Process | Natural Gas | Process Cooling | E6 | Utility - Value of Sales | 0 | 0 | 0 | 0 | 0 | 0 | 0 | 0 | 0 | 0 | 0 | 0 | 0 | 0 | 0 | 0 | 0 | 0 | 0 | 0 | 0 | 0 | 0 | 0 | 0 | 0 | 0 | 0 | 0 | 0 | 0 | 0 | 0
F6_Industrial_Industrial - Int_Existing_Process_Natural Gas_Process Cooling_E7 | F6 | Industrial | Industrial - Int | Existing | Process | Natural Gas | Process Cooling | E7 | Utility - Value of Sales | 0 | 0 | 0 | 0 | 0 | 0 | 0 | 0 | 0 | 0 | 0 | 0 | 0 | 0 | 0 | 0 | 0 | 0 | 0 | 0 | 0 | 0 | 0 | 0 | 0 | 0 | 0 | 0 | 0 | 0 | 0 | 0 | 0
F6_Industrial_Industrial - Int_Existing_Process_Natural Gas_Process Cooling_E8 | F6 | Industrial | Industrial - Int | Existing | Process | Natural Gas | Process Cooling | E8 | Utility - Value of Sales | 0 | 0 | 0 | 0 | 0 | 0 | 0 | 0 | 0 | 0 | 0 | 0 | 0 | 0 | 0 | 0 | 0 | 0 | 0 | 0 | 0 | 0 | 0 | 0 | 0 | 0 | 0 | 0 | 0 | 0 | 0 | 0 | 0
F6_Industrial_Industrial - Int_Existing_Process_Natural Gas_Process Cooling_E9 | F6 | Industrial | Industrial - Int | Existing | Process | Natural Gas | Process Cooling | E9 | Utility - Value of Sales | 0 | 0 | 0 | 0 | 0 | 0 | 0 | 0 | 0 | 0 | 0 | 0 | 0 | 0 | 0 | 0 | 0 | 0 | 0 | 0 | 0 | 0 | 0 | 0 | 0 | 0 | 0 | 0 | 0 | 0 | 0 | 0 | 0
F6_Industrial_Industrial - Int_Existing_Process_Natural Gas_Process Cooling_E10 | F6 | Industrial | Industrial - Int | Existing | Process | Natural Gas | Process Cooling | E10 | Utility - Value of Sales | 0 | 0 | 0 | 0 | 0 | 0 | 0 | 0 | 0 | 0 | 0 | 0 | 0 | 0 | 0 | 0 | 0 | 0 | 0 | 0 | 0 | 0 | 0 | 0 | 0 | 0 | 0 | 0 | 0 | 0 | 0 | 0 | 0
F1_Industrial_Industrial - Int_Existing_Process_Natural Gas_Other Process_E1 | F1 | Industrial | Industrial - Int | Existing | Process | Natural Gas | Other Process | E1 | RVT - Cost of Equipment | 14.5206 | 14.5838 | 14.684 | 14.8374 | 15.0809 | 15.4171 | 15.6657 | 15.9121 | 16.1737 | 16.4493 | 16.6844 | 16.8565 | 17.0047 | 17.1474 | 17.313 | 17.4563 | 17.6288 | 17.841 | 18.099 | 18.3995 | 18.7341 | 19.06 | 19.3643 | 19.6497 | 19.9146 | 20.1537 | 20.3161 | 20.4401 | 20.557 | 20.6687 | 20.7859 | 20.8377 | 20.8377
F1_Industrial_Industrial - Int_Existing_Process_Natural Gas_Other Process_E2 | F1 | Industrial | Industrial - Int | Existing | Process | Natural Gas | Other Process | E2 | RVT - Cost of Equipment | 0 | 0 | 0 | 0 | 0 | 0 | 0 | 0 | 0 | 0 | 0 | 0 | 0 | 0 | 0 | 0 | 0 | 0 | 0 | 0 | 0 | 0 | 0 | 0 | 0 | 0 | 0 | 0 | 0 | 0 | 0 | 0 | 0
F1_Industrial_Industrial - Int_Existing_Process_Natural Gas_Other Process_E3 | F1 | Industrial | Industrial - Int | Existing | Process | Natural Gas | Other Process | E3 | RVT - Cost of Equipment | 0 | 0 | 0 | 0 | 0 | 0 | 0 | 0 | 0 | 0 | 0 | 0 | 0 | 0 | 0 | 0 | 0 | 0 | 0 | 0 | 0 | 0 | 0 | 0 | 0 | 0 | 0 | 0 | 0 | 0 | 0 | 0 | 0
F1_Industrial_Industrial - Int_Existing_Process_Natural Gas_Other Process_E4 | F1 | Industrial | Industrial - Int | Existing | Process | Natural Gas | Other Process | E4 | RVT - Cost of Equipment | 0 | 0 | 0 | 0 | 0 | 0 | 0 | 0 | 0 | 0 | 0 | 0 | 0 | 0 | 0 | 0 | 0 | 0 | 0 | 0 | 0 | 0 | 0 | 0 | 0 | 0 | 0 | 0 | 0 | 0 | 0 | 0 | 0
F1_Industrial_Industrial - Int_Existing_Process_Natural Gas_Other Process_E5 | F1 | Industrial | Industrial - Int | Existing | Process | Natural Gas | Other Process | E5 | RVT - Cost of Equipment | 0 | 0 | 0 | 0 | 0 | 0 | 0 | 0 | 0 | 0 | 0 | 0 | 0 | 0 | 0 | 0 | 0 | 0 | 0 | 0 | 0 | 0 | 0 | 0 | 0 | 0 | 0 | 0 | 0 | 0 | 0 | 0 | 0
F1_Industrial_Industrial - Int_Existing_Process_Natural Gas_Other Process_E6 | F1 | Industrial | Industrial - Int | Existing | Process | Natural Gas | Other Process | E6 | RVT - Cost of Equipment | 0 | 0 | 0 | 0 | 0 | 0 | 0 | 0 | 0 | 0 | 0 | 0 | 0 | 0 | 0 | 0 | 0 | 0 | 0 | 0 | 0 | 0 | 0 | 0 | 0 | 0 | 0 | 0 | 0 | 0 | 0 | 0 | 0
F1_Industrial_Industrial - Int_Existing_Process_Natural Gas_Other Process_E7 | F1 | Industrial | Industrial - Int | Existing | Process | Natural Gas | Other Process | E7 | RVT - Cost of Equipment | 0 | 0 | 0 | 0 | 0 | 0 | 0 | 0 | 0 | 0 | 0 | 0 | 0 | 0 | 0 | 0 | 0 | 0 | 0 | 0 | 0 | 0 | 0 | 0 | 0 | 0 | 0 | 0 | 0 | 0 | 0 | 0 | 0
F1_Industrial_Industrial - Int_Existing_Process_Natural Gas_Other Process_E8 | F1 | Industrial | Industrial - Int | Existing | Process | Natural Gas | Other Process | E8 | RVT - Cost of Equipment | 0 | 0 | 0 | 0 | 0 | 0 | 0 | 0 | 0 | 0 | 0 | 0 | 0 | 0 | 0 | 0 | 0 | 0 | 0 | 0 | 0 | 0 | 0 | 0 | 0 | 0 | 0 | 0 | 0 | 0 | 0 | 0 | 0
F1_Industrial_Industrial - Int_Existing_Process_Natural Gas_Other Process_E9 | F1 | Industrial | Industrial - Int | Existing | Process | Natural Gas | Other Process | E9 | RVT - Cost of Equipment | 0 | 0 | 0 | 0 | 0 | 0 | 0 | 0 | 0 | 0 | 0 | 0 | 0 | 0 | 0 | 0 | 0 | 0 | 0 | 0 | 0 | 0 | 0 | 0 | 0 | 0 | 0 | 0 | 0 | 0 | 0 | 0 | 0
F1_Industrial_Industrial - Int_Existing_Process_Natural Gas_Other Process_E10 | F1 | Industrial | Industrial - Int | Existing | Process | Natural Gas | Other Process | E10 | RVT - Cost of Equipment | 0 | 0 | 0 | 0 | 0 | 0 | 0 | 0 | 0 | 0 | 0 | 0 | 0 | 0 | 0 | 0 | 0 | 0 | 0 | 0 | 0 | 0 | 0 | 0 | 0 | 0 | 0 | 0 | 0 | 0 | 0 | 0 | 0
F2_Industrial_Industrial - Int_Existing_Process_Natural Gas_Other Process_E1 | F2 | Industrial | Industrial - Int | Existing | Process | Natural Gas | Other Process | E1 | RVT - Cost of Operation | 17.3967 | 17.4723 | 17.5923 | 17.7762 | 18.0678 | 18.4707 | 18.7686 | 19.0638 | 19.3771 | 19.7073 | 19.989 | 20.1951 | 20.3727 | 20.5437 | 20.7421 | 20.9137 | 21.1204 | 21.3746 | 21.6837 | 22.0438 | 22.4446 | 22.8352 | 23.1997 | 23.5416 | 23.859 | 24.1454 | 24.34 | 24.4886 | 24.6287 | 24.7625 | 24.9028 | 24.9649 | 24.9649
F2_Industrial_Industrial - Int_Existing_Process_Natural Gas_Other Process_E2 | F2 | Industrial | Industrial - Int | Existing | Process | Natural Gas | Other Process | E2 | RVT - Cost of Operation | 0 | 0 | 0 | 0 | 0 | 0 | 0 | 0 | 0 | 0 | 0 | 0 | 0 | 0 | 0 | 0 | 0 | 0 | 0 | 0 | 0 | 0 | 0 | 0 | 0 | 0 | 0 | 0 | 0 | 0 | 0 | 0 | 0
F2_Industrial_Industrial - Int_Existing_Process_Natural Gas_Other Process_E3 | F2 | Industrial | Industrial - Int | Existing | Process | Natural Gas | Other Process | E3 | RVT - Cost of Operation | 0 | 0 | 0 | 0 | 0 | 0 | 0 | 0 | 0 | 0 | 0 | 0 | 0 | 0 | 0 | 0 | 0 | 0 | 0 | 0 | 0 | 0 | 0 | 0 | 0 | 0 | 0 | 0 | 0 | 0 | 0 | 0 | 0
F2_Industrial_Industrial - Int_Existing_Process_Natural Gas_Other Process_E4 | F2 | Industrial | Industrial - Int | Existing | Process | Natural Gas | Other Process | E4 | RVT - Cost of Operation | 0 | 0 | 0 | 0 | 0 | 0 | 0 | 0 | 0 | 0 | 0 | 0 | 0 | 0 | 0 | 0 | 0 | 0 | 0 | 0 | 0 | 0 | 0 | 0 | 0 | 0 | 0 | 0 | 0 | 0 | 0 | 0 | 0
F2_Industrial_Industrial - Int_Existing_Process_Natural Gas_Other Process_E5 | F2 | Industrial | Industrial - Int | Existing | Process | Natural Gas | Other Process | E5 | RVT - Cost of Operation | 0 | 0 | 0 | 0 | 0 | 0 | 0 | 0 | 0 | 0 | 0 | 0 | 0 | 0 | 0 | 0 | 0 | 0 | 0 | 0 | 0 | 0 | 0 | 0 | 0 | 0 | 0 | 0 | 0 | 0 | 0 | 0 | 0
F2_Industrial_Industrial - Int_Existing_Process_Natural Gas_Other Process_E6 | F2 | Industrial | Industrial - Int | Existing | Process | Natural Gas | Other Process | E6 | RVT - Cost of Operation | 0 | 0 | 0 | 0 | 0 | 0 | 0 | 0 | 0 | 0 | 0 | 0 | 0 | 0 | 0 | 0 | 0 | 0 | 0 | 0 | 0 | 0 | 0 | 0 | 0 | 0 | 0 | 0 | 0 | 0 | 0 | 0 | 0
F2_Industrial_Industrial - Int_Existing_Process_Natural Gas_Other Process_E7 | F2 | Industrial | Industrial - Int | Existing | Process | Natural Gas | Other Process | E7 | RVT - Cost of Operation | 0 | 0 | 0 | 0 | 0 | 0 | 0 | 0 | 0 | 0 | 0 | 0 | 0 | 0 | 0 | 0 | 0 | 0 | 0 | 0 | 0 | 0 | 0 | 0 | 0 | 0 | 0 | 0 | 0 | 0 | 0 | 0 | 0
F2_Industrial_Industrial - Int_Existing_Process_Natural Gas_Other Process_E8 | F2 | Industrial | Industrial - Int | Existing | Process | Natural Gas | Other Process | E8 | RVT - Cost of Operation | 0 | 0 | 0 | 0 | 0 | 0 | 0 | 0 | 0 | 0 | 0 | 0 | 0 | 0 | 0 | 0 | 0 | 0 | 0 | 0 | 0 | 0 | 0 | 0 | 0 | 0 | 0 | 0 | 0 | 0 | 0 | 0 | 0
F2_Industrial_Industrial - Int_Existing_Process_Natural Gas_Other Process_E9 | F2 | Industrial | Industrial - Int | Existing | Process | Natural Gas | Other Process | E9 | RVT - Cost of Operation | 0 | 0 | 0 | 0 | 0 | 0 | 0 | 0 | 0 | 0 | 0 | 0 | 0 | 0 | 0 | 0 | 0 | 0 | 0 | 0 | 0 | 0 | 0 | 0 | 0 | 0 | 0 | 0 | 0 | 0 | 0 | 0 | 0
F2_Industrial_Industrial - Int_Existing_Process_Natural Gas_Other Process_E10 | F2 | Industrial | Industrial - Int | Existing | Process | Natural Gas | Other Process | E10 | RVT - Cost of Operation | 0 | 0 | 0 | 0 | 0 | 0 | 0 | 0 | 0 | 0 | 0 | 0 | 0 | 0 | 0 | 0 | 0 | 0 | 0 | 0 | 0 | 0 | 0 | 0 | 0 | 0 | 0 | 0 | 0 | 0 | 0 | 0 | 0
F3_Industrial_Industrial - Int_Existing_Process_Natural Gas_Other Process_E1 | F3 | Industrial | Industrial - Int | Existing | Process | Natural Gas | Other Process | E1 | System - kBTUs of Consumption | 3.7047 | 3.7047 | 3.7047 | 3.7047 | 3.7047 | 3.7047 | 3.7047 | 3.7047 | 3.7047 | 3.7047 | 3.7047 | 3.7047 | 3.7047 | 3.7047 | 3.7047 | 3.7047 | 3.7047 | 3.7047 | 3.7047 | 3.7047 | 3.7047 | 3.7047 | 3.7047 | 3.7047 | 3.7047 | 3.7047 | 3.7047 | 3.7047 | 3.7047 | 3.7047 | 3.7047 | 3.7047 | 3.7047
F3_Industrial_Industrial - Int_Existing_Process_Natural Gas_Other Process_E2 | F3 | Industrial | Industrial - Int | Existing | Process | Natural Gas | Other Process | E2 | System - kBTUs of Consumption | 0 | 0 | 0 | 0 | 0 | 0 | 0 | 0 | 0 | 0 | 0 | 0 | 0 | 0 | 0 | 0 | 0 | 0 | 0 | 0 | 0 | 0 | 0 | 0 | 0 | 0 | 0 | 0 | 0 | 0 | 0 | 0 | 0
F3_Industrial_Industrial - Int_Existing_Process_Natural Gas_Other Process_E3 | F3 | Industrial | Industrial - Int | Existing | Process | Natural Gas | Other Process | E3 | System - kBTUs of Consumption | 0 | 0 | 0 | 0 | 0 | 0 | 0 | 0 | 0 | 0 | 0 | 0 | 0 | 0 | 0 | 0 | 0 | 0 | 0 | 0 | 0 | 0 | 0 | 0 | 0 | 0 | 0 | 0 | 0 | 0 | 0 | 0 | 0
F3_Industrial_Industrial - Int_Existing_Process_Natural Gas_Other Process_E4 | F3 | Industrial | Industrial - Int | Existing | Process | Natural Gas | Other Process | E4 | System - kBTUs of Consumption | 0 | 0 | 0 | 0 | 0 | 0 | 0 | 0 | 0 | 0 | 0 | 0 | 0 | 0 | 0 | 0 | 0 | 0 | 0 | 0 | 0 | 0 | 0 | 0 | 0 | 0 | 0 | 0 | 0 | 0 | 0 | 0 | 0
F3_Industrial_Industrial - Int_Existing_Process_Natural Gas_Other Process_E5 | F3 | Industrial | Industrial - Int | Existing | Process | Natural Gas | Other Process | E5 | System - kBTUs of Consumption | 0 | 0 | 0 | 0 | 0 | 0 | 0 | 0 | 0 | 0 | 0 | 0 | 0 | 0 | 0 | 0 | 0 | 0 | 0 | 0 | 0 | 0 | 0 | 0 | 0 | 0 | 0 | 0 | 0 | 0 | 0 | 0 | 0
F3_Industrial_Industrial - Int_Existing_Process_Natural Gas_Other Process_E6 | F3 | Industrial | Industrial - Int | Existing | Process | Natural Gas | Other Process | E6 | System - kBTUs of Consumption | 0 | 0 | 0 | 0 | 0 | 0 | 0 | 0 | 0 | 0 | 0 | 0 | 0 | 0 | 0 | 0 | 0 | 0 | 0 | 0 | 0 | 0 | 0 | 0 | 0 | 0 | 0 | 0 | 0 | 0 | 0 | 0 | 0
F3_Industrial_Industrial - Int_Existing_Process_Natural Gas_Other Process_E7 | F3 | Industrial | Industrial - Int | Existing | Process | Natural Gas | Other Process | E7 | System - kBTUs of Consumption | 0 | 0 | 0 | 0 | 0 | 0 | 0 | 0 | 0 | 0 | 0 | 0 | 0 | 0 | 0 | 0 | 0 | 0 | 0 | 0 | 0 | 0 | 0 | 0 | 0 | 0 | 0 | 0 | 0 | 0 | 0 | 0 | 0
F3_Industrial_Industrial - Int_Existing_Process_Natural Gas_Other Process_E8 | F3 | Industrial | Industrial - Int | Existing | Process | Natural Gas | Other Process | E8 | System - kBTUs of Consumption | 0 | 0 | 0 | 0 | 0 | 0 | 0 | 0 | 0 | 0 | 0 | 0 | 0 | 0 | 0 | 0 | 0 | 0 | 0 | 0 | 0 | 0 | 0 | 0 | 0 | 0 | 0 | 0 | 0 | 0 | 0 | 0 | 0
F3_Industrial_Industrial - Int_Existing_Process_Natural Gas_Other Process_E9 | F3 | Industrial | Industrial - Int | Existing | Process | Natural Gas | Other Process | E9 | System - kBTUs of Consumption | 0 | 0 | 0 | 0 | 0 | 0 | 0 | 0 | 0 | 0 | 0 | 0 | 0 | 0 | 0 | 0 | 0 | 0 | 0 | 0 | 0 | 0 | 0 | 0 | 0 | 0 | 0 | 0 | 0 | 0 | 0 | 0 | 0
F3_Industrial_Industrial - Int_Existing_Process_Natural Gas_Other Process_E10 | F3 | Industrial | Industrial - Int | Existing | Process | Natural Gas | Other Process | E10 | System - kBTUs of Consumption | 0 | 0 | 0 | 0 | 0 | 0 | 0 | 0 | 0 | 0 | 0 | 0 | 0 | 0 | 0 | 0 | 0 | 0 | 0 | 0 | 0 | 0 | 0 | 0 | 0 | 0 | 0 | 0 | 0 | 0 | 0 | 0 | 0
F4_Industrial_Industrial - Int_Existing_Process_Natural Gas_Other Process_E1 | F4 | Industrial | Industrial - Int | Existing | Process | Natural Gas | Other Process | E1 | Utility - Cost of Equipment | 17.3967 | 17.4723 | 17.5923 | 17.7762 | 18.0678 | 18.4707 | 18.7686 | 19.0638 | 19.3771 | 19.7073 | 19.989 | 20.1951 | 20.3727 | 20.5437 | 20.7421 | 20.9137 | 21.1204 | 21.3746 | 21.6837 | 22.0438 | 22.4446 | 22.8352 | 23.1997 | 23.5416 | 23.859 | 24.1454 | 24.34 | 24.4886 | 24.6287 | 24.7625 | 24.9028 | 24.9649 | 24.9649
F4_Industrial_Industrial - Int_Existing_Process_Natural Gas_Other Process_E2 | F4 | Industrial | Industrial - Int | Existing | Process | Natural Gas | Other Process | E2 | Utility - Cost of Equipment | 0 | 0 | 0 | 0 | 0 | 0 | 0 | 0 | 0 | 0 | 0 | 0 | 0 | 0 | 0 | 0 | 0 | 0 | 0 | 0 | 0 | 0 | 0 | 0 | 0 | 0 | 0 | 0 | 0 | 0 | 0 | 0 | 0
F4_Industrial_Industrial - Int_Existing_Process_Natural Gas_Other Process_E3 | F4 | Industrial | Industrial - Int | Existing | Process | Natural Gas | Other Process | E3 | Utility - Cost of Equipment | 0 | 0 | 0 | 0 | 0 | 0 | 0 | 0 | 0 | 0 | 0 | 0 | 0 | 0 | 0 | 0 | 0 | 0 | 0 | 0 | 0 | 0 | 0 | 0 | 0 | 0 | 0 | 0 | 0 | 0 | 0 | 0 | 0
F4_Industrial_Industrial - Int_Existing_Process_Natural Gas_Other Process_E4 | F4 | Industrial | Industrial - Int | Existing | Process | Natural Gas | Other Process | E4 | Utility - Cost of Equipment | 0 | 0 | 0 | 0 | 0 | 0 | 0 | 0 | 0 | 0 | 0 | 0 | 0 | 0 | 0 | 0 | 0 | 0 | 0 | 0 | 0 | 0 | 0 | 0 | 0 | 0 | 0 | 0 | 0 | 0 | 0 | 0 | 0
F4_Industrial_Industrial - Int_Existing_Process_Natural Gas_Other Process_E5 | F4 | Industrial | Industrial - Int | Existing | Process | Natural Gas | Other Process | E5 | Utility - Cost of Equipment | 0 | 0 | 0 | 0 | 0 | 0 | 0 | 0 | 0 | 0 | 0 | 0 | 0 | 0 | 0 | 0 | 0 | 0 | 0 | 0 | 0 | 0 | 0 | 0 | 0 | 0 | 0 | 0 | 0 | 0 | 0 | 0 | 0
F4_Industrial_Industrial - Int_Existing_Process_Natural Gas_Other Process_E6 | F4 | Industrial | Industrial - Int | Existing | Process | Natural Gas | Other Process | E6 | Utility - Cost of Equipment | 0 | 0 | 0 | 0 | 0 | 0 | 0 | 0 | 0 | 0 | 0 | 0 | 0 | 0 | 0 | 0 | 0 | 0 | 0 | 0 | 0 | 0 | 0 | 0 | 0 | 0 | 0 | 0 | 0 | 0 | 0 | 0 | 0
F4_Industrial_Industrial - Int_Existing_Process_Natural Gas_Other Process_E7 | F4 | Industrial | Industrial - Int | Existing | Process | Natural Gas | Other Process | E7 | Utility - Cost of Equipment | 0 | 0 | 0 | 0 | 0 | 0 | 0 | 0 | 0 | 0 | 0 | 0 | 0 | 0 | 0 | 0 | 0 | 0 | 0 | 0 | 0 | 0 | 0 | 0 | 0 | 0 | 0 | 0 | 0 | 0 | 0 | 0 | 0
F4_Industrial_Industrial - Int_Existing_Process_Natural Gas_Other Process_E8 | F4 | Industrial | Industrial - Int | Existing | Process | Natural Gas | Other Process | E8 | Utility - Cost of Equipment | 0 | 0 | 0 | 0 | 0 | 0 | 0 | 0 | 0 | 0 | 0 | 0 | 0 | 0 | 0 | 0 | 0 | 0 | 0 | 0 | 0 | 0 | 0 | 0 | 0 | 0 | 0 | 0 | 0 | 0 | 0 | 0 | 0
F4_Industrial_Industrial - Int_Existing_Process_Natural Gas_Other Process_E9 | F4 | Industrial | Industrial - Int | Existing | Process | Natural Gas | Other Process | E9 | Utility - Cost of Equipment | 0 | 0 | 0 | 0 | 0 | 0 | 0 | 0 | 0 | 0 | 0 | 0 | 0 | 0 | 0 | 0 | 0 | 0 | 0 | 0 | 0 | 0 | 0 | 0 | 0 | 0 | 0 | 0 | 0 | 0 | 0 | 0 | 0
F4_Industrial_Industrial - Int_Existing_Process_Natural Gas_Other Process_E10 | F4 | Industrial | Industrial - Int | Existing | Process | Natural Gas | Other Process | E10 | Utility - Cost of Equipment | 0 | 0 | 0 | 0 | 0 | 0 | 0 | 0 | 0 | 0 | 0 | 0 | 0 | 0 | 0 | 0 | 0 | 0 | 0 | 0 | 0 | 0 | 0 | 0 | 0 | 0 | 0 | 0 | 0 | 0 | 0 | 0 | 0
F5_Industrial_Industrial - Int_Existing_Process_Natural Gas_Other Process_E1 | F5 | Industrial | Industrial - Int | Existing | Process | Natural Gas | Other Process | E1 | Utility - Cost of Operation | 3.7047 | 3.7047 | 3.7047 | 3.7047 | 3.7047 | 3.7047 | 3.7047 | 3.7047 | 3.7047 | 3.7047 | 3.7047 | 3.7047 | 3.7047 | 3.7047 | 3.7047 | 3.7047 | 3.7047 | 3.7047 | 3.7047 | 3.7047 | 3.7047 | 3.7047 | 3.7047 | 3.7047 | 3.7047 | 3.7047 | 3.7047 | 3.7047 | 3.7047 | 3.7047 | 3.7047 | 3.7047 | 3.7047
F5_Industrial_Industrial - Int_Existing_Process_Natural Gas_Other Process_E2 | F5 | Industrial | Industrial - Int | Existing | Process | Natural Gas | Other Process | E2 | Utility - Cost of Operation | 0 | 0 | 0 | 0 | 0 | 0 | 0 | 0 | 0 | 0 | 0 | 0 | 0 | 0 | 0 | 0 | 0 | 0 | 0 | 0 | 0 | 0 | 0 | 0 | 0 | 0 | 0 | 0 | 0 | 0 | 0 | 0 | 0
F5_Industrial_Industrial - Int_Existing_Process_Natural Gas_Other Process_E3 | F5 | Industrial | Industrial - Int | Existing | Process | Natural Gas | Other Process | E3 | Utility - Cost of Operation | 0 | 0 | 0 | 0 | 0 | 0 | 0 | 0 | 0 | 0 | 0 | 0 | 0 | 0 | 0 | 0 | 0 | 0 | 0 | 0 | 0 | 0 | 0 | 0 | 0 | 0 | 0 | 0 | 0 | 0 | 0 | 0 | 0
F5_Industrial_Industrial - Int_Existing_Process_Natural Gas_Other Process_E4 | F5 | Industrial | Industrial - Int | Existing | Process | Natural Gas | Other Process | E4 | Utility - Cost of Operation | 0 | 0 | 0 | 0 | 0 | 0 | 0 | 0 | 0 | 0 | 0 | 0 | 0 | 0 | 0 | 0 | 0 | 0 | 0 | 0 | 0 | 0 | 0 | 0 | 0 | 0 | 0 | 0 | 0 | 0 | 0 | 0 | 0
F5_Industrial_Industrial - Int_Existing_Process_Natural Gas_Other Process_E5 | F5 | Industrial | Industrial - Int | Existing | Process | Natural Gas | Other Process | E5 | Utility - Cost of Operation | 0 | 0 | 0 | 0 | 0 | 0 | 0 | 0 | 0 | 0 | 0 | 0 | 0 | 0 | 0 | 0 | 0 | 0 | 0 | 0 | 0 | 0 | 0 | 0 | 0 | 0 | 0 | 0 | 0 | 0 | 0 | 0 | 0
F5_Industrial_Industrial - Int_Existing_Process_Natural Gas_Other Process_E6 | F5 | Industrial | Industrial - Int | Existing | Process | Natural Gas | Other Process | E6 | Utility - Cost of Operation | 0 | 0 | 0 | 0 | 0 | 0 | 0 | 0 | 0 | 0 | 0 | 0 | 0 | 0 | 0 | 0 | 0 | 0 | 0 | 0 | 0 | 0 | 0 | 0 | 0 | 0 | 0 | 0 | 0 | 0 | 0 | 0 | 0
F5_Industrial_Industrial - Int_Existing_Process_Natural Gas_Other Process_E7 | F5 | Industrial | Industrial - Int | Existing | Process | Natural Gas | Other Process | E7 | Utility - Cost of Operation | 0 | 0 | 0 | 0 | 0 | 0 | 0 | 0 | 0 | 0 | 0 | 0 | 0 | 0 | 0 | 0 | 0 | 0 | 0 | 0 | 0 | 0 | 0 | 0 | 0 | 0 | 0 | 0 | 0 | 0 | 0 | 0 | 0
F5_Industrial_Industrial - Int_Existing_Process_Natural Gas_Other Process_E8 | F5 | Industrial | Industrial - Int | Existing | Process | Natural Gas | Other Process | E8 | Utility - Cost of Operation | 0 | 0 | 0 | 0 | 0 | 0 | 0 | 0 | 0 | 0 | 0 | 0 | 0 | 0 | 0 | 0 | 0 | 0 | 0 | 0 | 0 | 0 | 0 | 0 | 0 | 0 | 0 | 0 | 0 | 0 | 0 | 0 | 0
F5_Industrial_Industrial - Int_Existing_Process_Natural Gas_Other Process_E9 | F5 | Industrial | Industrial - Int | Existing | Process | Natural Gas | Other Process | E9 | Utility - Cost of Operation | 0 | 0 | 0 | 0 | 0 | 0 | 0 | 0 | 0 | 0 | 0 | 0 | 0 | 0 | 0 | 0 | 0 | 0 | 0 | 0 | 0 | 0 | 0 | 0 | 0 | 0 | 0 | 0 | 0 | 0 | 0 | 0 | 0
F5_Industrial_Industrial - Int_Existing_Process_Natural Gas_Other Process_E10 | F5 | Industrial | Industrial - Int | Existing | Process | Natural Gas | Other Process | E10 | Utility - Cost of Operation | 0 | 0 | 0 | 0 | 0 | 0 | 0 | 0 | 0 | 0 | 0 | 0 | 0 | 0 | 0 | 0 | 0 | 0 | 0 | 0 | 0 | 0 | 0 | 0 | 0 | 0 | 0 | 0 | 0 | 0 | 0 | 0 | 0
F6_Industrial_Industrial - Int_Existing_Process_Natural Gas_Other Process_E1 | F6 | Industrial | Industrial - Int | Existing | Process | Natural Gas | Other Process | E1 | Utility - Value of Sales | 15.5273 | 15.5273 | 15.5273 | 15.5273 | 15.5273 | 15.5273 | 15.5273 | 15.5273 | 15.5273 | 15.5273 | 15.5273 | 15.5273 | 15.5273 | 15.5273 | 15.5273 | 15.5273 | 15.5273 | 15.5273 | 15.5273 | 15.5273 | 15.5273 | 15.5273 | 15.5273 | 15.5273 | 15.5273 | 15.5273 | 15.5273 | 15.5273 | 15.5273 | 15.5273 | 15.5273 | 15.5273 | 15.5273
F6_Industrial_Industrial - Int_Existing_Process_Natural Gas_Other Process_E2 | F6 | Industrial | Industrial - Int | Existing | Process | Natural Gas | Other Process | E2 | Utility - Value of Sales | 0 | 0 | 0 | 0 | 0 | 0 | 0 | 0 | 0 | 0 | 0 | 0 | 0 | 0 | 0 | 0 | 0 | 0 | 0 | 0 | 0 | 0 | 0 | 0 | 0 | 0 | 0 | 0 | 0 | 0 | 0 | 0 | 0
F6_Industrial_Industrial - Int_Existing_Process_Natural Gas_Other Process_E3 | F6 | Industrial | Industrial - Int | Existing | Process | Natural Gas | Other Process | E3 | Utility - Value of Sales | 0 | 0 | 0 | 0 | 0 | 0 | 0 | 0 | 0 | 0 | 0 | 0 | 0 | 0 | 0 | 0 | 0 | 0 | 0 | 0 | 0 | 0 | 0 | 0 | 0 | 0 | 0 | 0 | 0 | 0 | 0 | 0 | 0
F6_Industrial_Industrial - Int_Existing_Process_Natural Gas_Other Process_E4 | F6 | Industrial | Industrial - Int | Existing | Process | Natural Gas | Other Process | E4 | Utility - Value of Sales | 0 | 0 | 0 | 0 | 0 | 0 | 0 | 0 | 0 | 0 | 0 | 0 | 0 | 0 | 0 | 0 | 0 | 0 | 0 | 0 | 0 | 0 | 0 | 0 | 0 | 0 | 0 | 0 | 0 | 0 | 0 | 0 | 0
F6_Industrial_Industrial - Int_Existing_Process_Natural Gas_Other Process_E5 | F6 | Industrial | Industrial - Int | Existing | Process | Natural Gas | Other Process | E5 | Utility - Value of Sales | 0 | 0 | 0 | 0 | 0 | 0 | 0 | 0 | 0 | 0 | 0 | 0 | 0 | 0 | 0 | 0 | 0 | 0 | 0 | 0 | 0 | 0 | 0 | 0 | 0 | 0 | 0 | 0 | 0 | 0 | 0 | 0 | 0
F6_Industrial_Industrial - Int_Existing_Process_Natural Gas_Other Process_E6 | F6 | Industrial | Industrial - Int | Existing | Process | Natural Gas | Other Process | E6 | Utility - Value of Sales | 0 | 0 | 0 | 0 | 0 | 0 | 0 | 0 | 0 | 0 | 0 | 0 | 0 | 0 | 0 | 0 | 0 | 0 | 0 | 0 | 0 | 0 | 0 | 0 | 0 | 0 | 0 | 0 | 0 | 0 | 0 | 0 | 0
F6_Industrial_Industrial - Int_Existing_Process_Natural Gas_Other Process_E7 | F6 | Industrial | Industrial - Int | Existing | Process | Natural Gas | Other Process | E7 | Utility - Value of Sales | 0 | 0 | 0 | 0 | 0 | 0 | 0 | 0 | 0 | 0 | 0 | 0 | 0 | 0 | 0 | 0 | 0 | 0 | 0 | 0 | 0 | 0 | 0 | 0 | 0 | 0 | 0 | 0 | 0 | 0 | 0 | 0 | 0
F6_Industrial_Industrial - Int_Existing_Process_Natural Gas_Other Process_E8 | F6 | Industrial | Industrial - Int | Existing | Process | Natural Gas | Other Process | E8 | Utility - Value of Sales | 0 | 0 | 0 | 0 | 0 | 0 | 0 | 0 | 0 | 0 | 0 | 0 | 0 | 0 | 0 | 0 | 0 | 0 | 0 | 0 | 0 | 0 | 0 | 0 | 0 | 0 | 0 | 0 | 0 | 0 | 0 | 0 | 0
F6_Industrial_Industrial - Int_Existing_Process_Natural Gas_Other Process_E9 | F6 | Industrial | Industrial - Int | Existing | Process | Natural Gas | Other Process | E9 | Utility - Value of Sales | 0 | 0 | 0 | 0 | 0 | 0 | 0 | 0 | 0 | 0 | 0 | 0 | 0 | 0 | 0 | 0 | 0 | 0 | 0 | 0 | 0 | 0 | 0 | 0 | 0 | 0 | 0 | 0 | 0 | 0 | 0 | 0 | 0
F6_Industrial_Industrial - Int_Existing_Process_Natural Gas_Other Process_E10 | F6 | Industrial | Industrial - Int | Existing | Process | Natural Gas | Other Process | E10 | Utility - Value of Sales | 0 | 0 | 0 | 0 | 0 | 0 | 0 | 0 | 0 | 0 | 0 | 0 | 0 | 0 | 0 | 0 | 0 | 0 | 0 | 0 | 0 | 0 | 0 | 0 | 0 | 0 | 0 | 0 | 0 | 0 | 0 | 0 | 0
F1_Industrial_Industrial - Int_Existing_Miscellaneous_Natural Gas_Miscellaneous_E1 | F1 | Industrial | Industrial - Int | Existing | Miscellaneous | Natural Gas | Miscellaneous | E1 | RVT - Cost of Equipment | 15.801 | 15.8696 | 15.9787 | 16.1457 | 16.4106 | 16.7764 | 17.047 | 17.3151 | 17.5997 | 17.8996 | 18.1555 | 18.3427 | 18.504 | 18.6593 | 18.8395 | 18.9954 | 19.1831 | 19.414 | 19.6948 | 20.0218 | 20.3859 | 20.7406 | 21.0717 | 21.3822 | 21.6705 | 21.9306 | 22.1074 | 22.2423 | 22.3696 | 22.4911 | 22.6186 | 22.675 | 22.675
F1_Industrial_Industrial - Int_Existing_Miscellaneous_Natural Gas_Miscellaneous_E2 | F1 | Industrial | Industrial - Int | Existing | Miscellaneous | Natural Gas | Miscellaneous | E2 | RVT - Cost of Equipment | 0 | 0 | 0 | 0 | 0 | 0 | 0 | 0 | 0 | 0 | 0 | 0 | 0 | 0 | 0 | 0 | 0 | 0 | 0 | 0 | 0 | 0 | 0 | 0 | 0 | 0 | 0 | 0 | 0 | 0 | 0 | 0 | 0
F1_Industrial_Industrial - Int_Existing_Miscellaneous_Natural Gas_Miscellaneous_E3 | F1 | Industrial | Industrial - Int | Existing | Miscellaneous | Natural Gas | Miscellaneous | E3 | RVT - Cost of Equipment | 0 | 0 | 0 | 0 | 0 | 0 | 0 | 0 | 0 | 0 | 0 | 0 | 0 | 0 | 0 | 0 | 0 | 0 | 0 | 0 | 0 | 0 | 0 | 0 | 0 | 0 | 0 | 0 | 0 | 0 | 0 | 0 | 0
F1_Industrial_Industrial - Int_Existing_Miscellaneous_Natural Gas_Miscellaneous_E4 | F1 | Industrial | Industrial - Int | Existing | Miscellaneous | Natural Gas | Miscellaneous | E4 | RVT - Cost of Equipment | 0 | 0 | 0 | 0 | 0 | 0 | 0 | 0 | 0 | 0 | 0 | 0 | 0 | 0 | 0 | 0 | 0 | 0 | 0 | 0 | 0 | 0 | 0 | 0 | 0 | 0 | 0 | 0 | 0 | 0 | 0 | 0 | 0
F1_Industrial_Industrial - Int_Existing_Miscellaneous_Natural Gas_Miscellaneous_E5 | F1 | Industrial | Industrial - Int | Existing | Miscellaneous | Natural Gas | Miscellaneous | E5 | RVT - Cost of Equipment | 0 | 0 | 0 | 0 | 0 | 0 | 0 | 0 | 0 | 0 | 0 | 0 | 0 | 0 | 0 | 0 | 0 | 0 | 0 | 0 | 0 | 0 | 0 | 0 | 0 | 0 | 0 | 0 | 0 | 0 | 0 | 0 | 0
F1_Industrial_Industrial - Int_Existing_Miscellaneous_Natural Gas_Miscellaneous_E6 | F1 | Industrial | Industrial - Int | Existing | Miscellaneous | Natural Gas | Miscellaneous | E6 | RVT - Cost of Equipment | 0 | 0 | 0 | 0 | 0 | 0 | 0 | 0 | 0 | 0 | 0 | 0 | 0 | 0 | 0 | 0 | 0 | 0 | 0 | 0 | 0 | 0 | 0 | 0 | 0 | 0 | 0 | 0 | 0 | 0 | 0 | 0 | 0
F1_Industrial_Industrial - Int_Existing_Miscellaneous_Natural Gas_Miscellaneous_E7 | F1 | Industrial | Industrial - Int | Existing | Miscellaneous | Natural Gas | Miscellaneous | E7 | RVT - Cost of Equipment | 0 | 0 | 0 | 0 | 0 | 0 | 0 | 0 | 0 | 0 | 0 | 0 | 0 | 0 | 0 | 0 | 0 | 0 | 0 | 0 | 0 | 0 | 0 | 0 | 0 | 0 | 0 | 0 | 0 | 0 | 0 | 0 | 0
F1_Industrial_Industrial - Int_Existing_Miscellaneous_Natural Gas_Miscellaneous_E8 | F1 | Industrial | Industrial - Int | Existing | Miscellaneous | Natural Gas | Miscellaneous | E8 | RVT - Cost of Equipment | 0 | 0 | 0 | 0 | 0 | 0 | 0 | 0 | 0 | 0 | 0 | 0 | 0 | 0 | 0 | 0 | 0 | 0 | 0 | 0 | 0 | 0 | 0 | 0 | 0 | 0 | 0 | 0 | 0 | 0 | 0 | 0 | 0
F1_Industrial_Industrial - Int_Existing_Miscellaneous_Natural Gas_Miscellaneous_E9 | F1 | Industrial | Industrial - Int | Existing | Miscellaneous | Natural Gas | Miscellaneous | E9 | RVT - Cost of Equipment | 0 | 0 | 0 | 0 | 0 | 0 | 0 | 0 | 0 | 0 | 0 | 0 | 0 | 0 | 0 | 0 | 0 | 0 | 0 | 0 | 0 | 0 | 0 | 0 | 0 | 0 | 0 | 0 | 0 | 0 | 0 | 0 | 0
F1_Industrial_Industrial - Int_Existing_Miscellaneous_Natural Gas_Miscellaneous_E10 | F1 | Industrial | Industrial - Int | Existing | Miscellaneous | Natural Gas | Miscellaneous | E10 | RVT - Cost of Equipment | 0 | 0 | 0 | 0 | 0 | 0 | 0 | 0 | 0 | 0 | 0 | 0 | 0 | 0 | 0 | 0 | 0 | 0 | 0 | 0 | 0 | 0 | 0 | 0 | 0 | 0 | 0 | 0 | 0 | 0 | 0 | 0 | 0
F2_Industrial_Industrial - Int_Existing_Miscellaneous_Natural Gas_Miscellaneous_E1 | F2 | Industrial | Industrial - Int | Existing | Miscellaneous | Natural Gas | Miscellaneous | E1 | RVT - Cost of Operation | 18.9306 | 19.0129 | 19.1435 | 19.3436 | 19.6609 | 20.0992 | 20.4234 | 20.7447 | 21.0856 | 21.4449 | 21.7515 | 21.9758 | 22.169 | 22.3551 | 22.5709 | 22.7577 | 22.9827 | 23.2593 | 23.5956 | 23.9874 | 24.4236 | 24.8486 | 25.2453 | 25.6173 | 25.9626 | 26.2743 | 26.4861 | 26.6477 | 26.8002 | 26.9458 | 27.0986 | 27.1661 | 27.1661
F2_Industrial_Industrial - Int_Existing_Miscellaneous_Natural Gas_Miscellaneous_E2 | F2 | Industrial | Industrial - Int | Existing | Miscellaneous | Natural Gas | Miscellaneous | E2 | RVT - Cost of Operation | 0 | 0 | 0 | 0 | 0 | 0 | 0 | 0 | 0 | 0 | 0 | 0 | 0 | 0 | 0 | 0 | 0 | 0 | 0 | 0 | 0 | 0 | 0 | 0 | 0 | 0 | 0 | 0 | 0 | 0 | 0 | 0 | 0
F2_Industrial_Industrial - Int_Existing_Miscellaneous_Natural Gas_Miscellaneous_E3 | F2 | Industrial | Industrial - Int | Existing | Miscellaneous | Natural Gas | Miscellaneous | E3 | RVT - Cost of Operation | 0 | 0 | 0 | 0 | 0 | 0 | 0 | 0 | 0 | 0 | 0 | 0 | 0 | 0 | 0 | 0 | 0 | 0 | 0 | 0 | 0 | 0 | 0 | 0 | 0 | 0 | 0 | 0 | 0 | 0 | 0 | 0 | 0
F2_Industrial_Industrial - Int_Existing_Miscellaneous_Natural Gas_Miscellaneous_E4 | F2 | Industrial | Industrial - Int | Existing | Miscellaneous | Natural Gas | Miscellaneous | E4 | RVT - Cost of Operation | 0 | 0 | 0 | 0 | 0 | 0 | 0 | 0 | 0 | 0 | 0 | 0 | 0 | 0 | 0 | 0 | 0 | 0 | 0 | 0 | 0 | 0 | 0 | 0 | 0 | 0 | 0 | 0 | 0 | 0 | 0 | 0 | 0
F2_Industrial_Industrial - Int_Existing_Miscellaneous_Natural Gas_Miscellaneous_E5 | F2 | Industrial | Industrial - Int | Existing | Miscellaneous | Natural Gas | Miscellaneous | E5 | RVT - Cost of Operation | 0 | 0 | 0 | 0 | 0 | 0 | 0 | 0 | 0 | 0 | 0 | 0 | 0 | 0 | 0 | 0 | 0 | 0 | 0 | 0 | 0 | 0 | 0 | 0 | 0 | 0 | 0 | 0 | 0 | 0 | 0 | 0 | 0
F2_Industrial_Industrial - Int_Existing_Miscellaneous_Natural Gas_Miscellaneous_E6 | F2 | Industrial | Industrial - Int | Existing | Miscellaneous | Natural Gas | Miscellaneous | E6 | RVT - Cost of Operation | 0 | 0 | 0 | 0 | 0 | 0 | 0 | 0 | 0 | 0 | 0 | 0 | 0 | 0 | 0 | 0 | 0 | 0 | 0 | 0 | 0 | 0 | 0 | 0 | 0 | 0 | 0 | 0 | 0 | 0 | 0 | 0 | 0
F2_Industrial_Industrial - Int_Existing_Miscellaneous_Natural Gas_Miscellaneous_E7 | F2 | Industrial | Industrial - Int | Existing | Miscellaneous | Natural Gas | Miscellaneous | E7 | RVT - Cost of Operation | 0 | 0 | 0 | 0 | 0 | 0 | 0 | 0 | 0 | 0 | 0 | 0 | 0 | 0 | 0 | 0 | 0 | 0 | 0 | 0 | 0 | 0 | 0 | 0 | 0 | 0 | 0 | 0 | 0 | 0 | 0 | 0 | 0
F2_Industrial_Industrial - Int_Existing_Miscellaneous_Natural Gas_Miscellaneous_E8 | F2 | Industrial | Industrial - Int | Existing | Miscellaneous | Natural Gas | Miscellaneous | E8 | RVT - Cost of Operation | 0 | 0 | 0 | 0 | 0 | 0 | 0 | 0 | 0 | 0 | 0 | 0 | 0 | 0 | 0 | 0 | 0 | 0 | 0 | 0 | 0 | 0 | 0 | 0 | 0 | 0 | 0 | 0 | 0 | 0 | 0 | 0 | 0
F2_Industrial_Industrial - Int_Existing_Miscellaneous_Natural Gas_Miscellaneous_E9 | F2 | Industrial | Industrial - Int | Existing | Miscellaneous | Natural Gas | Miscellaneous | E9 | RVT - Cost of Operation | 0 | 0 | 0 | 0 | 0 | 0 | 0 | 0 | 0 | 0 | 0 | 0 | 0 | 0 | 0 | 0 | 0 | 0 | 0 | 0 | 0 | 0 | 0 | 0 | 0 | 0 | 0 | 0 | 0 | 0 | 0 | 0 | 0
F2_Industrial_Industrial - Int_Existing_Miscellaneous_Natural Gas_Miscellaneous_E10 | F2 | Industrial | Industrial - Int | Existing | Miscellaneous | Natural Gas | Miscellaneous | E10 | RVT - Cost of Operation | 0 | 0 | 0 | 0 | 0 | 0 | 0 | 0 | 0 | 0 | 0 | 0 | 0 | 0 | 0 | 0 | 0 | 0 | 0 | 0 | 0 | 0 | 0 | 0 | 0 | 0 | 0 | 0 | 0 | 0 | 0 | 0 | 0
F3_Industrial_Industrial - Int_Existing_Miscellaneous_Natural Gas_Miscellaneous_E1 | F3 | Industrial | Industrial - Int | Existing | Miscellaneous | Natural Gas | Miscellaneous | E1 | System - kBTUs of Consumption | 4.0313 | 4.0313 | 4.0313 | 4.0313 | 4.0313 | 4.0313 | 4.0313 | 4.0313 | 4.0313 | 4.0313 | 4.0313 | 4.0313 | 4.0313 | 4.0313 | 4.0313 | 4.0313 | 4.0313 | 4.0313 | 4.0313 | 4.0313 | 4.0313 | 4.0313 | 4.0313 | 4.0313 | 4.0313 | 4.0313 | 4.0313 | 4.0313 | 4.0313 | 4.0313 | 4.0313 | 4.0313 | 4.0313
F3_Industrial_Industrial - Int_Existing_Miscellaneous_Natural Gas_Miscellaneous_E2 | F3 | Industrial | Industrial - Int | Existing | Miscellaneous | Natural Gas | Miscellaneous | E2 | System - kBTUs of Consumption | 0 | 0 | 0 | 0 | 0 | 0 | 0 | 0 | 0 | 0 | 0 | 0 | 0 | 0 | 0 | 0 | 0 | 0 | 0 | 0 | 0 | 0 | 0 | 0 | 0 | 0 | 0 | 0 | 0 | 0 | 0 | 0 | 0
F3_Industrial_Industrial - Int_Existing_Miscellaneous_Natural Gas_Miscellaneous_E3 | F3 | Industrial | Industrial - Int | Existing | Miscellaneous | Natural Gas | Miscellaneous | E3 | System - kBTUs of Consumption | 0 | 0 | 0 | 0 | 0 | 0 | 0 | 0 | 0 | 0 | 0 | 0 | 0 | 0 | 0 | 0 | 0 | 0 | 0 | 0 | 0 | 0 | 0 | 0 | 0 | 0 | 0 | 0 | 0 | 0 | 0 | 0 | 0
F3_Industrial_Industrial - Int_Existing_Miscellaneous_Natural Gas_Miscellaneous_E4 | F3 | Industrial | Industrial - Int | Existing | Miscellaneous | Natural Gas | Miscellaneous | E4 | System - kBTUs of Consumption | 0 | 0 | 0 | 0 | 0 | 0 | 0 | 0 | 0 | 0 | 0 | 0 | 0 | 0 | 0 | 0 | 0 | 0 | 0 | 0 | 0 | 0 | 0 | 0 | 0 | 0 | 0 | 0 | 0 | 0 | 0 | 0 | 0
F3_Industrial_Industrial - Int_Existing_Miscellaneous_Natural Gas_Miscellaneous_E5 | F3 | Industrial | Industrial - Int | Existing | Miscellaneous | Natural Gas | Miscellaneous | E5 | System - kBTUs of Consumption | 0 | 0 | 0 | 0 | 0 | 0 | 0 | 0 | 0 | 0 | 0 | 0 | 0 | 0 | 0 | 0 | 0 | 0 | 0 | 0 | 0 | 0 | 0 | 0 | 0 | 0 | 0 | 0 | 0 | 0 | 0 | 0 | 0
F3_Industrial_Industrial - Int_Existing_Miscellaneous_Natural Gas_Miscellaneous_E6 | F3 | Industrial | Industrial - Int | Existing | Miscellaneous | Natural Gas | Miscellaneous | E6 | System - kBTUs of Consumption | 0 | 0 | 0 | 0 | 0 | 0 | 0 | 0 | 0 | 0 | 0 | 0 | 0 | 0 | 0 | 0 | 0 | 0 | 0 | 0 | 0 | 0 | 0 | 0 | 0 | 0 | 0 | 0 | 0 | 0 | 0 | 0 | 0
F3_Industrial_Industrial - Int_Existing_Miscellaneous_Natural Gas_Miscellaneous_E7 | F3 | Industrial | Industrial - Int | Existing | Miscellaneous | Natural Gas | Miscellaneous | E7 | System - kBTUs of Consumption | 0 | 0 | 0 | 0 | 0 | 0 | 0 | 0 | 0 | 0 | 0 | 0 | 0 | 0 | 0 | 0 | 0 | 0 | 0 | 0 | 0 | 0 | 0 | 0 | 0 | 0 | 0 | 0 | 0 | 0 | 0 | 0 | 0
F3_Industrial_Industrial - Int_Existing_Miscellaneous_Natural Gas_Miscellaneous_E8 | F3 | Industrial | Industrial - Int | Existing | Miscellaneous | Natural Gas | Miscellaneous | E8 | System - kBTUs of Consumption | 0 | 0 | 0 | 0 | 0 | 0 | 0 | 0 | 0 | 0 | 0 | 0 | 0 | 0 | 0 | 0 | 0 | 0 | 0 | 0 | 0 | 0 | 0 | 0 | 0 | 0 | 0 | 0 | 0 | 0 | 0 | 0 | 0
F3_Industrial_Industrial - Int_Existing_Miscellaneous_Natural Gas_Miscellaneous_E9 | F3 | Industrial | Industrial - Int | Existing | Miscellaneous | Natural Gas | Miscellaneous | E9 | System - kBTUs of Consumption | 0 | 0 | 0 | 0 | 0 | 0 | 0 | 0 | 0 | 0 | 0 | 0 | 0 | 0 | 0 | 0 | 0 | 0 | 0 | 0 | 0 | 0 | 0 | 0 | 0 | 0 | 0 | 0 | 0 | 0 | 0 | 0 | 0
F3_Industrial_Industrial - Int_Existing_Miscellaneous_Natural Gas_Miscellaneous_E10 | F3 | Industrial | Industrial - Int | Existing | Miscellaneous | Natural Gas | Miscellaneous | E10 | System - kBTUs of Consumption | 0 | 0 | 0 | 0 | 0 | 0 | 0 | 0 | 0 | 0 | 0 | 0 | 0 | 0 | 0 | 0 | 0 | 0 | 0 | 0 | 0 | 0 | 0 | 0 | 0 | 0 | 0 | 0 | 0 | 0 | 0 | 0 | 0
F4_Industrial_Industrial - Int_Existing_Miscellaneous_Natural Gas_Miscellaneous_E1 | F4 | Industrial | Industrial - Int | Existing | Miscellaneous | Natural Gas | Miscellaneous | E1 | Utility - Cost of Equipment | 18.9306 | 19.0129 | 19.1435 | 19.3436 | 19.6609 | 20.0992 | 20.4234 | 20.7447 | 21.0856 | 21.4449 | 21.7515 | 21.9758 | 22.169 | 22.3551 | 22.5709 | 22.7577 | 22.9827 | 23.2593 | 23.5956 | 23.9874 | 24.4236 | 24.8486 | 25.2453 | 25.6173 | 25.9626 | 26.2743 | 26.4861 | 26.6477 | 26.8002 | 26.9458 | 27.0986 | 27.1661 | 27.1661
F4_Industrial_Industrial - Int_Existing_Miscellaneous_Natural Gas_Miscellaneous_E2 | F4 | Industrial | Industrial - Int | Existing | Miscellaneous | Natural Gas | Miscellaneous | E2 | Utility - Cost of Equipment | 0 | 0 | 0 | 0 | 0 | 0 | 0 | 0 | 0 | 0 | 0 | 0 | 0 | 0 | 0 | 0 | 0 | 0 | 0 | 0 | 0 | 0 | 0 | 0 | 0 | 0 | 0 | 0 | 0 | 0 | 0 | 0 | 0
F4_Industrial_Industrial - Int_Existing_Miscellaneous_Natural Gas_Miscellaneous_E3 | F4 | Industrial | Industrial - Int | Existing | Miscellaneous | Natural Gas | Miscellaneous | E3 | Utility - Cost of Equipment | 0 | 0 | 0 | 0 | 0 | 0 | 0 | 0 | 0 | 0 | 0 | 0 | 0 | 0 | 0 | 0 | 0 | 0 | 0 | 0 | 0 | 0 | 0 | 0 | 0 | 0 | 0 | 0 | 0 | 0 | 0 | 0 | 0
F4_Industrial_Industrial - Int_Existing_Miscellaneous_Natural Gas_Miscellaneous_E4 | F4 | Industrial | Industrial - Int | Existing | Miscellaneous | Natural Gas | Miscellaneous | E4 | Utility - Cost of Equipment | 0 | 0 | 0 | 0 | 0 | 0 | 0 | 0 | 0 | 0 | 0 | 0 | 0 | 0 | 0 | 0 | 0 | 0 | 0 | 0 | 0 | 0 | 0 | 0 | 0 | 0 | 0 | 0 | 0 | 0 | 0 | 0 | 0
F4_Industrial_Industrial - Int_Existing_Miscellaneous_Natural Gas_Miscellaneous_E5 | F4 | Industrial | Industrial - Int | Existing | Miscellaneous | Natural Gas | Miscellaneous | E5 | Utility - Cost of Equipment | 0 | 0 | 0 | 0 | 0 | 0 | 0 | 0 | 0 | 0 | 0 | 0 | 0 | 0 | 0 | 0 | 0 | 0 | 0 | 0 | 0 | 0 | 0 | 0 | 0 | 0 | 0 | 0 | 0 | 0 | 0 | 0 | 0
F4_Industrial_Industrial - Int_Existing_Miscellaneous_Natural Gas_Miscellaneous_E6 | F4 | Industrial | Industrial - Int | Existing | Miscellaneous | Natural Gas | Miscellaneous | E6 | Utility - Cost of Equipment | 0 | 0 | 0 | 0 | 0 | 0 | 0 | 0 | 0 | 0 | 0 | 0 | 0 | 0 | 0 | 0 | 0 | 0 | 0 | 0 | 0 | 0 | 0 | 0 | 0 | 0 | 0 | 0 | 0 | 0 | 0 | 0 | 0
F4_Industrial_Industrial - Int_Existing_Miscellaneous_Natural Gas_Miscellaneous_E7 | F4 | Industrial | Industrial - Int | Existing | Miscellaneous | Natural Gas | Miscellaneous | E7 | Utility - Cost of Equipment | 0 | 0 | 0 | 0 | 0 | 0 | 0 | 0 | 0 | 0 | 0 | 0 | 0 | 0 | 0 | 0 | 0 | 0 | 0 | 0 | 0 | 0 | 0 | 0 | 0 | 0 | 0 | 0 | 0 | 0 | 0 | 0 | 0
F4_Industrial_Industrial - Int_Existing_Miscellaneous_Natural Gas_Miscellaneous_E8 | F4 | Industrial | Industrial - Int | Existing | Miscellaneous | Natural Gas | Miscellaneous | E8 | Utility - Cost of Equipment | 0 | 0 | 0 | 0 | 0 | 0 | 0 | 0 | 0 | 0 | 0 | 0 | 0 | 0 | 0 | 0 | 0 | 0 | 0 | 0 | 0 | 0 | 0 | 0 | 0 | 0 | 0 | 0 | 0 | 0 | 0 | 0 | 0
F4_Industrial_Industrial - Int_Existing_Miscellaneous_Natural Gas_Miscellaneous_E9 | F4 | Industrial | Industrial - Int | Existing | Miscellaneous | Natural Gas | Miscellaneous | E9 | Utility - Cost of Equipment | 0 | 0 | 0 | 0 | 0 | 0 | 0 | 0 | 0 | 0 | 0 | 0 | 0 | 0 | 0 | 0 | 0 | 0 | 0 | 0 | 0 | 0 | 0 | 0 | 0 | 0 | 0 | 0 | 0 | 0 | 0 | 0 | 0
F4_Industrial_Industrial - Int_Existing_Miscellaneous_Natural Gas_Miscellaneous_E10 | F4 | Industrial | Industrial - Int | Existing | Miscellaneous | Natural Gas | Miscellaneous | E10 | Utility - Cost of Equipment | 0 | 0 | 0 | 0 | 0 | 0 | 0 | 0 | 0 | 0 | 0 | 0 | 0 | 0 | 0 | 0 | 0 | 0 | 0 | 0 | 0 | 0 | 0 | 0 | 0 | 0 | 0 | 0 | 0 | 0 | 0 | 0 | 0
F5_Industrial_Industrial - Int_Existing_Miscellaneous_Natural Gas_Miscellaneous_E1 | F5 | Industrial | Industrial - Int | Existing | Miscellaneous | Natural Gas | Miscellaneous | E1 | Utility - Cost of Operation | 4.0313 | 4.0313 | 4.0313 | 4.0313 | 4.0313 | 4.0313 | 4.0313 | 4.0313 | 4.0313 | 4.0313 | 4.0313 | 4.0313 | 4.0313 | 4.0313 | 4.0313 | 4.0313 | 4.0313 | 4.0313 | 4.0313 | 4.0313 | 4.0313 | 4.0313 | 4.0313 | 4.0313 | 4.0313 | 4.0313 | 4.0313 | 4.0313 | 4.0313 | 4.0313 | 4.0313 | 4.0313 | 4.0313
F5_Industrial_Industrial - Int_Existing_Miscellaneous_Natural Gas_Miscellaneous_E2 | F5 | Industrial | Industrial - Int | Existing | Miscellaneous | Natural Gas | Miscellaneous | E2 | Utility - Cost of Operation | 0 | 0 | 0 | 0 | 0 | 0 | 0 | 0 | 0 | 0 | 0 | 0 | 0 | 0 | 0 | 0 | 0 | 0 | 0 | 0 | 0 | 0 | 0 | 0 | 0 | 0 | 0 | 0 | 0 | 0 | 0 | 0 | 0
F5_Industrial_Industrial - Int_Existing_Miscellaneous_Natural Gas_Miscellaneous_E3 | F5 | Industrial | Industrial - Int | Existing | Miscellaneous | Natural Gas | Miscellaneous | E3 | Utility - Cost of Operation | 0 | 0 | 0 | 0 | 0 | 0 | 0 | 0 | 0 | 0 | 0 | 0 | 0 | 0 | 0 | 0 | 0 | 0 | 0 | 0 | 0 | 0 | 0 | 0 | 0 | 0 | 0 | 0 | 0 | 0 | 0 | 0 | 0
F5_Industrial_Industrial - Int_Existing_Miscellaneous_Natural Gas_Miscellaneous_E4 | F5 | Industrial | Industrial - Int | Existing | Miscellaneous | Natural Gas | Miscellaneous | E4 | Utility - Cost of Operation | 0 | 0 | 0 | 0 | 0 | 0 | 0 | 0 | 0 | 0 | 0 | 0 | 0 | 0 | 0 | 0 | 0 | 0 | 0 | 0 | 0 | 0 | 0 | 0 | 0 | 0 | 0 | 0 | 0 | 0 | 0 | 0 | 0
F5_Industrial_Industrial - Int_Existing_Miscellaneous_Natural Gas_Miscellaneous_E5 | F5 | Industrial | Industrial - Int | Existing | Miscellaneous | Natural Gas | Miscellaneous | E5 | Utility - Cost of Operation | 0 | 0 | 0 | 0 | 0 | 0 | 0 | 0 | 0 | 0 | 0 | 0 | 0 | 0 | 0 | 0 | 0 | 0 | 0 | 0 | 0 | 0 | 0 | 0 | 0 | 0 | 0 | 0 | 0 | 0 | 0 | 0 | 0
F5_Industrial_Industrial - Int_Existing_Miscellaneous_Natural Gas_Miscellaneous_E6 | F5 | Industrial | Industrial - Int | Existing | Miscellaneous | Natural Gas | Miscellaneous | E6 | Utility - Cost of Operation | 0 | 0 | 0 | 0 | 0 | 0 | 0 | 0 | 0 | 0 | 0 | 0 | 0 | 0 | 0 | 0 | 0 | 0 | 0 | 0 | 0 | 0 | 0 | 0 | 0 | 0 | 0 | 0 | 0 | 0 | 0 | 0 | 0
F5_Industrial_Industrial - Int_Existing_Miscellaneous_Natural Gas_Miscellaneous_E7 | F5 | Industrial | Industrial - Int | Existing | Miscellaneous | Natural Gas | Miscellaneous | E7 | Utility - Cost of Operation | 0 | 0 | 0 | 0 | 0 | 0 | 0 | 0 | 0 | 0 | 0 | 0 | 0 | 0 | 0 | 0 | 0 | 0 | 0 | 0 | 0 | 0 | 0 | 0 | 0 | 0 | 0 | 0 | 0 | 0 | 0 | 0 | 0
F5_Industrial_Industrial - Int_Existing_Miscellaneous_Natural Gas_Miscellaneous_E8 | F5 | Industrial | Industrial - Int | Existing | Miscellaneous | Natural Gas | Miscellaneous | E8 | Utility - Cost of Operation | 0 | 0 | 0 | 0 | 0 | 0 | 0 | 0 | 0 | 0 | 0 | 0 | 0 | 0 | 0 | 0 | 0 | 0 | 0 | 0 | 0 | 0 | 0 | 0 | 0 | 0 | 0 | 0 | 0 | 0 | 0 | 0 | 0
F5_Industrial_Industrial - Int_Existing_Miscellaneous_Natural Gas_Miscellaneous_E9 | F5 | Industrial | Industrial - Int | Existing | Miscellaneous | Natural Gas | Miscellaneous | E9 | Utility - Cost of Operation | 0 | 0 | 0 | 0 | 0 | 0 | 0 | 0 | 0 | 0 | 0 | 0 | 0 | 0 | 0 | 0 | 0 | 0 | 0 | 0 | 0 | 0 | 0 | 0 | 0 | 0 | 0 | 0 | 0 | 0 | 0 | 0 | 0
F5_Industrial_Industrial - Int_Existing_Miscellaneous_Natural Gas_Miscellaneous_E10 | F5 | Industrial | Industrial - Int | Existing | Miscellaneous | Natural Gas | Miscellaneous | E10 | Utility - Cost of Operation | 0 | 0 | 0 | 0 | 0 | 0 | 0 | 0 | 0 | 0 | 0 | 0 | 0 | 0 | 0 | 0 | 0 | 0 | 0 | 0 | 0 | 0 | 0 | 0 | 0 | 0 | 0 | 0 | 0 | 0 | 0 | 0 | 0
F6_Industrial_Industrial - Int_Existing_Miscellaneous_Natural Gas_Miscellaneous_E1 | F6 | Industrial | Industrial - Int | Existing | Miscellaneous | Natural Gas | Miscellaneous | E1 | Utility - Value of Sales | 16.8964 | 16.8964 | 16.8964 | 16.8964 | 16.8964 | 16.8964 | 16.8964 | 16.8964 | 16.8964 | 16.8964 | 16.8964 | 16.8964 | 16.8964 | 16.8964 | 16.8964 | 16.8964 | 16.8964 | 16.8964 | 16.8964 | 16.8964 | 16.8964 | 16.8964 | 16.8964 | 16.8964 | 16.8964 | 16.8964 | 16.8964 | 16.8964 | 16.8964 | 16.8964 | 16.8964 | 16.8964 | 16.8964
F6_Industrial_Industrial - Int_Existing_Miscellaneous_Natural Gas_Miscellaneous_E2 | F6 | Industrial | Industrial - Int | Existing | Miscellaneous | Natural Gas | Miscellaneous | E2 | Utility - Value of Sales | 0 | 0 | 0 | 0 | 0 | 0 | 0 | 0 | 0 | 0 | 0 | 0 | 0 | 0 | 0 | 0 | 0 | 0 | 0 | 0 | 0 | 0 | 0 | 0 | 0 | 0 | 0 | 0 | 0 | 0 | 0 | 0 | 0
F6_Industrial_Industrial - Int_Existing_Miscellaneous_Natural Gas_Miscellaneous_E3 | F6 | Industrial | Industrial - Int | Existing | Miscellaneous | Natural Gas | Miscellaneous | E3 | Utility - Value of Sales | 0 | 0 | 0 | 0 | 0 | 0 | 0 | 0 | 0 | 0 | 0 | 0 | 0 | 0 | 0 | 0 | 0 | 0 | 0 | 0 | 0 | 0 | 0 | 0 | 0 | 0 | 0 | 0 | 0 | 0 | 0 | 0 | 0
F6_Industrial_Industrial - Int_Existing_Miscellaneous_Natural Gas_Miscellaneous_E4 | F6 | Industrial | Industrial - Int | Existing | Miscellaneous | Natural Gas | Miscellaneous | E4 | Utility - Value of Sales | 0 | 0 | 0 | 0 | 0 | 0 | 0 | 0 | 0 | 0 | 0 | 0 | 0 | 0 | 0 | 0 | 0 | 0 | 0 | 0 | 0 | 0 | 0 | 0 | 0 | 0 | 0 | 0 | 0 | 0 | 0 | 0 | 0
F6_Industrial_Industrial - Int_Existing_Miscellaneous_Natural Gas_Miscellaneous_E5 | F6 | Industrial | Industrial - Int | Existing | Miscellaneous | Natural Gas | Miscellaneous | E5 | Utility - Value of Sales | 0 | 0 | 0 | 0 | 0 | 0 | 0 | 0 | 0 | 0 | 0 | 0 | 0 | 0 | 0 | 0 | 0 | 0 | 0 | 0 | 0 | 0 | 0 | 0 | 0 | 0 | 0 | 0 | 0 | 0 | 0 | 0 | 0
F6_Industrial_Industrial - Int_Existing_Miscellaneous_Natural Gas_Miscellaneous_E6 | F6 | Industrial | Industrial - Int | Existing | Miscellaneous | Natural Gas | Miscellaneous | E6 | Utility - Value of Sales | 0 | 0 | 0 | 0 | 0 | 0 | 0 | 0 | 0 | 0 | 0 | 0 | 0 | 0 | 0 | 0 | 0 | 0 | 0 | 0 | 0 | 0 | 0 | 0 | 0 | 0 | 0 | 0 | 0 | 0 | 0 | 0 | 0
F6_Industrial_Industrial - Int_Existing_Miscellaneous_Natural Gas_Miscellaneous_E7 | F6 | Industrial | Industrial - Int | Existing | Miscellaneous | Natural Gas | Miscellaneous | E7 | Utility - Value of Sales | 0 | 0 | 0 | 0 | 0 | 0 | 0 | 0 | 0 | 0 | 0 | 0 | 0 | 0 | 0 | 0 | 0 | 0 | 0 | 0 | 0 | 0 | 0 | 0 | 0 | 0 | 0 | 0 | 0 | 0 | 0 | 0 | 0
F6_Industrial_Industrial - Int_Existing_Miscellaneous_Natural Gas_Miscellaneous_E8 | F6 | Industrial | Industrial - Int | Existing | Miscellaneous | Natural Gas | Miscellaneous | E8 | Utility - Value of Sales | 0 | 0 | 0 | 0 | 0 | 0 | 0 | 0 | 0 | 0 | 0 | 0 | 0 | 0 | 0 | 0 | 0 | 0 | 0 | 0 | 0 | 0 | 0 | 0 | 0 | 0 | 0 | 0 | 0 | 0 | 0 | 0 | 0
F6_Industrial_Industrial - Int_Existing_Miscellaneous_Natural Gas_Miscellaneous_E9 | F6 | Industrial | Industrial - Int | Existing | Miscellaneous | Natural Gas | Miscellaneous | E9 | Utility - Value of Sales | 0 | 0 | 0 | 0 | 0 | 0 | 0 | 0 | 0 | 0 | 0 | 0 | 0 | 0 | 0 | 0 | 0 | 0 | 0 | 0 | 0 | 0 | 0 | 0 | 0 | 0 | 0 | 0 | 0 | 0 | 0 | 0 | 0
F6_Industrial_Industrial - Int_Existing_Miscellaneous_Natural Gas_Miscellaneous_E10 | F6 | Industrial | Industrial - Int | Existing | Miscellaneous | Natural Gas | Miscellaneous | E10 | Utility - Value of Sales | 0 | 0 | 0 | 0 | 0 | 0 | 0 | 0 | 0 | 0 | 0 | 0 | 0 | 0 | 0 | 0 | 0 | 0 | 0 | 0 | 0 | 0 | 0 | 0 | 0 | 0 | 0 | 0 | 0 | 0 | 0 | 0 | 0
F1_Industrial_Industrial - Int_New_Space Heating_Natural Gas_Furnace_E1 | F1 | Industrial | Industrial - Int | New | Space Heating | Natural Gas | Furnace | E1 | RVT - Cost of Equipment | 66.1997 | 66.2586 | 66.3229 | 66.419 | 66.5559 | 66.7642 | 66.91 | 67.023 | 67.1482 | 67.2641 | 67.344 | 67.3932 | 67.437 | 67.4767 | 67.5286 | 67.5497 | 67.5866 | 67.6562 | 67.7298 | 67.8157 | 67.9171 | 68.002 | 68.0684 | 68.1186 | 68.152 | 68.1617 | 68.1439 | 68.1073 | 68.0784 | 68.0644 | 68.0746 | 68.0785 | 68.0785
F1_Industrial_Industrial - Int_New_Space Heating_Natural Gas_Furnace_E2 | F1 | Industrial | Industrial - Int | New | Space Heating | Natural Gas | Furnace | E2 | RVT - Cost of Equipment | 58.8427 | 58.895 | 58.9522 | 59.0376 | 59.1593 | 59.3444 | 59.474 | 59.5744 | 59.6858 | 59.7887 | 59.8598 | 59.9035 | 59.9425 | 59.9778 | 60.0239 | 60.0427 | 60.0754 | 60.1373 | 60.2028 | 60.279 | 60.3692 | 60.4446 | 60.5037 | 60.5483 | 60.578 | 60.5866 | 60.5708 | 60.5382 | 60.5126 | 60.5001 | 60.5092 | 60.5127 | 60.5127
F1_Industrial_Industrial - Int_New_Space Heating_Natural Gas_Furnace_E3 | F1 | Industrial | Industrial - Int | New | Space Heating | Natural Gas | Furnace | E3 | RVT - Cost of Equipment | 55.1642 | 55.2133 | 55.2669 | 55.3469 | 55.461 | 55.6346 | 55.7561 | 55.8502 | 55.9546 | 56.0511 | 56.1177 | 56.1587 | 56.1952 | 56.2283 | 56.2715 | 56.2891 | 56.3198 | 56.3779 | 56.4392 | 56.5107 | 56.5953 | 56.666 | 56.7213 | 56.7632 | 56.791 | 56.7991 | 56.7843 | 56.7537 | 56.7297 | 56.718 | 56.7265 | 56.7298 | 56.7298
F1_Industrial_Industrial - Int_New_Space Heating_Natural Gas_Furnace_E4 | F1 | Industrial | Industrial - Int | New | Space Heating | Natural Gas | Furnace | E4 | RVT - Cost of Equipment | 0 | 0 | 0 | 0 | 0 | 0 | 0 | 0 | 0 | 0 | 0 | 0 | 0 | 0 | 0 | 0 | 0 | 0 | 0 | 0 | 0 | 0 | 0 | 0 | 0 | 0 | 0 | 0 | 0 | 0 | 0 | 0 | 0
F1_Industrial_Industrial - Int_New_Space Heating_Natural Gas_Furnace_E5 | F1 | Industrial | Industrial - Int | New | Space Heating | Natural Gas | Furnace | E5 | RVT - Cost of Equipment | 0 | 0 | 0 | 0 | 0 | 0 | 0 | 0 | 0 | 0 | 0 | 0 | 0 | 0 | 0 | 0 | 0 | 0 | 0 | 0 | 0 | 0 | 0 | 0 | 0 | 0 | 0 | 0 | 0 | 0 | 0 | 0 | 0
F1_Industrial_Industrial - Int_New_Space Heating_Natural Gas_Furnace_E6 | F1 | Industrial | Industrial - Int | New | Space Heating | Natural Gas | Furnace | E6 | RVT - Cost of Equipment | 0 | 0 | 0 | 0 | 0 | 0 | 0 | 0 | 0 | 0 | 0 | 0 | 0 | 0 | 0 | 0 | 0 | 0 | 0 | 0 | 0 | 0 | 0 | 0 | 0 | 0 | 0 | 0 | 0 | 0 | 0 | 0 | 0
F1_Industrial_Industrial - Int_New_Space Heating_Natural Gas_Furnace_E7 | F1 | Industrial | Industrial - Int | New | Space Heating | Natural Gas | Furnace | E7 | RVT - Cost of Equipment | 0 | 0 | 0 | 0 | 0 | 0 | 0 | 0 | 0 | 0 | 0 | 0 | 0 | 0 | 0 | 0 | 0 | 0 | 0 | 0 | 0 | 0 | 0 | 0 | 0 | 0 | 0 | 0 | 0 | 0 | 0 | 0 | 0
F1_Industrial_Industrial - Int_New_Space Heating_Natural Gas_Furnace_E8 | F1 | Industrial | Industrial - Int | New | Space Heating | Natural Gas | Furnace | E8 | RVT - Cost of Equipment | 0 | 0 | 0 | 0 | 0 | 0 | 0 | 0 | 0 | 0 | 0 | 0 | 0 | 0 | 0 | 0 | 0 | 0 | 0 | 0 | 0 | 0 | 0 | 0 | 0 | 0 | 0 | 0 | 0 | 0 | 0 | 0 | 0
F1_Industrial_Industrial - Int_New_Space Heating_Natural Gas_Furnace_E9 | F1 | Industrial | Industrial - Int | New | Space Heating | Natural Gas | Furnace | E9 | RVT - Cost of Equipment | 0 | 0 | 0 | 0 | 0 | 0 | 0 | 0 | 0 | 0 | 0 | 0 | 0 | 0 | 0 | 0 | 0 | 0 | 0 | 0 | 0 | 0 | 0 | 0 | 0 | 0 | 0 | 0 | 0 | 0 | 0 | 0 | 0
F1_Industrial_Industrial - Int_New_Space Heating_Natural Gas_Furnace_E10 | F1 | Industrial | Industrial - Int | New | Space Heating | Natural Gas | Furnace | E10 | RVT - Cost of Equipment | 0 | 0 | 0 | 0 | 0 | 0 | 0 | 0 | 0 | 0 | 0 | 0 | 0 | 0 | 0 | 0 | 0 | 0 | 0 | 0 | 0 | 0 | 0 | 0 | 0 | 0 | 0 | 0 | 0 | 0 | 0 | 0 | 0
F2_Industrial_Industrial - Int_New_Space Heating_Natural Gas_Furnace_E1 | F2 | Industrial | Industrial - Int | New | Space Heating | Natural Gas | Furnace | E1 | RVT - Cost of Operation | 79.3116 | 79.3821 | 79.4592 | 79.5743 | 79.7383 | 79.9879 | 80.1626 | 80.2979 | 80.4479 | 80.5867 | 80.6825 | 80.7414 | 80.794 | 80.8415 | 80.9037 | 80.929 | 80.9731 | 81.0566 | 81.1447 | 81.2476 | 81.3691 | 81.4708 | 81.5503 | 81.6105 | 81.6506 | 81.6622 | 81.6409 | 81.5969 | 81.5624 | 81.5456 | 81.5578 | 81.5625 | 81.5625
F2_Industrial_Industrial - Int_New_Space Heating_Natural Gas_Furnace_E2 | F2 | Industrial | Industrial - Int | New | Space Heating | Natural Gas | Furnace | E2 | RVT - Cost of Operation | 70.4974 | 70.5601 | 70.6286 | 70.7309 | 70.8767 | 71.0985 | 71.2538 | 71.3741 | 71.5074 | 71.6308 | 71.7159 | 71.7683 | 71.815 | 71.8573 | 71.9125 | 71.935 | 71.9742 | 72.0484 | 72.1268 | 72.2182 | 72.3262 | 72.4166 | 72.4873 | 72.5408 | 72.5764 | 72.5867 | 72.5678 | 72.5288 | 72.498 | 72.4831 | 72.494 | 72.4982 | 72.4982
F2_Industrial_Industrial - Int_New_Space Heating_Natural Gas_Furnace_E3 | F2 | Industrial | Industrial - Int | New | Space Heating | Natural Gas | Furnace | E3 | RVT - Cost of Operation | 66.0903 | 66.1491 | 66.2133 | 66.3092 | 66.4459 | 66.6538 | 66.7994 | 66.9122 | 67.0372 | 67.1529 | 67.2327 | 67.2817 | 67.3255 | 67.3652 | 67.417 | 67.4381 | 67.4748 | 67.5444 | 67.6179 | 67.7035 | 67.8048 | 67.8895 | 67.9558 | 68.006 | 68.0394 | 68.049 | 68.0313 | 67.9947 | 67.9659 | 67.9519 | 67.9621 | 67.966 | 67.966
F2_Industrial_Industrial - Int_New_Space Heating_Natural Gas_Furnace_E4 | F2 | Industrial | Industrial - Int | New | Space Heating | Natural Gas | Furnace | E4 | RVT - Cost of Operation | 0 | 0 | 0 | 0 | 0 | 0 | 0 | 0 | 0 | 0 | 0 | 0 | 0 | 0 | 0 | 0 | 0 | 0 | 0 | 0 | 0 | 0 | 0 | 0 | 0 | 0 | 0 | 0 | 0 | 0 | 0 | 0 | 0
F2_Industrial_Industrial - Int_New_Space Heating_Natural Gas_Furnace_E5 | F2 | Industrial | Industrial - Int | New | Space Heating | Natural Gas | Furnace | E5 | RVT - Cost of Operation | 0 | 0 | 0 | 0 | 0 | 0 | 0 | 0 | 0 | 0 | 0 | 0 | 0 | 0 | 0 | 0 | 0 | 0 | 0 | 0 | 0 | 0 | 0 | 0 | 0 | 0 | 0 | 0 | 0 | 0 | 0 | 0 | 0
F2_Industrial_Industrial - Int_New_Space Heating_Natural Gas_Furnace_E6 | F2 | Industrial | Industrial - Int | New | Space Heating | Natural Gas | Furnace | E6 | RVT - Cost of Operation | 0 | 0 | 0 | 0 | 0 | 0 | 0 | 0 | 0 | 0 | 0 | 0 | 0 | 0 | 0 | 0 | 0 | 0 | 0 | 0 | 0 | 0 | 0 | 0 | 0 | 0 | 0 | 0 | 0 | 0 | 0 | 0 | 0
F2_Industrial_Industrial - Int_New_Space Heating_Natural Gas_Furnace_E7 | F2 | Industrial | Industrial - Int | New | Space Heating | Natural Gas | Furnace | E7 | RVT - Cost of Operation | 0 | 0 | 0 | 0 | 0 | 0 | 0 | 0 | 0 | 0 | 0 | 0 | 0 | 0 | 0 | 0 | 0 | 0 | 0 | 0 | 0 | 0 | 0 | 0 | 0 | 0 | 0 | 0 | 0 | 0 | 0 | 0 | 0
F2_Industrial_Industrial - Int_New_Space Heating_Natural Gas_Furnace_E8 | F2 | Industrial | Industrial - Int | New | Space Heating | Natural Gas | Furnace | E8 | RVT - Cost of Operation | 0 | 0 | 0 | 0 | 0 | 0 | 0 | 0 | 0 | 0 | 0 | 0 | 0 | 0 | 0 | 0 | 0 | 0 | 0 | 0 | 0 | 0 | 0 | 0 | 0 | 0 | 0 | 0 | 0 | 0 | 0 | 0 | 0
F2_Industrial_Industrial - Int_New_Space Heating_Natural Gas_Furnace_E9 | F2 | Industrial | Industrial - Int | New | Space Heating | Natural Gas | Furnace | E9 | RVT - Cost of Operation | 0 | 0 | 0 | 0 | 0 | 0 | 0 | 0 | 0 | 0 | 0 | 0 | 0 | 0 | 0 | 0 | 0 | 0 | 0 | 0 | 0 | 0 | 0 | 0 | 0 | 0 | 0 | 0 | 0 | 0 | 0 | 0 | 0
F2_Industrial_Industrial - Int_New_Space Heating_Natural Gas_Furnace_E10 | F2 | Industrial | Industrial - Int | New | Space Heating | Natural Gas | Furnace | E10 | RVT - Cost of Operation | 0 | 0 | 0 | 0 | 0 | 0 | 0 | 0 | 0 | 0 | 0 | 0 | 0 | 0 | 0 | 0 | 0 | 0 | 0 | 0 | 0 | 0 | 0 | 0 | 0 | 0 | 0 | 0 | 0 | 0 | 0 | 0 | 0
F3_Industrial_Industrial - Int_New_Space Heating_Natural Gas_Furnace_E1 | F3 | Industrial | Industrial - Int | New | Space Heating | Natural Gas | Furnace | E1 | System - kBTUs of Consumption | 1.406 | 1.406 | 1.406 | 1.406 | 1.406 | 1.406 | 1.406 | 1.406 | 1.406 | 1.406 | 1.406 | 1.406 | 1.406 | 1.406 | 1.406 | 1.406 | 1.406 | 1.406 | 1.406 | 1.406 | 1.406 | 1.406 | 1.406 | 1.406 | 1.406 | 1.406 | 1.406 | 1.406 | 1.406 | 1.406 | 1.406 | 1.406 | 1.406
F3_Industrial_Industrial - Int_New_Space Heating_Natural Gas_Furnace_E2 | F3 | Industrial | Industrial - Int | New | Space Heating | Natural Gas | Furnace | E2 | System - kBTUs of Consumption | 1.7107 | 1.7107 | 1.7107 | 1.7107 | 1.7107 | 1.7107 | 1.7107 | 1.7107 | 1.7107 | 1.7107 | 1.7107 | 1.7107 | 1.7107 | 1.7107 | 1.7107 | 1.7107 | 1.7107 | 1.7107 | 1.7107 | 1.7107 | 1.7107 | 1.7107 | 1.7107 | 1.7107 | 1.7107 | 1.7107 | 1.7107 | 1.7107 | 1.7107 | 1.7107 | 1.7107 | 1.7107 | 1.7107
F3_Industrial_Industrial - Int_New_Space Heating_Natural Gas_Furnace_E3 | F3 | Industrial | Industrial - Int | New | Space Heating | Natural Gas | Furnace | E3 | System - kBTUs of Consumption | 2.0154 | 2.0154 | 2.0154 | 2.0154 | 2.0154 | 2.0154 | 2.0154 | 2.0154 | 2.0154 | 2.0154 | 2.0154 | 2.0154 | 2.0154 | 2.0154 | 2.0154 | 2.0154 | 2.0154 | 2.0154 | 2.0154 | 2.0154 | 2.0154 | 2.0154 | 2.0154 | 2.0154 | 2.0154 | 2.0154 | 2.0154 | 2.0154 | 2.0154 | 2.0154 | 2.0154 | 2.0154 | 2.0154
F3_Industrial_Industrial - Int_New_Space Heating_Natural Gas_Furnace_E4 | F3 | Industrial | Industrial - Int | New | Space Heating | Natural Gas | Furnace | E4 | System - kBTUs of Consumption | 0 | 0 | 0 | 0 | 0 | 0 | 0 | 0 | 0 | 0 | 0 | 0 | 0 | 0 | 0 | 0 | 0 | 0 | 0 | 0 | 0 | 0 | 0 | 0 | 0 | 0 | 0 | 0 | 0 | 0 | 0 | 0 | 0
F3_Industrial_Industrial - Int_New_Space Heating_Natural Gas_Furnace_E5 | F3 | Industrial | Industrial - Int | New | Space Heating | Natural Gas | Furnace | E5 | System - kBTUs of Consumption | 0 | 0 | 0 | 0 | 0 | 0 | 0 | 0 | 0 | 0 | 0 | 0 | 0 | 0 | 0 | 0 | 0 | 0 | 0 | 0 | 0 | 0 | 0 | 0 | 0 | 0 | 0 | 0 | 0 | 0 | 0 | 0 | 0
F3_Industrial_Industrial - Int_New_Space Heating_Natural Gas_Furnace_E6 | F3 | Industrial | Industrial - Int | New | Space Heating | Natural Gas | Furnace | E6 | System - kBTUs of Consumption | 0 | 0 | 0 | 0 | 0 | 0 | 0 | 0 | 0 | 0 | 0 | 0 | 0 | 0 | 0 | 0 | 0 | 0 | 0 | 0 | 0 | 0 | 0 | 0 | 0 | 0 | 0 | 0 | 0 | 0 | 0 | 0 | 0
F3_Industrial_Industrial - Int_New_Space Heating_Natural Gas_Furnace_E7 | F3 | Industrial | Industrial - Int | New | Space Heating | Natural Gas | Furnace | E7 | System - kBTUs of Consumption | 0 | 0 | 0 | 0 | 0 | 0 | 0 | 0 | 0 | 0 | 0 | 0 | 0 | 0 | 0 | 0 | 0 | 0 | 0 | 0 | 0 | 0 | 0 | 0 | 0 | 0 | 0 | 0 | 0 | 0 | 0 | 0 | 0
F3_Industrial_Industrial - Int_New_Space Heating_Natural Gas_Furnace_E8 | F3 | Industrial | Industrial - Int | New | Space Heating | Natural Gas | Furnace | E8 | System - kBTUs of Consumption | 0 | 0 | 0 | 0 | 0 | 0 | 0 | 0 | 0 | 0 | 0 | 0 | 0 | 0 | 0 | 0 | 0 | 0 | 0 | 0 | 0 | 0 | 0 | 0 | 0 | 0 | 0 | 0 | 0 | 0 | 0 | 0 | 0
F3_Industrial_Industrial - Int_New_Space Heating_Natural Gas_Furnace_E9 | F3 | Industrial | Industrial - Int | New | Space Heating | Natural Gas | Furnace | E9 | System - kBTUs of Consumption | 0 | 0 | 0 | 0 | 0 | 0 | 0 | 0 | 0 | 0 | 0 | 0 | 0 | 0 | 0 | 0 | 0 | 0 | 0 | 0 | 0 | 0 | 0 | 0 | 0 | 0 | 0 | 0 | 0 | 0 | 0 | 0 | 0
F3_Industrial_Industrial - Int_New_Space Heating_Natural Gas_Furnace_E10 | F3 | Industrial | Industrial - Int | New | Space Heating | Natural Gas | Furnace | E10 | System - kBTUs of Consumption | 0 | 0 | 0 | 0 | 0 | 0 | 0 | 0 | 0 | 0 | 0 | 0 | 0 | 0 | 0 | 0 | 0 | 0 | 0 | 0 | 0 | 0 | 0 | 0 | 0 | 0 | 0 | 0 | 0 | 0 | 0 | 0 | 0
F4_Industrial_Industrial - Int_New_Space Heating_Natural Gas_Furnace_E1 | F4 | Industrial | Industrial - Int | New | Space Heating | Natural Gas | Furnace | E1 | Utility - Cost of Equipment | 79.3116 | 79.3821 | 79.4592 | 79.5743 | 79.7383 | 79.9879 | 80.1626 | 80.2979 | 80.4479 | 80.5867 | 80.6825 | 80.7414 | 80.794 | 80.8415 | 80.9037 | 80.929 | 80.9731 | 81.0566 | 81.1447 | 81.2476 | 81.3691 | 81.4708 | 81.5503 | 81.6105 | 81.6506 | 81.6622 | 81.6409 | 81.5969 | 81.5624 | 81.5456 | 81.5578 | 81.5625 | 81.5625
F4_Industrial_Industrial - Int_New_Space Heating_Natural Gas_Furnace_E2 | F4 | Industrial | Industrial - Int | New | Space Heating | Natural Gas | Furnace | E2 | Utility - Cost of Equipment | 70.4974 | 70.5601 | 70.6286 | 70.7309 | 70.8767 | 71.0985 | 71.2538 | 71.3741 | 71.5074 | 71.6308 | 71.7159 | 71.7683 | 71.815 | 71.8573 | 71.9125 | 71.935 | 71.9742 | 72.0484 | 72.1268 | 72.2182 | 72.3262 | 72.4166 | 72.4873 | 72.5408 | 72.5764 | 72.5867 | 72.5678 | 72.5288 | 72.498 | 72.4831 | 72.494 | 72.4982 | 72.4982
F4_Industrial_Industrial - Int_New_Space Heating_Natural Gas_Furnace_E3 | F4 | Industrial | Industrial - Int | New | Space Heating | Natural Gas | Furnace | E3 | Utility - Cost of Equipment | 66.0903 | 66.1491 | 66.2133 | 66.3092 | 66.4459 | 66.6538 | 66.7994 | 66.9122 | 67.0372 | 67.1529 | 67.2327 | 67.2817 | 67.3255 | 67.3652 | 67.417 | 67.4381 | 67.4748 | 67.5444 | 67.6179 | 67.7035 | 67.8048 | 67.8895 | 67.9558 | 68.006 | 68.0394 | 68.049 | 68.0313 | 67.9947 | 67.9659 | 67.9519 | 67.9621 | 67.966 | 67.966
F4_Industrial_Industrial - Int_New_Space Heating_Natural Gas_Furnace_E4 | F4 | Industrial | Industrial - Int | New | Space Heating | Natural Gas | Furnace | E4 | Utility - Cost of Equipment | 0 | 0 | 0 | 0 | 0 | 0 | 0 | 0 | 0 | 0 | 0 | 0 | 0 | 0 | 0 | 0 | 0 | 0 | 0 | 0 | 0 | 0 | 0 | 0 | 0 | 0 | 0 | 0 | 0 | 0 | 0 | 0 | 0
F4_Industrial_Industrial - Int_New_Space Heating_Natural Gas_Furnace_E5 | F4 | Industrial | Industrial - Int | New | Space Heating | Natural Gas | Furnace | E5 | Utility - Cost of Equipment | 0 | 0 | 0 | 0 | 0 | 0 | 0 | 0 | 0 | 0 | 0 | 0 | 0 | 0 | 0 | 0 | 0 | 0 | 0 | 0 | 0 | 0 | 0 | 0 | 0 | 0 | 0 | 0 | 0 | 0 | 0 | 0 | 0
F4_Industrial_Industrial - Int_New_Space Heating_Natural Gas_Furnace_E6 | F4 | Industrial | Industrial - Int | New | Space Heating | Natural Gas | Furnace | E6 | Utility - Cost of Equipment | 0 | 0 | 0 | 0 | 0 | 0 | 0 | 0 | 0 | 0 | 0 | 0 | 0 | 0 | 0 | 0 | 0 | 0 | 0 | 0 | 0 | 0 | 0 | 0 | 0 | 0 | 0 | 0 | 0 | 0 | 0 | 0 | 0
F4_Industrial_Industrial - Int_New_Space Heating_Natural Gas_Furnace_E7 | F4 | Industrial | Industrial - Int | New | Space Heating | Natural Gas | Furnace | E7 | Utility - Cost of Equipment | 0 | 0 | 0 | 0 | 0 | 0 | 0 | 0 | 0 | 0 | 0 | 0 | 0 | 0 | 0 | 0 | 0 | 0 | 0 | 0 | 0 | 0 | 0 | 0 | 0 | 0 | 0 | 0 | 0 | 0 | 0 | 0 | 0
F4_Industrial_Industrial - Int_New_Space Heating_Natural Gas_Furnace_E8 | F4 | Industrial | Industrial - Int | New | Space Heating | Natural Gas | Furnace | E8 | Utility - Cost of Equipment | 0 | 0 | 0 | 0 | 0 | 0 | 0 | 0 | 0 | 0 | 0 | 0 | 0 | 0 | 0 | 0 | 0 | 0 | 0 | 0 | 0 | 0 | 0 | 0 | 0 | 0 | 0 | 0 | 0 | 0 | 0 | 0 | 0
F4_Industrial_Industrial - Int_New_Space Heating_Natural Gas_Furnace_E9 | F4 | Industrial | Industrial - Int | New | Space Heating | Natural Gas | Furnace | E9 | Utility - Cost of Equipment | 0 | 0 | 0 | 0 | 0 | 0 | 0 | 0 | 0 | 0 | 0 | 0 | 0 | 0 | 0 | 0 | 0 | 0 | 0 | 0 | 0 | 0 | 0 | 0 | 0 | 0 | 0 | 0 | 0 | 0 | 0 | 0 | 0
F4_Industrial_Industrial - Int_New_Space Heating_Natural Gas_Furnace_E10 | F4 | Industrial | Industrial - Int | New | Space Heating | Natural Gas | Furnace | E10 | Utility - Cost of Equipment | 0 | 0 | 0 | 0 | 0 | 0 | 0 | 0 | 0 | 0 | 0 | 0 | 0 | 0 | 0 | 0 | 0 | 0 | 0 | 0 | 0 | 0 | 0 | 0 | 0 | 0 | 0 | 0 | 0 | 0 | 0 | 0 | 0
F5_Industrial_Industrial - Int_New_Space Heating_Natural Gas_Furnace_E1 | F5 | Industrial | Industrial - Int | New | Space Heating | Natural Gas | Furnace | E1 | Utility - Cost of Operation | 1.406 | 1.406 | 1.406 | 1.406 | 1.406 | 1.406 | 1.406 | 1.406 | 1.406 | 1.406 | 1.406 | 1.406 | 1.406 | 1.406 | 1.406 | 1.406 | 1.406 | 1.406 | 1.406 | 1.406 | 1.406 | 1.406 | 1.406 | 1.406 | 1.406 | 1.406 | 1.406 | 1.406 | 1.406 | 1.406 | 1.406 | 1.406 | 1.406
F5_Industrial_Industrial - Int_New_Space Heating_Natural Gas_Furnace_E2 | F5 | Industrial | Industrial - Int | New | Space Heating | Natural Gas | Furnace | E2 | Utility - Cost of Operation | 1.7107 | 1.7107 | 1.7107 | 1.7107 | 1.7107 | 1.7107 | 1.7107 | 1.7107 | 1.7107 | 1.7107 | 1.7107 | 1.7107 | 1.7107 | 1.7107 | 1.7107 | 1.7107 | 1.7107 | 1.7107 | 1.7107 | 1.7107 | 1.7107 | 1.7107 | 1.7107 | 1.7107 | 1.7107 | 1.7107 | 1.7107 | 1.7107 | 1.7107 | 1.7107 | 1.7107 | 1.7107 | 1.7107
F5_Industrial_Industrial - Int_New_Space Heating_Natural Gas_Furnace_E3 | F5 | Industrial | Industrial - Int | New | Space Heating | Natural Gas | Furnace | E3 | Utility - Cost of Operation | 2.0154 | 2.0154 | 2.0154 | 2.0154 | 2.0154 | 2.0154 | 2.0154 | 2.0154 | 2.0154 | 2.0154 | 2.0154 | 2.0154 | 2.0154 | 2.0154 | 2.0154 | 2.0154 | 2.0154 | 2.0154 | 2.0154 | 2.0154 | 2.0154 | 2.0154 | 2.0154 | 2.0154 | 2.0154 | 2.0154 | 2.0154 | 2.0154 | 2.0154 | 2.0154 | 2.0154 | 2.0154 | 2.0154
F5_Industrial_Industrial - Int_New_Space Heating_Natural Gas_Furnace_E4 | F5 | Industrial | Industrial - Int | New | Space Heating | Natural Gas | Furnace | E4 | Utility - Cost of Operation | 0 | 0 | 0 | 0 | 0 | 0 | 0 | 0 | 0 | 0 | 0 | 0 | 0 | 0 | 0 | 0 | 0 | 0 | 0 | 0 | 0 | 0 | 0 | 0 | 0 | 0 | 0 | 0 | 0 | 0 | 0 | 0 | 0
F5_Industrial_Industrial - Int_New_Space Heating_Natural Gas_Furnace_E5 | F5 | Industrial | Industrial - Int | New | Space Heating | Natural Gas | Furnace | E5 | Utility - Cost of Operation | 0 | 0 | 0 | 0 | 0 | 0 | 0 | 0 | 0 | 0 | 0 | 0 | 0 | 0 | 0 | 0 | 0 | 0 | 0 | 0 | 0 | 0 | 0 | 0 | 0 | 0 | 0 | 0 | 0 | 0 | 0 | 0 | 0
F5_Industrial_Industrial - Int_New_Space Heating_Natural Gas_Furnace_E6 | F5 | Industrial | Industrial - Int | New | Space Heating | Natural Gas | Furnace | E6 | Utility - Cost of Operation | 0 | 0 | 0 | 0 | 0 | 0 | 0 | 0 | 0 | 0 | 0 | 0 | 0 | 0 | 0 | 0 | 0 | 0 | 0 | 0 | 0 | 0 | 0 | 0 | 0 | 0 | 0 | 0 | 0 | 0 | 0 | 0 | 0
F5_Industrial_Industrial - Int_New_Space Heating_Natural Gas_Furnace_E7 | F5 | Industrial | Industrial - Int | New | Space Heating | Natural Gas | Furnace | E7 | Utility - Cost of Operation | 0 | 0 | 0 | 0 | 0 | 0 | 0 | 0 | 0 | 0 | 0 | 0 | 0 | 0 | 0 | 0 | 0 | 0 | 0 | 0 | 0 | 0 | 0 | 0 | 0 | 0 | 0 | 0 | 0 | 0 | 0 | 0 | 0
F5_Industrial_Industrial - Int_New_Space Heating_Natural Gas_Furnace_E8 | F5 | Industrial | Industrial - Int | New | Space Heating | Natural Gas | Furnace | E8 | Utility - Cost of Operation | 0 | 0 | 0 | 0 | 0 | 0 | 0 | 0 | 0 | 0 | 0 | 0 | 0 | 0 | 0 | 0 | 0 | 0 | 0 | 0 | 0 | 0 | 0 | 0 | 0 | 0 | 0 | 0 | 0 | 0 | 0 | 0 | 0
F5_Industrial_Industrial - Int_New_Space Heating_Natural Gas_Furnace_E9 | F5 | Industrial | Industrial - Int | New | Space Heating | Natural Gas | Furnace | E9 | Utility - Cost of Operation | 0 | 0 | 0 | 0 | 0 | 0 | 0 | 0 | 0 | 0 | 0 | 0 | 0 | 0 | 0 | 0 | 0 | 0 | 0 | 0 | 0 | 0 | 0 | 0 | 0 | 0 | 0 | 0 | 0 | 0 | 0 | 0 | 0
F5_Industrial_Industrial - Int_New_Space Heating_Natural Gas_Furnace_E10 | F5 | Industrial | Industrial - Int | New | Space Heating | Natural Gas | Furnace | E10 | Utility - Cost of Operation | 0 | 0 | 0 | 0 | 0 | 0 | 0 | 0 | 0 | 0 | 0 | 0 | 0 | 0 | 0 | 0 | 0 | 0 | 0 | 0 | 0 | 0 | 0 | 0 | 0 | 0 | 0 | 0 | 0 | 0 | 0 | 0 | 0
F6_Industrial_Industrial - Int_New_Space Heating_Natural Gas_Furnace_E1 | F6 | Industrial | Industrial - Int | New | Space Heating | Natural Gas | Furnace | E1 | Utility - Value of Sales | 34.8801 | 34.6933 | 34.4981 | 34.3028 | 34.1082 | 33.9149 | 33.7236 | 33.5349 | 33.3495 | 33.168 | 32.9911 | 32.8194 | 32.6535 | 32.4942 | 32.3421 | 32.1979 | 32.0621 | 31.9348 | 31.816 | 31.7057 | 31.6039 | 31.5105 | 31.4257 | 31.3493 | 31.2814 | 31.222 | 31.1711 | 31.1287 | 31.0947 | 31.0693 | 31.0523 | 31.0438 | 31.0438
F6_Industrial_Industrial - Int_New_Space Heating_Natural Gas_Furnace_E2 | F6 | Industrial | Industrial - Int | New | Space Heating | Natural Gas | Furnace | E2 | Utility - Value of Sales | 31.0038 | 30.8377 | 30.6642 | 30.4906 | 30.3176 | 30.1458 | 29.9758 | 29.8081 | 29.6432 | 29.4819 | 29.3246 | 29.172 | 29.0246 | 28.883 | 28.7478 | 28.6196 | 28.4989 | 28.3858 | 28.2802 | 28.1821 | 28.0916 | 28.0086 | 27.9332 | 27.8653 | 27.805 | 27.7522 | 27.7069 | 27.6692 | 27.6391 | 27.6164 | 27.6013 | 27.5938 | 27.5938
F6_Industrial_Industrial - Int_New_Space Heating_Natural Gas_Furnace_E3 | F6 | Industrial | Industrial - Int | New | Space Heating | Natural Gas | Furnace | E3 | Utility - Value of Sales | 29.0656 | 28.9099 | 28.7472 | 28.5845 | 28.4224 | 28.2613 | 28.1019 | 27.9446 | 27.7901 | 27.6389 | 27.4914 | 27.3483 | 27.2102 | 27.0774 | 26.9507 | 26.8305 | 26.7173 | 26.6112 | 26.5122 | 26.4203 | 26.3355 | 26.2577 | 26.187 | 26.1234 | 26.0668 | 26.0173 | 25.9749 | 25.9395 | 25.9112 | 25.89 | 25.8759 | 25.8688 | 25.8688
F6_Industrial_Industrial - Int_New_Space Heating_Natural Gas_Furnace_E4 | F6 | Industrial | Industrial - Int | New | Space Heating | Natural Gas | Furnace | E4 | Utility - Value of Sales | 0 | 0 | 0 | 0 | 0 | 0 | 0 | 0 | 0 | 0 | 0 | 0 | 0 | 0 | 0 | 0 | 0 | 0 | 0 | 0 | 0 | 0 | 0 | 0 | 0 | 0 | 0 | 0 | 0 | 0 | 0 | 0 | 0
F6_Industrial_Industrial - Int_New_Space Heating_Natural Gas_Furnace_E5 | F6 | Industrial | Industrial - Int | New | Space Heating | Natural Gas | Furnace | E5 | Utility - Value of Sales | 0 | 0 | 0 | 0 | 0 | 0 | 0 | 0 | 0 | 0 | 0 | 0 | 0 | 0 | 0 | 0 | 0 | 0 | 0 | 0 | 0 | 0 | 0 | 0 | 0 | 0 | 0 | 0 | 0 | 0 | 0 | 0 | 0
F6_Industrial_Industrial - Int_New_Space Heating_Natural Gas_Furnace_E6 | F6 | Industrial | Industrial - Int | New | Space Heating | Natural Gas | Furnace | E6 | Utility - Value of Sales | 0 | 0 | 0 | 0 | 0 | 0 | 0 | 0 | 0 | 0 | 0 | 0 | 0 | 0 | 0 | 0 | 0 | 0 | 0 | 0 | 0 | 0 | 0 | 0 | 0 | 0 | 0 | 0 | 0 | 0 | 0 | 0 | 0
F6_Industrial_Industrial - Int_New_Space Heating_Natural Gas_Furnace_E7 | F6 | Industrial | Industrial - Int | New | Space Heating | Natural Gas | Furnace | E7 | Utility - Value of Sales | 0 | 0 | 0 | 0 | 0 | 0 | 0 | 0 | 0 | 0 | 0 | 0 | 0 | 0 | 0 | 0 | 0 | 0 | 0 | 0 | 0 | 0 | 0 | 0 | 0 | 0 | 0 | 0 | 0 | 0 | 0 | 0 | 0
F6_Industrial_Industrial - Int_New_Space Heating_Natural Gas_Furnace_E8 | F6 | Industrial | Industrial - Int | New | Space Heating | Natural Gas | Furnace | E8 | Utility - Value of Sales | 0 | 0 | 0 | 0 | 0 | 0 | 0 | 0 | 0 | 0 | 0 | 0 | 0 | 0 | 0 | 0 | 0 | 0 | 0 | 0 | 0 | 0 | 0 | 0 | 0 | 0 | 0 | 0 | 0 | 0 | 0 | 0 | 0
F6_Industrial_Industrial - Int_New_Space Heating_Natural Gas_Furnace_E9 | F6 | Industrial | Industrial - Int | New | Space Heating | Natural Gas | Furnace | E9 | Utility - Value of Sales | 0 | 0 | 0 | 0 | 0 | 0 | 0 | 0 | 0 | 0 | 0 | 0 | 0 | 0 | 0 | 0 | 0 | 0 | 0 | 0 | 0 | 0 | 0 | 0 | 0 | 0 | 0 | 0 | 0 | 0 | 0 | 0 | 0
F6_Industrial_Industrial - Int_New_Space Heating_Natural Gas_Furnace_E10 | F6 | Industrial | Industrial - Int | New | Space Heating | Natural Gas | Furnace | E10 | Utility - Value of Sales | 0 | 0 | 0 | 0 | 0 | 0 | 0 | 0 | 0 | 0 | 0 | 0 | 0 | 0 | 0 | 0 | 0 | 0 | 0 | 0 | 0 | 0 | 0 | 0 | 0 | 0 | 0 | 0 | 0 | 0 | 0 | 0 | 0
F1_Industrial_Industrial - Int_New_Space Heating_Natural Gas_Boiler_E1 | F1 | Industrial | Industrial - Int | New | Space Heating | Natural Gas | Boiler | E1 | RVT - Cost of Equipment | 72.145 | 72.214 | 72.2896 | 72.398 | 72.5471 | 72.7689 | 72.9239 | 73.0424 | 73.1711 | 73.2885 | 73.3686 | 73.4184 | 73.4639 | 73.5056 | 73.5596 | 73.5815 | 73.6197 | 73.692 | 73.7684 | 73.8575 | 73.9627 | 74.0508 | 74.1197 | 74.1718 | 74.2065 | 74.2166 | 74.1981 | 74.1601 | 74.1301 | 74.1156 | 74.1262 | 74.1303 | 74.1303
F1_Industrial_Industrial - Int_New_Space Heating_Natural Gas_Boiler_E2 | F1 | Industrial | Industrial - Int | New | Space Heating | Natural Gas | Boiler | E2 | RVT - Cost of Equipment | 67.9019 | 67.9669 | 68.038 | 68.14 | 68.2804 | 68.4891 | 68.635 | 68.7466 | 68.8677 | 68.9782 | 69.0536 | 69.1004 | 69.1433 | 69.1825 | 69.2333 | 69.2539 | 69.2899 | 69.358 | 69.4298 | 69.5137 | 69.6128 | 69.6956 | 69.7605 | 69.8095 | 69.8422 | 69.8517 | 69.8343 | 69.7985 | 69.7703 | 69.7566 | 69.7666 | 69.7704 | 69.7704
F1_Industrial_Industrial - Int_New_Space Heating_Natural Gas_Boiler_E3 | F1 | Industrial | Industrial - Int | New | Space Heating | Natural Gas | Boiler | E3 | RVT - Cost of Equipment | 59.5064 | 59.5633 | 59.6256 | 59.715 | 59.838 | 60.0209 | 60.1488 | 60.2466 | 60.3527 | 60.4495 | 60.5156 | 60.5567 | 60.5942 | 60.6286 | 60.6731 | 60.6912 | 60.7227 | 60.7824 | 60.8454 | 60.9188 | 61.0057 | 61.0783 | 61.1351 | 61.1781 | 61.2067 | 61.215 | 61.1998 | 61.1684 | 61.1437 | 61.1317 | 61.1405 | 61.1438 | 61.1438
F1_Industrial_Industrial - Int_New_Space Heating_Natural Gas_Boiler_E4 | F1 | Industrial | Industrial - Int | New | Space Heating | Natural Gas | Boiler | E4 | RVT - Cost of Equipment | 40.7696 | 40.8051 | 40.8428 | 40.9037 | 40.9948 | 41.1426 | 41.2383 | 41.3077 | 41.3892 | 41.4657 | 41.5167 | 41.548 | 41.5795 | 41.6111 | 41.6546 | 41.6748 | 41.7083 | 41.7678 | 41.8288 | 41.8983 | 41.9799 | 42.0485 | 42.1023 | 42.143 | 42.1701 | 42.178 | 42.1636 | 42.1338 | 42.1105 | 42.0991 | 42.1074 | 42.1106 | 42.1106
F1_Industrial_Industrial - Int_New_Space Heating_Natural Gas_Boiler_E5 | F1 | Industrial | Industrial - Int | New | Space Heating | Natural Gas | Boiler | E5 | RVT - Cost of Equipment | 0 | 0 | 0 | 0 | 0 | 0 | 0 | 0 | 0 | 0 | 0 | 0 | 0 | 0 | 0 | 0 | 0 | 0 | 0 | 0 | 0 | 0 | 0 | 0 | 0 | 0 | 0 | 0 | 0 | 0 | 0 | 0 | 0
F1_Industrial_Industrial - Int_New_Space Heating_Natural Gas_Boiler_E6 | F1 | Industrial | Industrial - Int | New | Space Heating | Natural Gas | Boiler | E6 | RVT - Cost of Equipment | 0 | 0 | 0 | 0 | 0 | 0 | 0 | 0 | 0 | 0 | 0 | 0 | 0 | 0 | 0 | 0 | 0 | 0 | 0 | 0 | 0 | 0 | 0 | 0 | 0 | 0 | 0 | 0 | 0 | 0 | 0 | 0 | 0
F1_Industrial_Industrial - Int_New_Space Heating_Natural Gas_Boiler_E7 | F1 | Industrial | Industrial - Int | New | Space Heating | Natural Gas | Boiler | E7 | RVT - Cost of Equipment | 0 | 0 | 0 | 0 | 0 | 0 | 0 | 0 | 0 | 0 | 0 | 0 | 0 | 0 | 0 | 0 | 0 | 0 | 0 | 0 | 0 | 0 | 0 | 0 | 0 | 0 | 0 | 0 | 0 | 0 | 0 | 0 | 0
F1_Industrial_Industrial - Int_New_Space Heating_Natural Gas_Boiler_E8 | F1 | Industrial | Industrial - Int | New | Space Heating | Natural Gas | Boiler | E8 | RVT - Cost of Equipment | 0 | 0 | 0 | 0 | 0 | 0 | 0 | 0 | 0 | 0 | 0 | 0 | 0 | 0 | 0 | 0 | 0 | 0 | 0 | 0 | 0 | 0 | 0 | 0 | 0 | 0 | 0 | 0 | 0 | 0 | 0 | 0 | 0
F1_Industrial_Industrial - Int_New_Space Heating_Natural Gas_Boiler_E9 | F1 | Industrial | Industrial - Int | New | Space Heating | Natural Gas | Boiler | E9 | RVT - Cost of Equipment | 0 | 0 | 0 | 0 | 0 | 0 | 0 | 0 | 0 | 0 | 0 | 0 | 0 | 0 | 0 | 0 | 0 | 0 | 0 | 0 | 0 | 0 | 0 | 0 | 0 | 0 | 0 | 0 | 0 | 0 | 0 | 0 | 0
F1_Industrial_Industrial - Int_New_Space Heating_Natural Gas_Boiler_E10 | F1 | Industrial | Industrial - Int | New | Space Heating | Natural Gas | Boiler | E10 | RVT - Cost of Equipment | 0 | 0 | 0 | 0 | 0 | 0 | 0 | 0 | 0 | 0 | 0 | 0 | 0 | 0 | 0 | 0 | 0 | 0 | 0 | 0 | 0 | 0 | 0 | 0 | 0 | 0 | 0 | 0 | 0 | 0 | 0 | 0 | 0
F2_Industrial_Industrial - Int_New_Space Heating_Natural Gas_Boiler_E1 | F2 | Industrial | Industrial - Int | New | Space Heating | Natural Gas | Boiler | E1 | RVT - Cost of Operation | 86.4344 | 86.5171 | 86.6077 | 86.7375 | 86.9162 | 87.1818 | 87.3676 | 87.5096 | 87.6637 | 87.8044 | 87.9004 | 87.96 | 88.0145 | 88.0645 | 88.1292 | 88.1554 | 88.2012 | 88.2878 | 88.3793 | 88.486 | 88.6122 | 88.7177 | 88.8002 | 88.8626 | 88.9042 | 88.9163 | 88.8942 | 88.8486 | 88.8127 | 88.7953 | 88.808 | 88.8129 | 88.8129
F2_Industrial_Industrial - Int_New_Space Heating_Natural Gas_Boiler_E2 | F2 | Industrial | Industrial - Int | New | Space Heating | Natural Gas | Boiler | E2 | RVT - Cost of Operation | 81.3509 | 81.4288 | 81.514 | 81.6362 | 81.8044 | 82.0544 | 82.2292 | 82.3629 | 82.508 | 82.6403 | 82.7307 | 82.7868 | 82.8381 | 82.8852 | 82.946 | 82.9707 | 83.0138 | 83.0954 | 83.1815 | 83.2819 | 83.4006 | 83.4999 | 83.5776 | 83.6364 | 83.6755 | 83.6868 | 83.666 | 83.6231 | 83.5894 | 83.573 | 83.5849 | 83.5895 | 83.5895
F2_Industrial_Industrial - Int_New_Space Heating_Natural Gas_Boiler_E3 | F2 | Industrial | Industrial - Int | New | Space Heating | Natural Gas | Boiler | E3 | RVT - Cost of Operation | 71.2925 | 71.3607 | 71.4354 | 71.5425 | 71.6899 | 71.909 | 72.0622 | 72.1793 | 72.3065 | 72.4225 | 72.5016 | 72.5508 | 72.5958 | 72.637 | 72.6904 | 72.712 | 72.7498 | 72.8212 | 72.8967 | 72.9847 | 73.0887 | 73.1758 | 73.2439 | 73.2953 | 73.3297 | 73.3396 | 73.3213 | 73.2838 | 73.2542 | 73.2398 | 73.2503 | 73.2543 | 73.2543
F2_Industrial_Industrial - Int_New_Space Heating_Natural Gas_Boiler_E4 | F2 | Industrial | Industrial - Int | New | Space Heating | Natural Gas | Boiler | E4 | RVT - Cost of Operation | 48.8446 | 48.8872 | 48.9324 | 49.0053 | 49.1145 | 49.2915 | 49.4062 | 49.4893 | 49.5869 | 49.6786 | 49.7398 | 49.7772 | 49.815 | 49.8528 | 49.9049 | 49.9291 | 49.9693 | 50.0405 | 50.1136 | 50.1969 | 50.2947 | 50.3768 | 50.4413 | 50.4901 | 50.5225 | 50.5319 | 50.5147 | 50.4791 | 50.4511 | 50.4375 | 50.4474 | 50.4512 | 50.4512
F2_Industrial_Industrial - Int_New_Space Heating_Natural Gas_Boiler_E5 | F2 | Industrial | Industrial - Int | New | Space Heating | Natural Gas | Boiler | E5 | RVT - Cost of Operation | 0 | 0 | 0 | 0 | 0 | 0 | 0 | 0 | 0 | 0 | 0 | 0 | 0 | 0 | 0 | 0 | 0 | 0 | 0 | 0 | 0 | 0 | 0 | 0 | 0 | 0 | 0 | 0 | 0 | 0 | 0 | 0 | 0
F2_Industrial_Industrial - Int_New_Space Heating_Natural Gas_Boiler_E6 | F2 | Industrial | Industrial - Int | New | Space Heating | Natural Gas | Boiler | E6 | RVT - Cost of Operation | 0 | 0 | 0 | 0 | 0 | 0 | 0 | 0 | 0 | 0 | 0 | 0 | 0 | 0 | 0 | 0 | 0 | 0 | 0 | 0 | 0 | 0 | 0 | 0 | 0 | 0 | 0 | 0 | 0 | 0 | 0 | 0 | 0
F2_Industrial_Industrial - Int_New_Space Heating_Natural Gas_Boiler_E7 | F2 | Industrial | Industrial - Int | New | Space Heating | Natural Gas | Boiler | E7 | RVT - Cost of Operation | 0 | 0 | 0 | 0 | 0 | 0 | 0 | 0 | 0 | 0 | 0 | 0 | 0 | 0 | 0 | 0 | 0 | 0 | 0 | 0 | 0 | 0 | 0 | 0 | 0 | 0 | 0 | 0 | 0 | 0 | 0 | 0 | 0
F2_Industrial_Industrial - Int_New_Space Heating_Natural Gas_Boiler_E8 | F2 | Industrial | Industrial - Int | New | Space Heating | Natural Gas | Boiler | E8 | RVT - Cost of Operation | 0 | 0 | 0 | 0 | 0 | 0 | 0 | 0 | 0 | 0 | 0 | 0 | 0 | 0 | 0 | 0 | 0 | 0 | 0 | 0 | 0 | 0 | 0 | 0 | 0 | 0 | 0 | 0 | 0 | 0 | 0 | 0 | 0
F2_Industrial_Industrial - Int_New_Space Heating_Natural Gas_Boiler_E9 | F2 | Industrial | Industrial - Int | New | Space Heating | Natural Gas | Boiler | E9 | RVT - Cost of Operation | 0 | 0 | 0 | 0 | 0 | 0 | 0 | 0 | 0 | 0 | 0 | 0 | 0 | 0 | 0 | 0 | 0 | 0 | 0 | 0 | 0 | 0 | 0 | 0 | 0 | 0 | 0 | 0 | 0 | 0 | 0 | 0 | 0
F2_Industrial_Industrial - Int_New_Space Heating_Natural Gas_Boiler_E10 | F2 | Industrial | Industrial - Int | New | Space Heating | Natural Gas | Boiler | E10 | RVT - Cost of Operation | 0 | 0 | 0 | 0 | 0 | 0 | 0 | 0 | 0 | 0 | 0 | 0 | 0 | 0 | 0 | 0 | 0 | 0 | 0 | 0 | 0 | 0 | 0 | 0 | 0 | 0 | 0 | 0 | 0 | 0 | 0 | 0 | 0
F3_Industrial_Industrial - Int_New_Space Heating_Natural Gas_Boiler_E1 | F3 | Industrial | Industrial - Int | New | Space Heating | Natural Gas | Boiler | E1 | System - kBTUs of Consumption | 2.953 | 2.953 | 2.953 | 2.953 | 2.953 | 2.953 | 2.953 | 2.953 | 2.953 | 2.953 | 2.953 | 2.953 | 2.953 | 2.953 | 2.953 | 2.953 | 2.953 | 2.953 | 2.953 | 2.953 | 2.953 | 2.953 | 2.953 | 2.953 | 2.953 | 2.953 | 2.953 | 2.953 | 2.953 | 2.953 | 2.953 | 2.953 | 2.953
F3_Industrial_Industrial - Int_New_Space Heating_Natural Gas_Boiler_E2 | F3 | Industrial | Industrial - Int | New | Space Heating | Natural Gas | Boiler | E2 | System - kBTUs of Consumption | 3.334 | 3.334 | 3.334 | 3.334 | 3.334 | 3.334 | 3.334 | 3.334 | 3.334 | 3.334 | 3.334 | 3.334 | 3.334 | 3.334 | 3.334 | 3.334 | 3.334 | 3.334 | 3.334 | 3.334 | 3.334 | 3.334 | 3.334 | 3.334 | 3.334 | 3.334 | 3.334 | 3.334 | 3.334 | 3.334 | 3.334 | 3.334 | 3.334
F3_Industrial_Industrial - Int_New_Space Heating_Natural Gas_Boiler_E3 | F3 | Industrial | Industrial - Int | New | Space Heating | Natural Gas | Boiler | E3 | System - kBTUs of Consumption | 4.0991 | 4.0991 | 4.0991 | 4.0991 | 4.0991 | 4.0991 | 4.0991 | 4.0991 | 4.0991 | 4.0991 | 4.0991 | 4.0991 | 4.0991 | 4.0991 | 4.0991 | 4.0991 | 4.0991 | 4.0991 | 4.0991 | 4.0991 | 4.0991 | 4.0991 | 4.0991 | 4.0991 | 4.0991 | 4.0991 | 4.0991 | 4.0991 | 4.0991 | 4.0991 | 4.0991 | 4.0991 | 4.0991
F3_Industrial_Industrial - Int_New_Space Heating_Natural Gas_Boiler_E4 | F3 | Industrial | Industrial - Int | New | Space Heating | Natural Gas | Boiler | E4 | System - kBTUs of Consumption | 16680.4657 | 16680.4657 | 16680.4657 | 16680.4657 | 16680.4657 | 16680.4657 | 16680.4657 | 16680.4657 | 16680.4657 | 16680.4657 | 16680.4657 | 16680.4657 | 16680.4657 | 16680.4657 | 16680.4657 | 16680.4657 | 16680.4657 | 16680.4657 | 16680.4657 | 16680.4657 | 16680.4657 | 16680.4657 | 16680.4657 | 16680.4657 | 16680.4657 | 16680.4657 | 16680.4657 | 16680.4657 | 16680.4657 | 16680.4657 | 16680.4657 | 16680.4657 | 16680.4657
F3_Industrial_Industrial - Int_New_Space Heating_Natural Gas_Boiler_E5 | F3 | Industrial | Industrial - Int | New | Space Heating | Natural Gas | Boiler | E5 | System - kBTUs of Consumption | 0 | 0 | 0 | 0 | 0 | 0 | 0 | 0 | 0 | 0 | 0 | 0 | 0 | 0 | 0 | 0 | 0 | 0 | 0 | 0 | 0 | 0 | 0 | 0 | 0 | 0 | 0 | 0 | 0 | 0 | 0 | 0 | 0
F3_Industrial_Industrial - Int_New_Space Heating_Natural Gas_Boiler_E6 | F3 | Industrial | Industrial - Int | New | Space Heating | Natural Gas | Boiler | E6 | System - kBTUs of Consumption | 0 | 0 | 0 | 0 | 0 | 0 | 0 | 0 | 0 | 0 | 0 | 0 | 0 | 0 | 0 | 0 | 0 | 0 | 0 | 0 | 0 | 0 | 0 | 0 | 0 | 0 | 0 | 0 | 0 | 0 | 0 | 0 | 0
F3_Industrial_Industrial - Int_New_Space Heating_Natural Gas_Boiler_E7 | F3 | Industrial | Industrial - Int | New | Space Heating | Natural Gas | Boiler | E7 | System - kBTUs of Consumption | 0 | 0 | 0 | 0 | 0 | 0 | 0 | 0 | 0 | 0 | 0 | 0 | 0 | 0 | 0 | 0 | 0 | 0 | 0 | 0 | 0 | 0 | 0 | 0 | 0 | 0 | 0 | 0 | 0 | 0 | 0 | 0 | 0
F3_Industrial_Industrial - Int_New_Space Heating_Natural Gas_Boiler_E8 | F3 | Industrial | Industrial - Int | New | Space Heating | Natural Gas | Boiler | E8 | System - kBTUs of Consumption | 0 | 0 | 0 | 0 | 0 | 0 | 0 | 0 | 0 | 0 | 0 | 0 | 0 | 0 | 0 | 0 | 0 | 0 | 0 | 0 | 0 | 0 | 0 | 0 | 0 | 0 | 0 | 0 | 0 | 0 | 0 | 0 | 0
F3_Industrial_Industrial - Int_New_Space Heating_Natural Gas_Boiler_E9 | F3 | Industrial | Industrial - Int | New | Space Heating | Natural Gas | Boiler | E9 | System - kBTUs of Consumption | 0 | 0 | 0 | 0 | 0 | 0 | 0 | 0 | 0 | 0 | 0 | 0 | 0 | 0 | 0 | 0 | 0 | 0 | 0 | 0 | 0 | 0 | 0 | 0 | 0 | 0 | 0 | 0 | 0 | 0 | 0 | 0 | 0
F3_Industrial_Industrial - Int_New_Space Heating_Natural Gas_Boiler_E10 | F3 | Industrial | Industrial - Int | New | Space Heating | Natural Gas | Boiler | E10 | System - kBTUs of Consumption | 0 | 0 | 0 | 0 | 0 | 0 | 0 | 0 | 0 | 0 | 0 | 0 | 0 | 0 | 0 | 0 | 0 | 0 | 0 | 0 | 0 | 0 | 0 | 0 | 0 | 0 | 0 | 0 | 0 | 0 | 0 | 0 | 0
F4_Industrial_Industrial - Int_New_Space Heating_Natural Gas_Boiler_E1 | F4 | Industrial | Industrial - Int | New | Space Heating | Natural Gas | Boiler | E1 | Utility - Cost of Equipment | 86.4344 | 86.5171 | 86.6077 | 86.7375 | 86.9162 | 87.1818 | 87.3676 | 87.5096 | 87.6637 | 87.8044 | 87.9004 | 87.96 | 88.0145 | 88.0645 | 88.1292 | 88.1554 | 88.2012 | 88.2878 | 88.3793 | 88.486 | 88.6122 | 88.7177 | 88.8002 | 88.8626 | 88.9042 | 88.9163 | 88.8942 | 88.8486 | 88.8127 | 88.7953 | 88.808 | 88.8129 | 88.8129
F4_Industrial_Industrial - Int_New_Space Heating_Natural Gas_Boiler_E2 | F4 | Industrial | Industrial - Int | New | Space Heating | Natural Gas | Boiler | E2 | Utility - Cost of Equipment | 81.3509 | 81.4288 | 81.514 | 81.6362 | 81.8044 | 82.0544 | 82.2292 | 82.3629 | 82.508 | 82.6403 | 82.7307 | 82.7868 | 82.8381 | 82.8852 | 82.946 | 82.9707 | 83.0138 | 83.0954 | 83.1815 | 83.2819 | 83.4006 | 83.4999 | 83.5776 | 83.6364 | 83.6755 | 83.6868 | 83.666 | 83.6231 | 83.5894 | 83.573 | 83.5849 | 83.5895 | 83.5895
F4_Industrial_Industrial - Int_New_Space Heating_Natural Gas_Boiler_E3 | F4 | Industrial | Industrial - Int | New | Space Heating | Natural Gas | Boiler | E3 | Utility - Cost of Equipment | 71.2925 | 71.3607 | 71.4354 | 71.5425 | 71.6899 | 71.909 | 72.0622 | 72.1793 | 72.3065 | 72.4225 | 72.5016 | 72.5508 | 72.5958 | 72.637 | 72.6904 | 72.712 | 72.7498 | 72.8212 | 72.8967 | 72.9847 | 73.0887 | 73.1758 | 73.2439 | 73.2953 | 73.3297 | 73.3396 | 73.3213 | 73.2838 | 73.2542 | 73.2398 | 73.2503 | 73.2543 | 73.2543
F4_Industrial_Industrial - Int_New_Space Heating_Natural Gas_Boiler_E4 | F4 | Industrial | Industrial - Int | New | Space Heating | Natural Gas | Boiler | E4 | Utility - Cost of Equipment | 48.8446 | 48.8872 | 48.9324 | 49.0053 | 49.1145 | 49.2915 | 49.4062 | 49.4893 | 49.5869 | 49.6786 | 49.7398 | 49.7772 | 49.815 | 49.8528 | 49.9049 | 49.9291 | 49.9693 | 50.0405 | 50.1136 | 50.1969 | 50.2947 | 50.3768 | 50.4413 | 50.4901 | 50.5225 | 50.5319 | 50.5147 | 50.4791 | 50.4511 | 50.4375 | 50.4474 | 50.4512 | 50.4512
F4_Industrial_Industrial - Int_New_Space Heating_Natural Gas_Boiler_E5 | F4 | Industrial | Industrial - Int | New | Space Heating | Natural Gas | Boiler | E5 | Utility - Cost of Equipment | 0 | 0 | 0 | 0 | 0 | 0 | 0 | 0 | 0 | 0 | 0 | 0 | 0 | 0 | 0 | 0 | 0 | 0 | 0 | 0 | 0 | 0 | 0 | 0 | 0 | 0 | 0 | 0 | 0 | 0 | 0 | 0 | 0
F4_Industrial_Industrial - Int_New_Space Heating_Natural Gas_Boiler_E6 | F4 | Industrial | Industrial - Int | New | Space Heating | Natural Gas | Boiler | E6 | Utility - Cost of Equipment | 0 | 0 | 0 | 0 | 0 | 0 | 0 | 0 | 0 | 0 | 0 | 0 | 0 | 0 | 0 | 0 | 0 | 0 | 0 | 0 | 0 | 0 | 0 | 0 | 0 | 0 | 0 | 0 | 0 | 0 | 0 | 0 | 0
F4_Industrial_Industrial - Int_New_Space Heating_Natural Gas_Boiler_E7 | F4 | Industrial | Industrial - Int | New | Space Heating | Natural Gas | Boiler | E7 | Utility - Cost of Equipment | 0 | 0 | 0 | 0 | 0 | 0 | 0 | 0 | 0 | 0 | 0 | 0 | 0 | 0 | 0 | 0 | 0 | 0 | 0 | 0 | 0 | 0 | 0 | 0 | 0 | 0 | 0 | 0 | 0 | 0 | 0 | 0 | 0
F4_Industrial_Industrial - Int_New_Space Heating_Natural Gas_Boiler_E8 | F4 | Industrial | Industrial - Int | New | Space Heating | Natural Gas | Boiler | E8 | Utility - Cost of Equipment | 0 | 0 | 0 | 0 | 0 | 0 | 0 | 0 | 0 | 0 | 0 | 0 | 0 | 0 | 0 | 0 | 0 | 0 | 0 | 0 | 0 | 0 | 0 | 0 | 0 | 0 | 0 | 0 | 0 | 0 | 0 | 0 | 0
F4_Industrial_Industrial - Int_New_Space Heating_Natural Gas_Boiler_E9 | F4 | Industrial | Industrial - Int | New | Space Heating | Natural Gas | Boiler | E9 | Utility - Cost of Equipment | 0 | 0 | 0 | 0 | 0 | 0 | 0 | 0 | 0 | 0 | 0 | 0 | 0 | 0 | 0 | 0 | 0 | 0 | 0 | 0 | 0 | 0 | 0 | 0 | 0 | 0 | 0 | 0 | 0 | 0 | 0 | 0 | 0
F4_Industrial_Industrial - Int_New_Space Heating_Natural Gas_Boiler_E10 | F4 | Industrial | Industrial - Int | New | Space Heating | Natural Gas | Boiler | E10 | Utility - Cost of Equipment | 0 | 0 | 0 | 0 | 0 | 0 | 0 | 0 | 0 | 0 | 0 | 0 | 0 | 0 | 0 | 0 | 0 | 0 | 0 | 0 | 0 | 0 | 0 | 0 | 0 | 0 | 0 | 0 | 0 | 0 | 0 | 0 | 0
F5_Industrial_Industrial - Int_New_Space Heating_Natural Gas_Boiler_E1 | F5 | Industrial | Industrial - Int | New | Space Heating | Natural Gas | Boiler | E1 | Utility - Cost of Operation | 2.953 | 2.953 | 2.953 | 2.953 | 2.953 | 2.953 | 2.953 | 2.953 | 2.953 | 2.953 | 2.953 | 2.953 | 2.953 | 2.953 | 2.953 | 2.953 | 2.953 | 2.953 | 2.953 | 2.953 | 2.953 | 2.953 | 2.953 | 2.953 | 2.953 | 2.953 | 2.953 | 2.953 | 2.953 | 2.953 | 2.953 | 2.953 | 2.953
F5_Industrial_Industrial - Int_New_Space Heating_Natural Gas_Boiler_E2 | F5 | Industrial | Industrial - Int | New | Space Heating | Natural Gas | Boiler | E2 | Utility - Cost of Operation | 3.334 | 3.334 | 3.334 | 3.334 | 3.334 | 3.334 | 3.334 | 3.334 | 3.334 | 3.334 | 3.334 | 3.334 | 3.334 | 3.334 | 3.334 | 3.334 | 3.334 | 3.334 | 3.334 | 3.334 | 3.334 | 3.334 | 3.334 | 3.334 | 3.334 | 3.334 | 3.334 | 3.334 | 3.334 | 3.334 | 3.334 | 3.334 | 3.334
F5_Industrial_Industrial - Int_New_Space Heating_Natural Gas_Boiler_E3 | F5 | Industrial | Industrial - Int | New | Space Heating | Natural Gas | Boiler | E3 | Utility - Cost of Operation | 4.0991 | 4.0991 | 4.0991 | 4.0991 | 4.0991 | 4.0991 | 4.0991 | 4.0991 | 4.0991 | 4.0991 | 4.0991 | 4.0991 | 4.0991 | 4.0991 | 4.0991 | 4.0991 | 4.0991 | 4.0991 | 4.0991 | 4.0991 | 4.0991 | 4.0991 | 4.0991 | 4.0991 | 4.0991 | 4.0991 | 4.0991 | 4.0991 | 4.0991 | 4.0991 | 4.0991 | 4.0991 | 4.0991
F5_Industrial_Industrial - Int_New_Space Heating_Natural Gas_Boiler_E4 | F5 | Industrial | Industrial - Int | New | Space Heating | Natural Gas | Boiler | E4 | Utility - Cost of Operation | 16680.4657 | 16680.4657 | 16680.4657 | 16680.4657 | 16680.4657 | 16680.4657 | 16680.4657 | 16680.4657 | 16680.4657 | 16680.4657 | 16680.4657 | 16680.4657 | 16680.4657 | 16680.4657 | 16680.4657 | 16680.4657 | 16680.4657 | 16680.4657 | 16680.4657 | 16680.4657 | 16680.4657 | 16680.4657 | 16680.4657 | 16680.4657 | 16680.4657 | 16680.4657 | 16680.4657 | 16680.4657 | 16680.4657 | 16680.4657 | 16680.4657 | 16680.4657 | 16680.4657
F5_Industrial_Industrial - Int_New_Space Heating_Natural Gas_Boiler_E5 | F5 | Industrial | Industrial - Int | New | Space Heating | Natural Gas | Boiler | E5 | Utility - Cost of Operation | 0 | 0 | 0 | 0 | 0 | 0 | 0 | 0 | 0 | 0 | 0 | 0 | 0 | 0 | 0 | 0 | 0 | 0 | 0 | 0 | 0 | 0 | 0 | 0 | 0 | 0 | 0 | 0 | 0 | 0 | 0 | 0 | 0
F5_Industrial_Industrial - Int_New_Space Heating_Natural Gas_Boiler_E6 | F5 | Industrial | Industrial - Int | New | Space Heating | Natural Gas | Boiler | E6 | Utility - Cost of Operation | 0 | 0 | 0 | 0 | 0 | 0 | 0 | 0 | 0 | 0 | 0 | 0 | 0 | 0 | 0 | 0 | 0 | 0 | 0 | 0 | 0 | 0 | 0 | 0 | 0 | 0 | 0 | 0 | 0 | 0 | 0 | 0 | 0
F5_Industrial_Industrial - Int_New_Space Heating_Natural Gas_Boiler_E7 | F5 | Industrial | Industrial - Int | New | Space Heating | Natural Gas | Boiler | E7 | Utility - Cost of Operation | 0 | 0 | 0 | 0 | 0 | 0 | 0 | 0 | 0 | 0 | 0 | 0 | 0 | 0 | 0 | 0 | 0 | 0 | 0 | 0 | 0 | 0 | 0 | 0 | 0 | 0 | 0 | 0 | 0 | 0 | 0 | 0 | 0
F5_Industrial_Industrial - Int_New_Space Heating_Natural Gas_Boiler_E8 | F5 | Industrial | Industrial - Int | New | Space Heating | Natural Gas | Boiler | E8 | Utility - Cost of Operation | 0 | 0 | 0 | 0 | 0 | 0 | 0 | 0 | 0 | 0 | 0 | 0 | 0 | 0 | 0 | 0 | 0 | 0 | 0 | 0 | 0 | 0 | 0 | 0 | 0 | 0 | 0 | 0 | 0 | 0 | 0 | 0 | 0
F5_Industrial_Industrial - Int_New_Space Heating_Natural Gas_Boiler_E9 | F5 | Industrial | Industrial - Int | New | Space Heating | Natural Gas | Boiler | E9 | Utility - Cost of Operation | 0 | 0 | 0 | 0 | 0 | 0 | 0 | 0 | 0 | 0 | 0 | 0 | 0 | 0 | 0 | 0 | 0 | 0 | 0 | 0 | 0 | 0 | 0 | 0 | 0 | 0 | 0 | 0 | 0 | 0 | 0 | 0 | 0
F5_Industrial_Industrial - Int_New_Space Heating_Natural Gas_Boiler_E10 | F5 | Industrial | Industrial - Int | New | Space Heating | Natural Gas | Boiler | E10 | Utility - Cost of Operation | 0 | 0 | 0 | 0 | 0 | 0 | 0 | 0 | 0 | 0 | 0 | 0 | 0 | 0 | 0 | 0 | 0 | 0 | 0 | 0 | 0 | 0 | 0 | 0 | 0 | 0 | 0 | 0 | 0 | 0 | 0 | 0 | 0
F6_Industrial_Industrial - Int_New_Space Heating_Natural Gas_Boiler_E1 | F6 | Industrial | Industrial - Int | New | Space Heating | Natural Gas | Boiler | E1 | Utility - Value of Sales | 37.6763 | 37.4728 | 37.2608 | 37.0496 | 36.84 | 36.6327 | 36.4284 | 36.228 | 36.0323 | 35.842 | 35.6578 | 35.4805 | 35.311 | 35.15 | 34.9974 | 34.8533 | 34.7177 | 34.5906 | 34.4719 | 34.3618 | 34.2601 | 34.1669 | 34.0821 | 34.0058 | 33.938 | 33.8787 | 33.8279 | 33.7855 | 33.7516 | 33.7262 | 33.7092 | 33.7007 | 33.7007
F6_Industrial_Industrial - Int_New_Space Heating_Natural Gas_Boiler_E2 | F6 | Industrial | Industrial - Int | New | Space Heating | Natural Gas | Boiler | E2 | Utility - Value of Sales | 35.4604 | 35.2689 | 35.0694 | 34.8706 | 34.6733 | 34.4782 | 34.286 | 34.0974 | 33.9131 | 33.734 | 33.5606 | 33.3938 | 33.2343 | 33.0827 | 32.9391 | 32.8035 | 32.6759 | 32.5562 | 32.4445 | 32.3408 | 32.2451 | 32.1574 | 32.0776 | 32.0058 | 31.942 | 31.8862 | 31.8383 | 31.7985 | 31.7666 | 31.7426 | 31.7267 | 31.7187 | 31.7187
F6_Industrial_Industrial - Int_New_Space Heating_Natural Gas_Boiler_E3 | F6 | Industrial | Industrial - Int | New | Space Heating | Natural Gas | Boiler | E3 | Utility - Value of Sales | 31.076 | 30.9081 | 30.7333 | 30.5591 | 30.3862 | 30.2152 | 30.0468 | 29.8815 | 29.72 | 29.563 | 29.4111 | 29.2649 | 29.1251 | 28.9923 | 28.8664 | 28.7476 | 28.6357 | 28.5309 | 28.433 | 28.3421 | 28.2583 | 28.1814 | 28.1115 | 28.0486 | 27.9926 | 27.9437 | 27.9018 | 27.8668 | 27.8389 | 27.8179 | 27.8039 | 27.7969 | 27.7969
F6_Industrial_Industrial - Int_New_Space Heating_Natural Gas_Boiler_E4 | F6 | Industrial | Industrial - Int | New | Space Heating | Natural Gas | Boiler | E4 | Utility - Value of Sales | 22.1156 | 22.0025 | 21.8813 | 21.7602 | 21.639 | 21.5179 | 21.3968 | 21.2756 | 21.1545 | 21.0334 | 20.9123 | 20.7912 | 20.6701 | 20.5497 | 20.4308 | 20.3142 | 20.2004 | 20.0904 | 19.9847 | 19.8842 | 19.7895 | 19.7015 | 19.6208 | 19.5481 | 19.4836 | 19.4271 | 19.3786 | 19.3383 | 19.306 | 19.2818 | 19.2656 | 19.2576 | 19.2576
F6_Industrial_Industrial - Int_New_Space Heating_Natural Gas_Boiler_E5 | F6 | Industrial | Industrial - Int | New | Space Heating | Natural Gas | Boiler | E5 | Utility - Value of Sales | 0 | 0 | 0 | 0 | 0 | 0 | 0 | 0 | 0 | 0 | 0 | 0 | 0 | 0 | 0 | 0 | 0 | 0 | 0 | 0 | 0 | 0 | 0 | 0 | 0 | 0 | 0 | 0 | 0 | 0 | 0 | 0 | 0
F6_Industrial_Industrial - Int_New_Space Heating_Natural Gas_Boiler_E6 | F6 | Industrial | Industrial - Int | New | Space Heating | Natural Gas | Boiler | E6 | Utility - Value of Sales | 0 | 0 | 0 | 0 | 0 | 0 | 0 | 0 | 0 | 0 | 0 | 0 | 0 | 0 | 0 | 0 | 0 | 0 | 0 | 0 | 0 | 0 | 0 | 0 | 0 | 0 | 0 | 0 | 0 | 0 | 0 | 0 | 0
F6_Industrial_Industrial - Int_New_Space Heating_Natural Gas_Boiler_E7 | F6 | Industrial | Industrial - Int | New | Space Heating | Natural Gas | Boiler | E7 | Utility - Value of Sales | 0 | 0 | 0 | 0 | 0 | 0 | 0 | 0 | 0 | 0 | 0 | 0 | 0 | 0 | 0 | 0 | 0 | 0 | 0 | 0 | 0 | 0 | 0 | 0 | 0 | 0 | 0 | 0 | 0 | 0 | 0 | 0 | 0
F6_Industrial_Industrial - Int_New_Space Heating_Natural Gas_Boiler_E8 | F6 | Industrial | Industrial - Int | New | Space Heating | Natural Gas | Boiler | E8 | Utility - Value of Sales | 0 | 0 | 0 | 0 | 0 | 0 | 0 | 0 | 0 | 0 | 0 | 0 | 0 | 0 | 0 | 0 | 0 | 0 | 0 | 0 | 0 | 0 | 0 | 0 | 0 | 0 | 0 | 0 | 0 | 0 | 0 | 0 | 0
F6_Industrial_Industrial - Int_New_Space Heating_Natural Gas_Boiler_E9 | F6 | Industrial | Industrial - Int | New | Space Heating | Natural Gas | Boiler | E9 | Utility - Value of Sales | 0 | 0 | 0 | 0 | 0 | 0 | 0 | 0 | 0 | 0 | 0 | 0 | 0 | 0 | 0 | 0 | 0 | 0 | 0 | 0 | 0 | 0 | 0 | 0 | 0 | 0 | 0 | 0 | 0 | 0 | 0 | 0 | 0
F6_Industrial_Industrial - Int_New_Space Heating_Natural Gas_Boiler_E10 | F6 | Industrial | Industrial - Int | New | Space Heating | Natural Gas | Boiler | E10 | Utility - Value of Sales | 0 | 0 | 0 | 0 | 0 | 0 | 0 | 0 | 0 | 0 | 0 | 0 | 0 | 0 | 0 | 0 | 0 | 0 | 0 | 0 | 0 | 0 | 0 | 0 | 0 | 0 | 0 | 0 | 0 | 0 | 0 | 0 | 0
F1_Industrial_Industrial - Int_New_Space Heating_Natural Gas_Unit Heater_E1 | F1 | Industrial | Industrial - Int | New | Space Heating | Natural Gas | Unit Heater | E1 | RVT - Cost of Equipment | 75.4901 | 75.5756 | 75.6695 | 75.8103 | 76.0105 | 76.3249 | 76.5096 | 76.6232 | 76.7561 | 76.8755 | 76.9428 | 76.9765 | 77.0229 | 77.0835 | 77.181 | 77.235 | 77.3177 | 77.454 | 77.5894 | 77.7399 | 77.9146 | 78.0625 | 78.1788 | 78.2668 | 78.3254 | 78.3424 | 78.3112 | 78.247 | 78.1964 | 78.1719 | 78.1898 | 78.1967 | 78.1967
F1_Industrial_Industrial - Int_New_Space Heating_Natural Gas_Unit Heater_E2 | F1 | Industrial | Industrial - Int | New | Space Heating | Natural Gas | Unit Heater | E2 | RVT - Cost of Equipment | 71.897 | 71.9784 | 72.0679 | 72.2019 | 72.3926 | 72.6921 | 72.868 | 72.9761 | 73.1027 | 73.2165 | 73.2805 | 73.3126 | 73.3569 | 73.4145 | 73.5074 | 73.5588 | 73.6376 | 73.7674 | 73.8964 | 74.0397 | 74.2061 | 74.3469 | 74.4577 | 74.5415 | 74.5974 | 74.6135 | 74.5838 | 74.5227 | 74.4745 | 74.4511 | 74.4682 | 74.4747 | 74.4747
F1_Industrial_Industrial - Int_New_Space Heating_Natural Gas_Unit Heater_E3 | F1 | Industrial | Industrial - Int | New | Space Heating | Natural Gas | Unit Heater | E3 | RVT - Cost of Equipment | 64.0811 | 64.1376 | 64.1959 | 64.2891 | 64.4297 | 64.6553 | 64.7994 | 64.9047 | 65.0309 | 65.1523 | 65.2375 | 65.2915 | 65.3453 | 65.3988 | 65.4704 | 65.5039 | 65.5561 | 65.647 | 65.7404 | 65.8482 | 65.9766 | 66.0843 | 66.1685 | 66.2323 | 66.2747 | 66.287 | 66.2644 | 66.2179 | 66.1813 | 66.1635 | 66.1765 | 66.1815 | 66.1815
F1_Industrial_Industrial - Int_New_Space Heating_Natural Gas_Unit Heater_E4 | F1 | Industrial | Industrial - Int | New | Space Heating | Natural Gas | Unit Heater | E4 | RVT - Cost of Equipment | 0 | 0 | 0 | 0 | 0 | 0 | 0 | 0 | 0 | 0 | 0 | 0 | 0 | 0 | 0 | 0 | 0 | 0 | 0 | 0 | 0 | 0 | 0 | 0 | 0 | 0 | 0 | 0 | 0 | 0 | 0 | 0 | 0
F1_Industrial_Industrial - Int_New_Space Heating_Natural Gas_Unit Heater_E5 | F1 | Industrial | Industrial - Int | New | Space Heating | Natural Gas | Unit Heater | E5 | RVT - Cost of Equipment | 0 | 0 | 0 | 0 | 0 | 0 | 0 | 0 | 0 | 0 | 0 | 0 | 0 | 0 | 0 | 0 | 0 | 0 | 0 | 0 | 0 | 0 | 0 | 0 | 0 | 0 | 0 | 0 | 0 | 0 | 0 | 0 | 0
F1_Industrial_Industrial - Int_New_Space Heating_Natural Gas_Unit Heater_E6 | F1 | Industrial | Industrial - Int | New | Space Heating | Natural Gas | Unit Heater | E6 | RVT - Cost of Equipment | 0 | 0 | 0 | 0 | 0 | 0 | 0 | 0 | 0 | 0 | 0 | 0 | 0 | 0 | 0 | 0 | 0 | 0 | 0 | 0 | 0 | 0 | 0 | 0 | 0 | 0 | 0 | 0 | 0 | 0 | 0 | 0 | 0
F1_Industrial_Industrial - Int_New_Space Heating_Natural Gas_Unit Heater_E7 | F1 | Industrial | Industrial - Int | New | Space Heating | Natural Gas | Unit Heater | E7 | RVT - Cost of Equipment | 0 | 0 | 0 | 0 | 0 | 0 | 0 | 0 | 0 | 0 | 0 | 0 | 0 | 0 | 0 | 0 | 0 | 0 | 0 | 0 | 0 | 0 | 0 | 0 | 0 | 0 | 0 | 0 | 0 | 0 | 0 | 0 | 0
F1_Industrial_Industrial - Int_New_Space Heating_Natural Gas_Unit Heater_E8 | F1 | Industrial | Industrial - Int | New | Space Heating | Natural Gas | Unit Heater | E8 | RVT - Cost of Equipment | 0 | 0 | 0 | 0 | 0 | 0 | 0 | 0 | 0 | 0 | 0 | 0 | 0 | 0 | 0 | 0 | 0 | 0 | 0 | 0 | 0 | 0 | 0 | 0 | 0 | 0 | 0 | 0 | 0 | 0 | 0 | 0 | 0
F1_Industrial_Industrial - Int_New_Space Heating_Natural Gas_Unit Heater_E9 | F1 | Industrial | Industrial - Int | New | Space Heating | Natural Gas | Unit Heater | E9 | RVT - Cost of Equipment | 0 | 0 | 0 | 0 | 0 | 0 | 0 | 0 | 0 | 0 | 0 | 0 | 0 | 0 | 0 | 0 | 0 | 0 | 0 | 0 | 0 | 0 | 0 | 0 | 0 | 0 | 0 | 0 | 0 | 0 | 0 | 0 | 0
F1_Industrial_Industrial - Int_New_Space Heating_Natural Gas_Unit Heater_E10 | F1 | Industrial | Industrial - Int | New | Space Heating | Natural Gas | Unit Heater | E10 | RVT - Cost of Equipment | 0 | 0 | 0 | 0 | 0 | 0 | 0 | 0 | 0 | 0 | 0 | 0 | 0 | 0 | 0 | 0 | 0 | 0 | 0 | 0 | 0 | 0 | 0 | 0 | 0 | 0 | 0 | 0 | 0 | 0 | 0 | 0 | 0
F2_Industrial_Industrial - Int_New_Space Heating_Natural Gas_Unit Heater_E1 | F2 | Industrial | Industrial - Int | New | Space Heating | Natural Gas | Unit Heater | E1 | RVT - Cost of Operation | 90.442 | 90.5444 | 90.657 | 90.8257 | 91.0655 | 91.4422 | 91.6635 | 91.7996 | 91.9588 | 92.1019 | 92.1824 | 92.2228 | 92.2785 | 92.351 | 92.4679 | 92.5325 | 92.6316 | 92.7949 | 92.9571 | 93.1375 | 93.3468 | 93.5239 | 93.6633 | 93.7687 | 93.839 | 93.8593 | 93.822 | 93.745 | 93.6844 | 93.655 | 93.6765 | 93.6847 | 93.6847
F2_Industrial_Industrial - Int_New_Space Heating_Natural Gas_Unit Heater_E2 | F2 | Industrial | Industrial - Int | New | Space Heating | Natural Gas | Unit Heater | E2 | RVT - Cost of Operation | 86.1372 | 86.2348 | 86.342 | 86.5026 | 86.7311 | 87.0898 | 87.3006 | 87.4302 | 87.5818 | 87.7181 | 87.7948 | 87.8333 | 87.8863 | 87.9554 | 88.0667 | 88.1283 | 88.2226 | 88.3781 | 88.5326 | 88.7044 | 88.9038 | 89.0724 | 89.2052 | 89.3056 | 89.3725 | 89.3918 | 89.3563 | 89.283 | 89.2253 | 89.1973 | 89.2177 | 89.2256 | 89.2256
F2_Industrial_Industrial - Int_New_Space Heating_Natural Gas_Unit Heater_E3 | F2 | Industrial | Industrial - Int | New | Space Heating | Natural Gas | Unit Heater | E3 | RVT - Cost of Operation | 76.7733 | 76.8411 | 76.9108 | 77.0225 | 77.1909 | 77.4612 | 77.6339 | 77.7601 | 77.9112 | 78.0567 | 78.1588 | 78.2235 | 78.2879 | 78.352 | 78.4378 | 78.4779 | 78.5405 | 78.6494 | 78.7613 | 78.8904 | 79.0443 | 79.1733 | 79.2742 | 79.3506 | 79.4014 | 79.4161 | 79.3891 | 79.3334 | 79.2895 | 79.2682 | 79.2837 | 79.2897 | 79.2897
F2_Industrial_Industrial - Int_New_Space Heating_Natural Gas_Unit Heater_E4 | F2 | Industrial | Industrial - Int | New | Space Heating | Natural Gas | Unit Heater | E4 | RVT - Cost of Operation | 0 | 0 | 0 | 0 | 0 | 0 | 0 | 0 | 0 | 0 | 0 | 0 | 0 | 0 | 0 | 0 | 0 | 0 | 0 | 0 | 0 | 0 | 0 | 0 | 0 | 0 | 0 | 0 | 0 | 0 | 0 | 0 | 0
F2_Industrial_Industrial - Int_New_Space Heating_Natural Gas_Unit Heater_E5 | F2 | Industrial | Industrial - Int | New | Space Heating | Natural Gas | Unit Heater | E5 | RVT - Cost of Operation | 0 | 0 | 0 | 0 | 0 | 0 | 0 | 0 | 0 | 0 | 0 | 0 | 0 | 0 | 0 | 0 | 0 | 0 | 0 | 0 | 0 | 0 | 0 | 0 | 0 | 0 | 0 | 0 | 0 | 0 | 0 | 0 | 0
F2_Industrial_Industrial - Int_New_Space Heating_Natural Gas_Unit Heater_E6 | F2 | Industrial | Industrial - Int | New | Space Heating | Natural Gas | Unit Heater | E6 | RVT - Cost of Operation | 0 | 0 | 0 | 0 | 0 | 0 | 0 | 0 | 0 | 0 | 0 | 0 | 0 | 0 | 0 | 0 | 0 | 0 | 0 | 0 | 0 | 0 | 0 | 0 | 0 | 0 | 0 | 0 | 0 | 0 | 0 | 0 | 0
F2_Industrial_Industrial - Int_New_Space Heating_Natural Gas_Unit Heater_E7 | F2 | Industrial | Industrial - Int | New | Space Heating | Natural Gas | Unit Heater | E7 | RVT - Cost of Operation | 0 | 0 | 0 | 0 | 0 | 0 | 0 | 0 | 0 | 0 | 0 | 0 | 0 | 0 | 0 | 0 | 0 | 0 | 0 | 0 | 0 | 0 | 0 | 0 | 0 | 0 | 0 | 0 | 0 | 0 | 0 | 0 | 0
F2_Industrial_Industrial - Int_New_Space Heating_Natural Gas_Unit Heater_E8 | F2 | Industrial | Industrial - Int | New | Space Heating | Natural Gas | Unit Heater | E8 | RVT - Cost of Operation | 0 | 0 | 0 | 0 | 0 | 0 | 0 | 0 | 0 | 0 | 0 | 0 | 0 | 0 | 0 | 0 | 0 | 0 | 0 | 0 | 0 | 0 | 0 | 0 | 0 | 0 | 0 | 0 | 0 | 0 | 0 | 0 | 0
F2_Industrial_Industrial - Int_New_Space Heating_Natural Gas_Unit Heater_E9 | F2 | Industrial | Industrial - Int | New | Space Heating | Natural Gas | Unit Heater | E9 | RVT - Cost of Operation | 0 | 0 | 0 | 0 | 0 | 0 | 0 | 0 | 0 | 0 | 0 | 0 | 0 | 0 | 0 | 0 | 0 | 0 | 0 | 0 | 0 | 0 | 0 | 0 | 0 | 0 | 0 | 0 | 0 | 0 | 0 | 0 | 0
F2_Industrial_Industrial - Int_New_Space Heating_Natural Gas_Unit Heater_E10 | F2 | Industrial | Industrial - Int | New | Space Heating | Natural Gas | Unit Heater | E10 | RVT - Cost of Operation | 0 | 0 | 0 | 0 | 0 | 0 | 0 | 0 | 0 | 0 | 0 | 0 | 0 | 0 | 0 | 0 | 0 | 0 | 0 | 0 | 0 | 0 | 0 | 0 | 0 | 0 | 0 | 0 | 0 | 0 | 0 | 0 | 0
F3_Industrial_Industrial - Int_New_Space Heating_Natural Gas_Unit Heater_E1 | F3 | Industrial | Industrial - Int | New | Space Heating | Natural Gas | Unit Heater | E1 | System - kBTUs of Consumption | 3.4798 | 3.4798 | 3.4798 | 3.4798 | 3.4798 | 3.4798 | 3.4798 | 3.4798 | 3.4798 | 3.4798 | 3.4798 | 3.4798 | 3.4798 | 3.4798 | 3.4798 | 3.4798 | 3.4798 | 3.4798 | 3.4798 | 3.4798 | 3.4798 | 3.4798 | 3.4798 | 3.4798 | 3.4798 | 3.4798 | 3.4798 | 3.4798 | 3.4798 | 3.4798 | 3.4798 | 3.4798 | 3.4798
F3_Industrial_Industrial - Int_New_Space Heating_Natural Gas_Unit Heater_E2 | F3 | Industrial | Industrial - Int | New | Space Heating | Natural Gas | Unit Heater | E2 | System - kBTUs of Consumption | 7.6318 | 7.6318 | 7.6318 | 7.6318 | 7.6318 | 7.6318 | 7.6318 | 7.6318 | 7.6318 | 7.6318 | 7.6318 | 7.6318 | 7.6318 | 7.6318 | 7.6318 | 7.6318 | 7.6318 | 7.6318 | 7.6318 | 7.6318 | 7.6318 | 7.6318 | 7.6318 | 7.6318 | 7.6318 | 7.6318 | 7.6318 | 7.6318 | 7.6318 | 7.6318 | 7.6318 | 7.6318 | 7.6318
F3_Industrial_Industrial - Int_New_Space Heating_Natural Gas_Unit Heater_E3 | F3 | Industrial | Industrial - Int | New | Space Heating | Natural Gas | Unit Heater | E3 | System - kBTUs of Consumption | 4.1365 | 4.1365 | 4.1365 | 4.1365 | 4.1365 | 4.1365 | 4.1365 | 4.1365 | 4.1365 | 4.1365 | 4.1365 | 4.1365 | 4.1365 | 4.1365 | 4.1365 | 4.1365 | 4.1365 | 4.1365 | 4.1365 | 4.1365 | 4.1365 | 4.1365 | 4.1365 | 4.1365 | 4.1365 | 4.1365 | 4.1365 | 4.1365 | 4.1365 | 4.1365 | 4.1365 | 4.1365 | 4.1365
F3_Industrial_Industrial - Int_New_Space Heating_Natural Gas_Unit Heater_E4 | F3 | Industrial | Industrial - Int | New | Space Heating | Natural Gas | Unit Heater | E4 | System - kBTUs of Consumption | 0 | 0 | 0 | 0 | 0 | 0 | 0 | 0 | 0 | 0 | 0 | 0 | 0 | 0 | 0 | 0 | 0 | 0 | 0 | 0 | 0 | 0 | 0 | 0 | 0 | 0 | 0 | 0 | 0 | 0 | 0 | 0 | 0
F3_Industrial_Industrial - Int_New_Space Heating_Natural Gas_Unit Heater_E5 | F3 | Industrial | Industrial - Int | New | Space Heating | Natural Gas | Unit Heater | E5 | System - kBTUs of Consumption | 0 | 0 | 0 | 0 | 0 | 0 | 0 | 0 | 0 | 0 | 0 | 0 | 0 | 0 | 0 | 0 | 0 | 0 | 0 | 0 | 0 | 0 | 0 | 0 | 0 | 0 | 0 | 0 | 0 | 0 | 0 | 0 | 0
F3_Industrial_Industrial - Int_New_Space Heating_Natural Gas_Unit Heater_E6 | F3 | Industrial | Industrial - Int | New | Space Heating | Natural Gas | Unit Heater | E6 | System - kBTUs of Consumption | 0 | 0 | 0 | 0 | 0 | 0 | 0 | 0 | 0 | 0 | 0 | 0 | 0 | 0 | 0 | 0 | 0 | 0 | 0 | 0 | 0 | 0 | 0 | 0 | 0 | 0 | 0 | 0 | 0 | 0 | 0 | 0 | 0
F3_Industrial_Industrial - Int_New_Space Heating_Natural Gas_Unit Heater_E7 | F3 | Industrial | Industrial - Int | New | Space Heating | Natural Gas | Unit Heater | E7 | System - kBTUs of Consumption | 0 | 0 | 0 | 0 | 0 | 0 | 0 | 0 | 0 | 0 | 0 | 0 | 0 | 0 | 0 | 0 | 0 | 0 | 0 | 0 | 0 | 0 | 0 | 0 | 0 | 0 | 0 | 0 | 0 | 0 | 0 | 0 | 0
F3_Industrial_Industrial - Int_New_Space Heating_Natural Gas_Unit Heater_E8 | F3 | Industrial | Industrial - Int | New | Space Heating | Natural Gas | Unit Heater | E8 | System - kBTUs of Consumption | 0 | 0 | 0 | 0 | 0 | 0 | 0 | 0 | 0 | 0 | 0 | 0 | 0 | 0 | 0 | 0 | 0 | 0 | 0 | 0 | 0 | 0 | 0 | 0 | 0 | 0 | 0 | 0 | 0 | 0 | 0 | 0 | 0
F3_Industrial_Industrial - Int_New_Space Heating_Natural Gas_Unit Heater_E9 | F3 | Industrial | Industrial - Int | New | Space Heating | Natural Gas | Unit Heater | E9 | System - kBTUs of Consumption | 0 | 0 | 0 | 0 | 0 | 0 | 0 | 0 | 0 | 0 | 0 | 0 | 0 | 0 | 0 | 0 | 0 | 0 | 0 | 0 | 0 | 0 | 0 | 0 | 0 | 0 | 0 | 0 | 0 | 0 | 0 | 0 | 0
F3_Industrial_Industrial - Int_New_Space Heating_Natural Gas_Unit Heater_E10 | F3 | Industrial | Industrial - Int | New | Space Heating | Natural Gas | Unit Heater | E10 | System - kBTUs of Consumption | 0 | 0 | 0 | 0 | 0 | 0 | 0 | 0 | 0 | 0 | 0 | 0 | 0 | 0 | 0 | 0 | 0 | 0 | 0 | 0 | 0 | 0 | 0 | 0 | 0 | 0 | 0 | 0 | 0 | 0 | 0 | 0 | 0
F4_Industrial_Industrial - Int_New_Space Heating_Natural Gas_Unit Heater_E1 | F4 | Industrial | Industrial - Int | New | Space Heating | Natural Gas | Unit Heater | E1 | Utility - Cost of Equipment | 90.442 | 90.5444 | 90.657 | 90.8257 | 91.0655 | 91.4422 | 91.6635 | 91.7996 | 91.9588 | 92.1019 | 92.1824 | 92.2228 | 92.2785 | 92.351 | 92.4679 | 92.5325 | 92.6316 | 92.7949 | 92.9571 | 93.1375 | 93.3468 | 93.5239 | 93.6633 | 93.7687 | 93.839 | 93.8593 | 93.822 | 93.745 | 93.6844 | 93.655 | 93.6765 | 93.6847 | 93.6847
F4_Industrial_Industrial - Int_New_Space Heating_Natural Gas_Unit Heater_E2 | F4 | Industrial | Industrial - Int | New | Space Heating | Natural Gas | Unit Heater | E2 | Utility - Cost of Equipment | 86.1372 | 86.2348 | 86.342 | 86.5026 | 86.7311 | 87.0898 | 87.3006 | 87.4302 | 87.5818 | 87.7181 | 87.7948 | 87.8333 | 87.8863 | 87.9554 | 88.0667 | 88.1283 | 88.2226 | 88.3781 | 88.5326 | 88.7044 | 88.9038 | 89.0724 | 89.2052 | 89.3056 | 89.3725 | 89.3918 | 89.3563 | 89.283 | 89.2253 | 89.1973 | 89.2177 | 89.2256 | 89.2256
F4_Industrial_Industrial - Int_New_Space Heating_Natural Gas_Unit Heater_E3 | F4 | Industrial | Industrial - Int | New | Space Heating | Natural Gas | Unit Heater | E3 | Utility - Cost of Equipment | 76.7733 | 76.8411 | 76.9108 | 77.0225 | 77.1909 | 77.4612 | 77.6339 | 77.7601 | 77.9112 | 78.0567 | 78.1588 | 78.2235 | 78.2879 | 78.352 | 78.4378 | 78.4779 | 78.5405 | 78.6494 | 78.7613 | 78.8904 | 79.0443 | 79.1733 | 79.2742 | 79.3506 | 79.4014 | 79.4161 | 79.3891 | 79.3334 | 79.2895 | 79.2682 | 79.2837 | 79.2897 | 79.2897
F4_Industrial_Industrial - Int_New_Space Heating_Natural Gas_Unit Heater_E4 | F4 | Industrial | Industrial - Int | New | Space Heating | Natural Gas | Unit Heater | E4 | Utility - Cost of Equipment | 0 | 0 | 0 | 0 | 0 | 0 | 0 | 0 | 0 | 0 | 0 | 0 | 0 | 0 | 0 | 0 | 0 | 0 | 0 | 0 | 0 | 0 | 0 | 0 | 0 | 0 | 0 | 0 | 0 | 0 | 0 | 0 | 0
F4_Industrial_Industrial - Int_New_Space Heating_Natural Gas_Unit Heater_E5 | F4 | Industrial | Industrial - Int | New | Space Heating | Natural Gas | Unit Heater | E5 | Utility - Cost of Equipment | 0 | 0 | 0 | 0 | 0 | 0 | 0 | 0 | 0 | 0 | 0 | 0 | 0 | 0 | 0 | 0 | 0 | 0 | 0 | 0 | 0 | 0 | 0 | 0 | 0 | 0 | 0 | 0 | 0 | 0 | 0 | 0 | 0
F4_Industrial_Industrial - Int_New_Space Heating_Natural Gas_Unit Heater_E6 | F4 | Industrial | Industrial - Int | New | Space Heating | Natural Gas | Unit Heater | E6 | Utility - Cost of Equipment | 0 | 0 | 0 | 0 | 0 | 0 | 0 | 0 | 0 | 0 | 0 | 0 | 0 | 0 | 0 | 0 | 0 | 0 | 0 | 0 | 0 | 0 | 0 | 0 | 0 | 0 | 0 | 0 | 0 | 0 | 0 | 0 | 0
F4_Industrial_Industrial - Int_New_Space Heating_Natural Gas_Unit Heater_E7 | F4 | Industrial | Industrial - Int | New | Space Heating | Natural Gas | Unit Heater | E7 | Utility - Cost of Equipment | 0 | 0 | 0 | 0 | 0 | 0 | 0 | 0 | 0 | 0 | 0 | 0 | 0 | 0 | 0 | 0 | 0 | 0 | 0 | 0 | 0 | 0 | 0 | 0 | 0 | 0 | 0 | 0 | 0 | 0 | 0 | 0 | 0
F4_Industrial_Industrial - Int_New_Space Heating_Natural Gas_Unit Heater_E8 | F4 | Industrial | Industrial - Int | New | Space Heating | Natural Gas | Unit Heater | E8 | Utility - Cost of Equipment | 0 | 0 | 0 | 0 | 0 | 0 | 0 | 0 | 0 | 0 | 0 | 0 | 0 | 0 | 0 | 0 | 0 | 0 | 0 | 0 | 0 | 0 | 0 | 0 | 0 | 0 | 0 | 0 | 0 | 0 | 0 | 0 | 0
F4_Industrial_Industrial - Int_New_Space Heating_Natural Gas_Unit Heater_E9 | F4 | Industrial | Industrial - Int | New | Space Heating | Natural Gas | Unit Heater | E9 | Utility - Cost of Equipment | 0 | 0 | 0 | 0 | 0 | 0 | 0 | 0 | 0 | 0 | 0 | 0 | 0 | 0 | 0 | 0 | 0 | 0 | 0 | 0 | 0 | 0 | 0 | 0 | 0 | 0 | 0 | 0 | 0 | 0 | 0 | 0 | 0
F4_Industrial_Industrial - Int_New_Space Heating_Natural Gas_Unit Heater_E10 | F4 | Industrial | Industrial - Int | New | Space Heating | Natural Gas | Unit Heater | E10 | Utility - Cost of Equipment | 0 | 0 | 0 | 0 | 0 | 0 | 0 | 0 | 0 | 0 | 0 | 0 | 0 | 0 | 0 | 0 | 0 | 0 | 0 | 0 | 0 | 0 | 0 | 0 | 0 | 0 | 0 | 0 | 0 | 0 | 0 | 0 | 0
F5_Industrial_Industrial - Int_New_Space Heating_Natural Gas_Unit Heater_E1 | F5 | Industrial | Industrial - Int | New | Space Heating | Natural Gas | Unit Heater | E1 | Utility - Cost of Operation | 3.4798 | 3.4798 | 3.4798 | 3.4798 | 3.4798 | 3.4798 | 3.4798 | 3.4798 | 3.4798 | 3.4798 | 3.4798 | 3.4798 | 3.4798 | 3.4798 | 3.4798 | 3.4798 | 3.4798 | 3.4798 | 3.4798 | 3.4798 | 3.4798 | 3.4798 | 3.4798 | 3.4798 | 3.4798 | 3.4798 | 3.4798 | 3.4798 | 3.4798 | 3.4798 | 3.4798 | 3.4798 | 3.4798
F5_Industrial_Industrial - Int_New_Space Heating_Natural Gas_Unit Heater_E2 | F5 | Industrial | Industrial - Int | New | Space Heating | Natural Gas | Unit Heater | E2 | Utility - Cost of Operation | 7.6318 | 7.6318 | 7.6318 | 7.6318 | 7.6318 | 7.6318 | 7.6318 | 7.6318 | 7.6318 | 7.6318 | 7.6318 | 7.6318 | 7.6318 | 7.6318 | 7.6318 | 7.6318 | 7.6318 | 7.6318 | 7.6318 | 7.6318 | 7.6318 | 7.6318 | 7.6318 | 7.6318 | 7.6318 | 7.6318 | 7.6318 | 7.6318 | 7.6318 | 7.6318 | 7.6318 | 7.6318 | 7.6318
F5_Industrial_Industrial - Int_New_Space Heating_Natural Gas_Unit Heater_E3 | F5 | Industrial | Industrial - Int | New | Space Heating | Natural Gas | Unit Heater | E3 | Utility - Cost of Operation | 4.1365 | 4.1365 | 4.1365 | 4.1365 | 4.1365 | 4.1365 | 4.1365 | 4.1365 | 4.1365 | 4.1365 | 4.1365 | 4.1365 | 4.1365 | 4.1365 | 4.1365 | 4.1365 | 4.1365 | 4.1365 | 4.1365 | 4.1365 | 4.1365 | 4.1365 | 4.1365 | 4.1365 | 4.1365 | 4.1365 | 4.1365 | 4.1365 | 4.1365 | 4.1365 | 4.1365 | 4.1365 | 4.1365
F5_Industrial_Industrial - Int_New_Space Heating_Natural Gas_Unit Heater_E4 | F5 | Industrial | Industrial - Int | New | Space Heating | Natural Gas | Unit Heater | E4 | Utility - Cost of Operation | 0 | 0 | 0 | 0 | 0 | 0 | 0 | 0 | 0 | 0 | 0 | 0 | 0 | 0 | 0 | 0 | 0 | 0 | 0 | 0 | 0 | 0 | 0 | 0 | 0 | 0 | 0 | 0 | 0 | 0 | 0 | 0 | 0
F5_Industrial_Industrial - Int_New_Space Heating_Natural Gas_Unit Heater_E5 | F5 | Industrial | Industrial - Int | New | Space Heating | Natural Gas | Unit Heater | E5 | Utility - Cost of Operation | 0 | 0 | 0 | 0 | 0 | 0 | 0 | 0 | 0 | 0 | 0 | 0 | 0 | 0 | 0 | 0 | 0 | 0 | 0 | 0 | 0 | 0 | 0 | 0 | 0 | 0 | 0 | 0 | 0 | 0 | 0 | 0 | 0
F5_Industrial_Industrial - Int_New_Space Heating_Natural Gas_Unit Heater_E6 | F5 | Industrial | Industrial - Int | New | Space Heating | Natural Gas | Unit Heater | E6 | Utility - Cost of Operation | 0 | 0 | 0 | 0 | 0 | 0 | 0 | 0 | 0 | 0 | 0 | 0 | 0 | 0 | 0 | 0 | 0 | 0 | 0 | 0 | 0 | 0 | 0 | 0 | 0 | 0 | 0 | 0 | 0 | 0 | 0 | 0 | 0
F5_Industrial_Industrial - Int_New_Space Heating_Natural Gas_Unit Heater_E7 | F5 | Industrial | Industrial - Int | New | Space Heating | Natural Gas | Unit Heater | E7 | Utility - Cost of Operation | 0 | 0 | 0 | 0 | 0 | 0 | 0 | 0 | 0 | 0 | 0 | 0 | 0 | 0 | 0 | 0 | 0 | 0 | 0 | 0 | 0 | 0 | 0 | 0 | 0 | 0 | 0 | 0 | 0 | 0 | 0 | 0 | 0
F5_Industrial_Industrial - Int_New_Space Heating_Natural Gas_Unit Heater_E8 | F5 | Industrial | Industrial - Int | New | Space Heating | Natural Gas | Unit Heater | E8 | Utility - Cost of Operation | 0 | 0 | 0 | 0 | 0 | 0 | 0 | 0 | 0 | 0 | 0 | 0 | 0 | 0 | 0 | 0 | 0 | 0 | 0 | 0 | 0 | 0 | 0 | 0 | 0 | 0 | 0 | 0 | 0 | 0 | 0 | 0 | 0
F5_Industrial_Industrial - Int_New_Space Heating_Natural Gas_Unit Heater_E9 | F5 | Industrial | Industrial - Int | New | Space Heating | Natural Gas | Unit Heater | E9 | Utility - Cost of Operation | 0 | 0 | 0 | 0 | 0 | 0 | 0 | 0 | 0 | 0 | 0 | 0 | 0 | 0 | 0 | 0 | 0 | 0 | 0 | 0 | 0 | 0 | 0 | 0 | 0 | 0 | 0 | 0 | 0 | 0 | 0 | 0 | 0
F5_Industrial_Industrial - Int_New_Space Heating_Natural Gas_Unit Heater_E10 | F5 | Industrial | Industrial - Int | New | Space Heating | Natural Gas | Unit Heater | E10 | Utility - Cost of Operation | 0 | 0 | 0 | 0 | 0 | 0 | 0 | 0 | 0 | 0 | 0 | 0 | 0 | 0 | 0 | 0 | 0 | 0 | 0 | 0 | 0 | 0 | 0 | 0 | 0 | 0 | 0 | 0 | 0 | 0 | 0 | 0 | 0
F6_Industrial_Industrial - Int_New_Space Heating_Natural Gas_Unit Heater_E1 | F6 | Industrial | Industrial - Int | New | Space Heating | Natural Gas | Unit Heater | E1 | Utility - Value of Sales | 41.1288 | 40.9242 | 40.701 | 40.4778 | 40.2546 | 40.0314 | 39.8082 | 39.5851 | 39.3619 | 39.1388 | 38.9156 | 38.6925 | 38.4694 | 38.2463 | 38.0232 | 37.8001 | 37.5771 | 37.354 | 37.131 | 36.9117 | 36.6998 | 36.4991 | 36.3132 | 36.146 | 35.9973 | 35.8672 | 35.7557 | 35.6627 | 35.5884 | 35.5326 | 35.4954 | 35.4768 | 35.4768
F6_Industrial_Industrial - Int_New_Space Heating_Natural Gas_Unit Heater_E2 | F6 | Industrial | Industrial - Int | New | Space Heating | Natural Gas | Unit Heater | E2 | Utility - Value of Sales | 39.1712 | 38.9763 | 38.7637 | 38.5511 | 38.3386 | 38.126 | 37.9135 | 37.7009 | 37.4884 | 37.2759 | 37.0633 | 36.8508 | 36.6384 | 36.4259 | 36.2134 | 36.001 | 35.7885 | 35.5761 | 35.3637 | 35.1548 | 34.953 | 34.7619 | 34.5848 | 34.4255 | 34.2839 | 34.16 | 34.0538 | 33.9653 | 33.8945 | 33.8414 | 33.8059 | 33.7882 | 33.7882
F6_Industrial_Industrial - Int_New_Space Heating_Natural Gas_Unit Heater_E3 | F6 | Industrial | Industrial - Int | New | Space Heating | Natural Gas | Unit Heater | E3 | Utility - Value of Sales | 34.6517 | 34.4746 | 34.2849 | 34.0952 | 33.9055 | 33.7158 | 33.5261 | 33.3365 | 33.1468 | 32.9572 | 32.7675 | 32.5779 | 32.3883 | 32.1986 | 32.0104 | 31.825 | 31.6439 | 31.4683 | 31.2998 | 31.1397 | 30.9895 | 30.8505 | 30.7241 | 30.6103 | 30.5092 | 30.4208 | 30.3449 | 30.2817 | 30.2312 | 30.1932 | 30.1679 | 30.1553 | 30.1553
F6_Industrial_Industrial - Int_New_Space Heating_Natural Gas_Unit Heater_E4 | F6 | Industrial | Industrial - Int | New | Space Heating | Natural Gas | Unit Heater | E4 | Utility - Value of Sales | 0 | 0 | 0 | 0 | 0 | 0 | 0 | 0 | 0 | 0 | 0 | 0 | 0 | 0 | 0 | 0 | 0 | 0 | 0 | 0 | 0 | 0 | 0 | 0 | 0 | 0 | 0 | 0 | 0 | 0 | 0 | 0 | 0
F6_Industrial_Industrial - Int_New_Space Heating_Natural Gas_Unit Heater_E5 | F6 | Industrial | Industrial - Int | New | Space Heating | Natural Gas | Unit Heater | E5 | Utility - Value of Sales | 0 | 0 | 0 | 0 | 0 | 0 | 0 | 0 | 0 | 0 | 0 | 0 | 0 | 0 | 0 | 0 | 0 | 0 | 0 | 0 | 0 | 0 | 0 | 0 | 0 | 0 | 0 | 0 | 0 | 0 | 0 | 0 | 0
F6_Industrial_Industrial - Int_New_Space Heating_Natural Gas_Unit Heater_E6 | F6 | Industrial | Industrial - Int | New | Space Heating | Natural Gas | Unit Heater | E6 | Utility - Value of Sales | 0 | 0 | 0 | 0 | 0 | 0 | 0 | 0 | 0 | 0 | 0 | 0 | 0 | 0 | 0 | 0 | 0 | 0 | 0 | 0 | 0 | 0 | 0 | 0 | 0 | 0 | 0 | 0 | 0 | 0 | 0 | 0 | 0
F6_Industrial_Industrial - Int_New_Space Heating_Natural Gas_Unit Heater_E7 | F6 | Industrial | Industrial - Int | New | Space Heating | Natural Gas | Unit Heater | E7 | Utility - Value of Sales | 0 | 0 | 0 | 0 | 0 | 0 | 0 | 0 | 0 | 0 | 0 | 0 | 0 | 0 | 0 | 0 | 0 | 0 | 0 | 0 | 0 | 0 | 0 | 0 | 0 | 0 | 0 | 0 | 0 | 0 | 0 | 0 | 0
F6_Industrial_Industrial - Int_New_Space Heating_Natural Gas_Unit Heater_E8 | F6 | Industrial | Industrial - Int | New | Space Heating | Natural Gas | Unit Heater | E8 | Utility - Value of Sales | 0 | 0 | 0 | 0 | 0 | 0 | 0 | 0 | 0 | 0 | 0 | 0 | 0 | 0 | 0 | 0 | 0 | 0 | 0 | 0 | 0 | 0 | 0 | 0 | 0 | 0 | 0 | 0 | 0 | 0 | 0 | 0 | 0
F6_Industrial_Industrial - Int_New_Space Heating_Natural Gas_Unit Heater_E9 | F6 | Industrial | Industrial - Int | New | Space Heating | Natural Gas | Unit Heater | E9 | Utility - Value of Sales | 0 | 0 | 0 | 0 | 0 | 0 | 0 | 0 | 0 | 0 | 0 | 0 | 0 | 0 | 0 | 0 | 0 | 0 | 0 | 0 | 0 | 0 | 0 | 0 | 0 | 0 | 0 | 0 | 0 | 0 | 0 | 0 | 0
F6_Industrial_Industrial - Int_New_Space Heating_Natural Gas_Unit Heater_E10 | F6 | Industrial | Industrial - Int | New | Space Heating | Natural Gas | Unit Heater | E10 | Utility - Value of Sales | 0 | 0 | 0 | 0 | 0 | 0 | 0 | 0 | 0 | 0 | 0 | 0 | 0 | 0 | 0 | 0 | 0 | 0 | 0 | 0 | 0 | 0 | 0 | 0 | 0 | 0 | 0 | 0 | 0 | 0 | 0 | 0 | 0
F1_Industrial_Industrial - Int_New_Process_Natural Gas_Process Heating_E1 | F1 | Industrial | Industrial - Int | New | Process | Natural Gas | Process Heating | E1 | RVT - Cost of Equipment | 98.9543 | 99.3845 | 100.0672 | 101.1131 | 102.772 | 105.0632 | 106.7578 | 108.437 | 110.2191 | 112.0973 | 113.6997 | 114.8722 | 115.8822 | 116.8551 | 117.9833 | 118.9598 | 120.1355 | 121.5814 | 123.3396 | 125.3877 | 127.6677 | 129.889 | 131.9627 | 133.9072 | 135.7125 | 137.3418 | 138.4489 | 139.2937 | 140.0908 | 140.8517 | 141.6502 | 142.0033 | 142.0033
F1_Industrial_Industrial - Int_New_Process_Natural Gas_Process Heating_E2 | F1 | Industrial | Industrial - Int | New | Process | Natural Gas | Process Heating | E2 | RVT - Cost of Equipment | 0 | 0 | 0 | 0 | 0 | 0 | 0 | 0 | 0 | 0 | 0 | 0 | 0 | 0 | 0 | 0 | 0 | 0 | 0 | 0 | 0 | 0 | 0 | 0 | 0 | 0 | 0 | 0 | 0 | 0 | 0 | 0 | 0
F1_Industrial_Industrial - Int_New_Process_Natural Gas_Process Heating_E3 | F1 | Industrial | Industrial - Int | New | Process | Natural Gas | Process Heating | E3 | RVT - Cost of Equipment | 0 | 0 | 0 | 0 | 0 | 0 | 0 | 0 | 0 | 0 | 0 | 0 | 0 | 0 | 0 | 0 | 0 | 0 | 0 | 0 | 0 | 0 | 0 | 0 | 0 | 0 | 0 | 0 | 0 | 0 | 0 | 0 | 0
F1_Industrial_Industrial - Int_New_Process_Natural Gas_Process Heating_E4 | F1 | Industrial | Industrial - Int | New | Process | Natural Gas | Process Heating | E4 | RVT - Cost of Equipment | 0 | 0 | 0 | 0 | 0 | 0 | 0 | 0 | 0 | 0 | 0 | 0 | 0 | 0 | 0 | 0 | 0 | 0 | 0 | 0 | 0 | 0 | 0 | 0 | 0 | 0 | 0 | 0 | 0 | 0 | 0 | 0 | 0
F1_Industrial_Industrial - Int_New_Process_Natural Gas_Process Heating_E5 | F1 | Industrial | Industrial - Int | New | Process | Natural Gas | Process Heating | E5 | RVT - Cost of Equipment | 0 | 0 | 0 | 0 | 0 | 0 | 0 | 0 | 0 | 0 | 0 | 0 | 0 | 0 | 0 | 0 | 0 | 0 | 0 | 0 | 0 | 0 | 0 | 0 | 0 | 0 | 0 | 0 | 0 | 0 | 0 | 0 | 0
F1_Industrial_Industrial - Int_New_Process_Natural Gas_Process Heating_E6 | F1 | Industrial | Industrial - Int | New | Process | Natural Gas | Process Heating | E6 | RVT - Cost of Equipment | 0 | 0 | 0 | 0 | 0 | 0 | 0 | 0 | 0 | 0 | 0 | 0 | 0 | 0 | 0 | 0 | 0 | 0 | 0 | 0 | 0 | 0 | 0 | 0 | 0 | 0 | 0 | 0 | 0 | 0 | 0 | 0 | 0
F1_Industrial_Industrial - Int_New_Process_Natural Gas_Process Heating_E7 | F1 | Industrial | Industrial - Int | New | Process | Natural Gas | Process Heating | E7 | RVT - Cost of Equipment | 0 | 0 | 0 | 0 | 0 | 0 | 0 | 0 | 0 | 0 | 0 | 0 | 0 | 0 | 0 | 0 | 0 | 0 | 0 | 0 | 0 | 0 | 0 | 0 | 0 | 0 | 0 | 0 | 0 | 0 | 0 | 0 | 0
F1_Industrial_Industrial - Int_New_Process_Natural Gas_Process Heating_E8 | F1 | Industrial | Industrial - Int | New | Process | Natural Gas | Process Heating | E8 | RVT - Cost of Equipment | 0 | 0 | 0 | 0 | 0 | 0 | 0 | 0 | 0 | 0 | 0 | 0 | 0 | 0 | 0 | 0 | 0 | 0 | 0 | 0 | 0 | 0 | 0 | 0 | 0 | 0 | 0 | 0 | 0 | 0 | 0 | 0 | 0
F1_Industrial_Industrial - Int_New_Process_Natural Gas_Process Heating_E9 | F1 | Industrial | Industrial - Int | New | Process | Natural Gas | Process Heating | E9 | RVT - Cost of Equipment | 0 | 0 | 0 | 0 | 0 | 0 | 0 | 0 | 0 | 0 | 0 | 0 | 0 | 0 | 0 | 0 | 0 | 0 | 0 | 0 | 0 | 0 | 0 | 0 | 0 | 0 | 0 | 0 | 0 | 0 | 0 | 0 | 0
F1_Industrial_Industrial - Int_New_Process_Natural Gas_Process Heating_E10 | F1 | Industrial | Industrial - Int | New | Process | Natural Gas | Process Heating | E10 | RVT - Cost of Equipment | 0 | 0 | 0 | 0 | 0 | 0 | 0 | 0 | 0 | 0 | 0 | 0 | 0 | 0 | 0 | 0 | 0 | 0 | 0 | 0 | 0 | 0 | 0 | 0 | 0 | 0 | 0 | 0 | 0 | 0 | 0 | 0 | 0
F2_Industrial_Industrial - Int_New_Process_Natural Gas_Process Heating_E1 | F2 | Industrial | Industrial - Int | New | Process | Natural Gas | Process Heating | E1 | RVT - Cost of Operation | 118.5537 | 119.0691 | 119.8871 | 121.1401 | 123.1276 | 125.8725 | 127.9028 | 129.9146 | 132.0497 | 134.2999 | 136.2197 | 137.6244 | 138.8345 | 140 | 141.3516 | 142.5215 | 143.9301 | 145.6624 | 147.7688 | 150.2227 | 152.9542 | 155.6155 | 158.0999 | 160.4295 | 162.5925 | 164.5444 | 165.8708 | 166.8829 | 167.8379 | 168.7495 | 169.7062 | 170.1292 | 170.1292
F2_Industrial_Industrial - Int_New_Process_Natural Gas_Process Heating_E2 | F2 | Industrial | Industrial - Int | New | Process | Natural Gas | Process Heating | E2 | RVT - Cost of Operation | 0 | 0 | 0 | 0 | 0 | 0 | 0 | 0 | 0 | 0 | 0 | 0 | 0 | 0 | 0 | 0 | 0 | 0 | 0 | 0 | 0 | 0 | 0 | 0 | 0 | 0 | 0 | 0 | 0 | 0 | 0 | 0 | 0
F2_Industrial_Industrial - Int_New_Process_Natural Gas_Process Heating_E3 | F2 | Industrial | Industrial - Int | New | Process | Natural Gas | Process Heating | E3 | RVT - Cost of Operation | 0 | 0 | 0 | 0 | 0 | 0 | 0 | 0 | 0 | 0 | 0 | 0 | 0 | 0 | 0 | 0 | 0 | 0 | 0 | 0 | 0 | 0 | 0 | 0 | 0 | 0 | 0 | 0 | 0 | 0 | 0 | 0 | 0
F2_Industrial_Industrial - Int_New_Process_Natural Gas_Process Heating_E4 | F2 | Industrial | Industrial - Int | New | Process | Natural Gas | Process Heating | E4 | RVT - Cost of Operation | 0 | 0 | 0 | 0 | 0 | 0 | 0 | 0 | 0 | 0 | 0 | 0 | 0 | 0 | 0 | 0 | 0 | 0 | 0 | 0 | 0 | 0 | 0 | 0 | 0 | 0 | 0 | 0 | 0 | 0 | 0 | 0 | 0
F2_Industrial_Industrial - Int_New_Process_Natural Gas_Process Heating_E5 | F2 | Industrial | Industrial - Int | New | Process | Natural Gas | Process Heating | E5 | RVT - Cost of Operation | 0 | 0 | 0 | 0 | 0 | 0 | 0 | 0 | 0 | 0 | 0 | 0 | 0 | 0 | 0 | 0 | 0 | 0 | 0 | 0 | 0 | 0 | 0 | 0 | 0 | 0 | 0 | 0 | 0 | 0 | 0 | 0 | 0
F2_Industrial_Industrial - Int_New_Process_Natural Gas_Process Heating_E6 | F2 | Industrial | Industrial - Int | New | Process | Natural Gas | Process Heating | E6 | RVT - Cost of Operation | 0 | 0 | 0 | 0 | 0 | 0 | 0 | 0 | 0 | 0 | 0 | 0 | 0 | 0 | 0 | 0 | 0 | 0 | 0 | 0 | 0 | 0 | 0 | 0 | 0 | 0 | 0 | 0 | 0 | 0 | 0 | 0 | 0
F2_Industrial_Industrial - Int_New_Process_Natural Gas_Process Heating_E7 | F2 | Industrial | Industrial - Int | New | Process | Natural Gas | Process Heating | E7 | RVT - Cost of Operation | 0 | 0 | 0 | 0 | 0 | 0 | 0 | 0 | 0 | 0 | 0 | 0 | 0 | 0 | 0 | 0 | 0 | 0 | 0 | 0 | 0 | 0 | 0 | 0 | 0 | 0 | 0 | 0 | 0 | 0 | 0 | 0 | 0
F2_Industrial_Industrial - Int_New_Process_Natural Gas_Process Heating_E8 | F2 | Industrial | Industrial - Int | New | Process | Natural Gas | Process Heating | E8 | RVT - Cost of Operation | 0 | 0 | 0 | 0 | 0 | 0 | 0 | 0 | 0 | 0 | 0 | 0 | 0 | 0 | 0 | 0 | 0 | 0 | 0 | 0 | 0 | 0 | 0 | 0 | 0 | 0 | 0 | 0 | 0 | 0 | 0 | 0 | 0
F2_Industrial_Industrial - Int_New_Process_Natural Gas_Process Heating_E9 | F2 | Industrial | Industrial - Int | New | Process | Natural Gas | Process Heating | E9 | RVT - Cost of Operation | 0 | 0 | 0 | 0 | 0 | 0 | 0 | 0 | 0 | 0 | 0 | 0 | 0 | 0 | 0 | 0 | 0 | 0 | 0 | 0 | 0 | 0 | 0 | 0 | 0 | 0 | 0 | 0 | 0 | 0 | 0 | 0 | 0
F2_Industrial_Industrial - Int_New_Process_Natural Gas_Process Heating_E10 | F2 | Industrial | Industrial - Int | New | Process | Natural Gas | Process Heating | E10 | RVT - Cost of Operation | 0 | 0 | 0 | 0 | 0 | 0 | 0 | 0 | 0 | 0 | 0 | 0 | 0 | 0 | 0 | 0 | 0 | 0 | 0 | 0 | 0 | 0 | 0 | 0 | 0 | 0 | 0 | 0 | 0 | 0 | 0 | 0 | 0
F3_Industrial_Industrial - Int_New_Process_Natural Gas_Process Heating_E1 | F3 | Industrial | Industrial - Int | New | Process | Natural Gas | Process Heating | E1 | System - kBTUs of Consumption | 0.23859 | 0.23859 | 0.23859 | 0.23859 | 0.23859 | 0.23859 | 0.23859 | 0.23859 | 0.23859 | 0.23859 | 0.23859 | 0.23859 | 0.23859 | 0.23859 | 0.23859 | 0.23859 | 0.23859 | 0.23859 | 0.23859 | 0.23859 | 0.23859 | 0.23859 | 0.23859 | 0.23859 | 0.23859 | 0.23859 | 0.23859 | 0.23859 | 0.23859 | 0.23859 | 0.23859 | 0.23859 | 0.23859
F3_Industrial_Industrial - Int_New_Process_Natural Gas_Process Heating_E2 | F3 | Industrial | Industrial - Int | New | Process | Natural Gas | Process Heating | E2 | System - kBTUs of Consumption | 0 | 0 | 0 | 0 | 0 | 0 | 0 | 0 | 0 | 0 | 0 | 0 | 0 | 0 | 0 | 0 | 0 | 0 | 0 | 0 | 0 | 0 | 0 | 0 | 0 | 0 | 0 | 0 | 0 | 0 | 0 | 0 | 0
F3_Industrial_Industrial - Int_New_Process_Natural Gas_Process Heating_E3 | F3 | Industrial | Industrial - Int | New | Process | Natural Gas | Process Heating | E3 | System - kBTUs of Consumption | 0 | 0 | 0 | 0 | 0 | 0 | 0 | 0 | 0 | 0 | 0 | 0 | 0 | 0 | 0 | 0 | 0 | 0 | 0 | 0 | 0 | 0 | 0 | 0 | 0 | 0 | 0 | 0 | 0 | 0 | 0 | 0 | 0
F3_Industrial_Industrial - Int_New_Process_Natural Gas_Process Heating_E4 | F3 | Industrial | Industrial - Int | New | Process | Natural Gas | Process Heating | E4 | System - kBTUs of Consumption | 0 | 0 | 0 | 0 | 0 | 0 | 0 | 0 | 0 | 0 | 0 | 0 | 0 | 0 | 0 | 0 | 0 | 0 | 0 | 0 | 0 | 0 | 0 | 0 | 0 | 0 | 0 | 0 | 0 | 0 | 0 | 0 | 0
F3_Industrial_Industrial - Int_New_Process_Natural Gas_Process Heating_E5 | F3 | Industrial | Industrial - Int | New | Process | Natural Gas | Process Heating | E5 | System - kBTUs of Consumption | 0 | 0 | 0 | 0 | 0 | 0 | 0 | 0 | 0 | 0 | 0 | 0 | 0 | 0 | 0 | 0 | 0 | 0 | 0 | 0 | 0 | 0 | 0 | 0 | 0 | 0 | 0 | 0 | 0 | 0 | 0 | 0 | 0
F3_Industrial_Industrial - Int_New_Process_Natural Gas_Process Heating_E6 | F3 | Industrial | Industrial - Int | New | Process | Natural Gas | Process Heating | E6 | System - kBTUs of Consumption | 0 | 0 | 0 | 0 | 0 | 0 | 0 | 0 | 0 | 0 | 0 | 0 | 0 | 0 | 0 | 0 | 0 | 0 | 0 | 0 | 0 | 0 | 0 | 0 | 0 | 0 | 0 | 0 | 0 | 0 | 0 | 0 | 0
F3_Industrial_Industrial - Int_New_Process_Natural Gas_Process Heating_E7 | F3 | Industrial | Industrial - Int | New | Process | Natural Gas | Process Heating | E7 | System - kBTUs of Consumption | 0 | 0 | 0 | 0 | 0 | 0 | 0 | 0 | 0 | 0 | 0 | 0 | 0 | 0 | 0 | 0 | 0 | 0 | 0 | 0 | 0 | 0 | 0 | 0 | 0 | 0 | 0 | 0 | 0 | 0 | 0 | 0 | 0
F3_Industrial_Industrial - Int_New_Process_Natural Gas_Process Heating_E8 | F3 | Industrial | Industrial - Int | New | Process | Natural Gas | Process Heating | E8 | System - kBTUs of Consumption | 0 | 0 | 0 | 0 | 0 | 0 | 0 | 0 | 0 | 0 | 0 | 0 | 0 | 0 | 0 | 0 | 0 | 0 | 0 | 0 | 0 | 0 | 0 | 0 | 0 | 0 | 0 | 0 | 0 | 0 | 0 | 0 | 0
F3_Industrial_Industrial - Int_New_Process_Natural Gas_Process Heating_E9 | F3 | Industrial | Industrial - Int | New | Process | Natural Gas | Process Heating | E9 | System - kBTUs of Consumption | 0 | 0 | 0 | 0 | 0 | 0 | 0 | 0 | 0 | 0 | 0 | 0 | 0 | 0 | 0 | 0 | 0 | 0 | 0 | 0 | 0 | 0 | 0 | 0 | 0 | 0 | 0 | 0 | 0 | 0 | 0 | 0 | 0
F3_Industrial_Industrial - Int_New_Process_Natural Gas_Process Heating_E10 | F3 | Industrial | Industrial - Int | New | Process | Natural Gas | Process Heating | E10 | System - kBTUs of Consumption | 0 | 0 | 0 | 0 | 0 | 0 | 0 | 0 | 0 | 0 | 0 | 0 | 0 | 0 | 0 | 0 | 0 | 0 | 0 | 0 | 0 | 0 | 0 | 0 | 0 | 0 | 0 | 0 | 0 | 0 | 0 | 0 | 0
F4_Industrial_Industrial - Int_New_Process_Natural Gas_Process Heating_E1 | F4 | Industrial | Industrial - Int | New | Process | Natural Gas | Process Heating | E1 | Utility - Cost of Equipment | 118.5537 | 119.0691 | 119.8871 | 121.1401 | 123.1276 | 125.8725 | 127.9028 | 129.9146 | 132.0497 | 134.2999 | 136.2197 | 137.6244 | 138.8345 | 140 | 141.3516 | 142.5215 | 143.9301 | 145.6624 | 147.7688 | 150.2227 | 152.9542 | 155.6155 | 158.0999 | 160.4295 | 162.5925 | 164.5444 | 165.8708 | 166.8829 | 167.8379 | 168.7495 | 169.7062 | 170.1292 | 170.1292
F4_Industrial_Industrial - Int_New_Process_Natural Gas_Process Heating_E2 | F4 | Industrial | Industrial - Int | New | Process | Natural Gas | Process Heating | E2 | Utility - Cost of Equipment | 0 | 0 | 0 | 0 | 0 | 0 | 0 | 0 | 0 | 0 | 0 | 0 | 0 | 0 | 0 | 0 | 0 | 0 | 0 | 0 | 0 | 0 | 0 | 0 | 0 | 0 | 0 | 0 | 0 | 0 | 0 | 0 | 0
F4_Industrial_Industrial - Int_New_Process_Natural Gas_Process Heating_E3 | F4 | Industrial | Industrial - Int | New | Process | Natural Gas | Process Heating | E3 | Utility - Cost of Equipment | 0 | 0 | 0 | 0 | 0 | 0 | 0 | 0 | 0 | 0 | 0 | 0 | 0 | 0 | 0 | 0 | 0 | 0 | 0 | 0 | 0 | 0 | 0 | 0 | 0 | 0 | 0 | 0 | 0 | 0 | 0 | 0 | 0
F4_Industrial_Industrial - Int_New_Process_Natural Gas_Process Heating_E4 | F4 | Industrial | Industrial - Int | New | Process | Natural Gas | Process Heating | E4 | Utility - Cost of Equipment | 0 | 0 | 0 | 0 | 0 | 0 | 0 | 0 | 0 | 0 | 0 | 0 | 0 | 0 | 0 | 0 | 0 | 0 | 0 | 0 | 0 | 0 | 0 | 0 | 0 | 0 | 0 | 0 | 0 | 0 | 0 | 0 | 0
F4_Industrial_Industrial - Int_New_Process_Natural Gas_Process Heating_E5 | F4 | Industrial | Industrial - Int | New | Process | Natural Gas | Process Heating | E5 | Utility - Cost of Equipment | 0 | 0 | 0 | 0 | 0 | 0 | 0 | 0 | 0 | 0 | 0 | 0 | 0 | 0 | 0 | 0 | 0 | 0 | 0 | 0 | 0 | 0 | 0 | 0 | 0 | 0 | 0 | 0 | 0 | 0 | 0 | 0 | 0
F4_Industrial_Industrial - Int_New_Process_Natural Gas_Process Heating_E6 | F4 | Industrial | Industrial - Int | New | Process | Natural Gas | Process Heating | E6 | Utility - Cost of Equipment | 0 | 0 | 0 | 0 | 0 | 0 | 0 | 0 | 0 | 0 | 0 | 0 | 0 | 0 | 0 | 0 | 0 | 0 | 0 | 0 | 0 | 0 | 0 | 0 | 0 | 0 | 0 | 0 | 0 | 0 | 0 | 0 | 0
F4_Industrial_Industrial - Int_New_Process_Natural Gas_Process Heating_E7 | F4 | Industrial | Industrial - Int | New | Process | Natural Gas | Process Heating | E7 | Utility - Cost of Equipment | 0 | 0 | 0 | 0 | 0 | 0 | 0 | 0 | 0 | 0 | 0 | 0 | 0 | 0 | 0 | 0 | 0 | 0 | 0 | 0 | 0 | 0 | 0 | 0 | 0 | 0 | 0 | 0 | 0 | 0 | 0 | 0 | 0
F4_Industrial_Industrial - Int_New_Process_Natural Gas_Process Heating_E8 | F4 | Industrial | Industrial - Int | New | Process | Natural Gas | Process Heating | E8 | Utility - Cost of Equipment | 0 | 0 | 0 | 0 | 0 | 0 | 0 | 0 | 0 | 0 | 0 | 0 | 0 | 0 | 0 | 0 | 0 | 0 | 0 | 0 | 0 | 0 | 0 | 0 | 0 | 0 | 0 | 0 | 0 | 0 | 0 | 0 | 0
F4_Industrial_Industrial - Int_New_Process_Natural Gas_Process Heating_E9 | F4 | Industrial | Industrial - Int | New | Process | Natural Gas | Process Heating | E9 | Utility - Cost of Equipment | 0 | 0 | 0 | 0 | 0 | 0 | 0 | 0 | 0 | 0 | 0 | 0 | 0 | 0 | 0 | 0 | 0 | 0 | 0 | 0 | 0 | 0 | 0 | 0 | 0 | 0 | 0 | 0 | 0 | 0 | 0 | 0 | 0
F4_Industrial_Industrial - Int_New_Process_Natural Gas_Process Heating_E10 | F4 | Industrial | Industrial - Int | New | Process | Natural Gas | Process Heating | E10 | Utility - Cost of Equipment | 0 | 0 | 0 | 0 | 0 | 0 | 0 | 0 | 0 | 0 | 0 | 0 | 0 | 0 | 0 | 0 | 0 | 0 | 0 | 0 | 0 | 0 | 0 | 0 | 0 | 0 | 0 | 0 | 0 | 0 | 0 | 0 | 0
F5_Industrial_Industrial - Int_New_Process_Natural Gas_Process Heating_E1 | F5 | Industrial | Industrial - Int | New | Process | Natural Gas | Process Heating | E1 | Utility - Cost of Operation | 0.23859 | 0.23859 | 0.23859 | 0.23859 | 0.23859 | 0.23859 | 0.23859 | 0.23859 | 0.23859 | 0.23859 | 0.23859 | 0.23859 | 0.23859 | 0.23859 | 0.23859 | 0.23859 | 0.23859 | 0.23859 | 0.23859 | 0.23859 | 0.23859 | 0.23859 | 0.23859 | 0.23859 | 0.23859 | 0.23859 | 0.23859 | 0.23859 | 0.23859 | 0.23859 | 0.23859 | 0.23859 | 0.23859
F5_Industrial_Industrial - Int_New_Process_Natural Gas_Process Heating_E2 | F5 | Industrial | Industrial - Int | New | Process | Natural Gas | Process Heating | E2 | Utility - Cost of Operation | 0 | 0 | 0 | 0 | 0 | 0 | 0 | 0 | 0 | 0 | 0 | 0 | 0 | 0 | 0 | 0 | 0 | 0 | 0 | 0 | 0 | 0 | 0 | 0 | 0 | 0 | 0 | 0 | 0 | 0 | 0 | 0 | 0
F5_Industrial_Industrial - Int_New_Process_Natural Gas_Process Heating_E3 | F5 | Industrial | Industrial - Int | New | Process | Natural Gas | Process Heating | E3 | Utility - Cost of Operation | 0 | 0 | 0 | 0 | 0 | 0 | 0 | 0 | 0 | 0 | 0 | 0 | 0 | 0 | 0 | 0 | 0 | 0 | 0 | 0 | 0 | 0 | 0 | 0 | 0 | 0 | 0 | 0 | 0 | 0 | 0 | 0 | 0
F5_Industrial_Industrial - Int_New_Process_Natural Gas_Process Heating_E4 | F5 | Industrial | Industrial - Int | New | Process | Natural Gas | Process Heating | E4 | Utility - Cost of Operation | 0 | 0 | 0 | 0 | 0 | 0 | 0 | 0 | 0 | 0 | 0 | 0 | 0 | 0 | 0 | 0 | 0 | 0 | 0 | 0 | 0 | 0 | 0 | 0 | 0 | 0 | 0 | 0 | 0 | 0 | 0 | 0 | 0
F5_Industrial_Industrial - Int_New_Process_Natural Gas_Process Heating_E5 | F5 | Industrial | Industrial - Int | New | Process | Natural Gas | Process Heating | E5 | Utility - Cost of Operation | 0 | 0 | 0 | 0 | 0 | 0 | 0 | 0 | 0 | 0 | 0 | 0 | 0 | 0 | 0 | 0 | 0 | 0 | 0 | 0 | 0 | 0 | 0 | 0 | 0 | 0 | 0 | 0 | 0 | 0 | 0 | 0 | 0
F5_Industrial_Industrial - Int_New_Process_Natural Gas_Process Heating_E6 | F5 | Industrial | Industrial - Int | New | Process | Natural Gas | Process Heating | E6 | Utility - Cost of Operation | 0 | 0 | 0 | 0 | 0 | 0 | 0 | 0 | 0 | 0 | 0 | 0 | 0 | 0 | 0 | 0 | 0 | 0 | 0 | 0 | 0 | 0 | 0 | 0 | 0 | 0 | 0 | 0 | 0 | 0 | 0 | 0 | 0
F5_Industrial_Industrial - Int_New_Process_Natural Gas_Process Heating_E7 | F5 | Industrial | Industrial - Int | New | Process | Natural Gas | Process Heating | E7 | Utility - Cost of Operation | 0 | 0 | 0 | 0 | 0 | 0 | 0 | 0 | 0 | 0 | 0 | 0 | 0 | 0 | 0 | 0 | 0 | 0 | 0 | 0 | 0 | 0 | 0 | 0 | 0 | 0 | 0 | 0 | 0 | 0 | 0 | 0 | 0
F5_Industrial_Industrial - Int_New_Process_Natural Gas_Process Heating_E8 | F5 | Industrial | Industrial - Int | New | Process | Natural Gas | Process Heating | E8 | Utility - Cost of Operation | 0 | 0 | 0 | 0 | 0 | 0 | 0 | 0 | 0 | 0 | 0 | 0 | 0 | 0 | 0 | 0 | 0 | 0 | 0 | 0 | 0 | 0 | 0 | 0 | 0 | 0 | 0 | 0 | 0 | 0 | 0 | 0 | 0
F5_Industrial_Industrial - Int_New_Process_Natural Gas_Process Heating_E9 | F5 | Industrial | Industrial - Int | New | Process | Natural Gas | Process Heating | E9 | Utility - Cost of Operation | 0 | 0 | 0 | 0 | 0 | 0 | 0 | 0 | 0 | 0 | 0 | 0 | 0 | 0 | 0 | 0 | 0 | 0 | 0 | 0 | 0 | 0 | 0 | 0 | 0 | 0 | 0 | 0 | 0 | 0 | 0 | 0 | 0
F5_Industrial_Industrial - Int_New_Process_Natural Gas_Process Heating_E10 | F5 | Industrial | Industrial - Int | New | Process | Natural Gas | Process Heating | E10 | Utility - Cost of Operation | 0 | 0 | 0 | 0 | 0 | 0 | 0 | 0 | 0 | 0 | 0 | 0 | 0 | 0 | 0 | 0 | 0 | 0 | 0 | 0 | 0 | 0 | 0 | 0 | 0 | 0 | 0 | 0 | 0 | 0 | 0 | 0 | 0
F6_Industrial_Industrial - Int_New_Process_Natural Gas_Process Heating_E1 | F6 | Industrial | Industrial - Int | New | Process | Natural Gas | Process Heating | E1 | Utility - Value of Sales | 105.8145 | 105.8145 | 105.8145 | 105.8145 | 105.8145 | 105.8145 | 105.8145 | 105.8145 | 105.8145 | 105.8145 | 105.8145 | 105.8145 | 105.8145 | 105.8145 | 105.8145 | 105.8145 | 105.8145 | 105.8145 | 105.8145 | 105.8145 | 105.8145 | 105.8145 | 105.8145 | 105.8145 | 105.8145 | 105.8145 | 105.8145 | 105.8145 | 105.8145 | 105.8145 | 105.8145 | 105.8145 | 105.8145
F6_Industrial_Industrial - Int_New_Process_Natural Gas_Process Heating_E2 | F6 | Industrial | Industrial - Int | New | Process | Natural Gas | Process Heating | E2 | Utility - Value of Sales | 0 | 0 | 0 | 0 | 0 | 0 | 0 | 0 | 0 | 0 | 0 | 0 | 0 | 0 | 0 | 0 | 0 | 0 | 0 | 0 | 0 | 0 | 0 | 0 | 0 | 0 | 0 | 0 | 0 | 0 | 0 | 0 | 0
F6_Industrial_Industrial - Int_New_Process_Natural Gas_Process Heating_E3 | F6 | Industrial | Industrial - Int | New | Process | Natural Gas | Process Heating | E3 | Utility - Value of Sales | 0 | 0 | 0 | 0 | 0 | 0 | 0 | 0 | 0 | 0 | 0 | 0 | 0 | 0 | 0 | 0 | 0 | 0 | 0 | 0 | 0 | 0 | 0 | 0 | 0 | 0 | 0 | 0 | 0 | 0 | 0 | 0 | 0
F6_Industrial_Industrial - Int_New_Process_Natural Gas_Process Heating_E4 | F6 | Industrial | Industrial - Int | New | Process | Natural Gas | Process Heating | E4 | Utility - Value of Sales | 0 | 0 | 0 | 0 | 0 | 0 | 0 | 0 | 0 | 0 | 0 | 0 | 0 | 0 | 0 | 0 | 0 | 0 | 0 | 0 | 0 | 0 | 0 | 0 | 0 | 0 | 0 | 0 | 0 | 0 | 0 | 0 | 0
F6_Industrial_Industrial - Int_New_Process_Natural Gas_Process Heating_E5 | F6 | Industrial | Industrial - Int | New | Process | Natural Gas | Process Heating | E5 | Utility - Value of Sales | 0 | 0 | 0 | 0 | 0 | 0 | 0 | 0 | 0 | 0 | 0 | 0 | 0 | 0 | 0 | 0 | 0 | 0 | 0 | 0 | 0 | 0 | 0 | 0 | 0 | 0 | 0 | 0 | 0 | 0 | 0 | 0 | 0
F6_Industrial_Industrial - Int_New_Process_Natural Gas_Process Heating_E6 | F6 | Industrial | Industrial - Int | New | Process | Natural Gas | Process Heating | E6 | Utility - Value of Sales | 0 | 0 | 0 | 0 | 0 | 0 | 0 | 0 | 0 | 0 | 0 | 0 | 0 | 0 | 0 | 0 | 0 | 0 | 0 | 0 | 0 | 0 | 0 | 0 | 0 | 0 | 0 | 0 | 0 | 0 | 0 | 0 | 0
F6_Industrial_Industrial - Int_New_Process_Natural Gas_Process Heating_E7 | F6 | Industrial | Industrial - Int | New | Process | Natural Gas | Process Heating | E7 | Utility - Value of Sales | 0 | 0 | 0 | 0 | 0 | 0 | 0 | 0 | 0 | 0 | 0 | 0 | 0 | 0 | 0 | 0 | 0 | 0 | 0 | 0 | 0 | 0 | 0 | 0 | 0 | 0 | 0 | 0 | 0 | 0 | 0 | 0 | 0
F6_Industrial_Industrial - Int_New_Process_Natural Gas_Process Heating_E8 | F6 | Industrial | Industrial - Int | New | Process | Natural Gas | Process Heating | E8 | Utility - Value of Sales | 0 | 0 | 0 | 0 | 0 | 0 | 0 | 0 | 0 | 0 | 0 | 0 | 0 | 0 | 0 | 0 | 0 | 0 | 0 | 0 | 0 | 0 | 0 | 0 | 0 | 0 | 0 | 0 | 0 | 0 | 0 | 0 | 0
F6_Industrial_Industrial - Int_New_Process_Natural Gas_Process Heating_E9 | F6 | Industrial | Industrial - Int | New | Process | Natural Gas | Process Heating | E9 | Utility - Value of Sales | 0 | 0 | 0 | 0 | 0 | 0 | 0 | 0 | 0 | 0 | 0 | 0 | 0 | 0 | 0 | 0 | 0 | 0 | 0 | 0 | 0 | 0 | 0 | 0 | 0 | 0 | 0 | 0 | 0 | 0 | 0 | 0 | 0
F6_Industrial_Industrial - Int_New_Process_Natural Gas_Process Heating_E10 | F6 | Industrial | Industrial - Int | New | Process | Natural Gas | Process Heating | E10 | Utility - Value of Sales | 0 | 0 | 0 | 0 | 0 | 0 | 0 | 0 | 0 | 0 | 0 | 0 | 0 | 0 | 0 | 0 | 0 | 0 | 0 | 0 | 0 | 0 | 0 | 0 | 0 | 0 | 0 | 0 | 0 | 0 | 0 | 0 | 0
F1_Industrial_Industrial - Int_New_Process_Natural Gas_Process Boiler_E1 | F1 | Industrial | Industrial - Int | New | Process | Natural Gas | Process Boiler | E1 | RVT - Cost of Equipment | 213.0881 | 215.4894 | 218.0845 | 220.8744 | 223.9464 | 227.3508 | 230.3777 | 233.3393 | 236.2965 | 239.2677 | 242.0685 | 244.6208 | 247.0751 | 249.4707 | 251.9169 | 254.2082 | 256.5197 | 258.866 | 261.231 | 263.5781 | 265.8829 | 267.9902 | 269.8696 | 271.5301 | 272.966 | 274.2007 | 275.0567 | 275.6943 | 276.2465 | 276.7181 | 277.1849 | 277.3913 | 277.3913
F1_Industrial_Industrial - Int_New_Process_Natural Gas_Process Boiler_E2 | F1 | Industrial | Industrial - Int | New | Process | Natural Gas | Process Boiler | E2 | RVT - Cost of Equipment | 0 | 0 | 0 | 0 | 0 | 0 | 0 | 0 | 0 | 0 | 0 | 0 | 0 | 0 | 0 | 0 | 0 | 0 | 0 | 0 | 0 | 0 | 0 | 0 | 0 | 0 | 0 | 0 | 0 | 0 | 0 | 0 | 0
F1_Industrial_Industrial - Int_New_Process_Natural Gas_Process Boiler_E3 | F1 | Industrial | Industrial - Int | New | Process | Natural Gas | Process Boiler | E3 | RVT - Cost of Equipment | 0 | 0 | 0 | 0 | 0 | 0 | 0 | 0 | 0 | 0 | 0 | 0 | 0 | 0 | 0 | 0 | 0 | 0 | 0 | 0 | 0 | 0 | 0 | 0 | 0 | 0 | 0 | 0 | 0 | 0 | 0 | 0 | 0
F1_Industrial_Industrial - Int_New_Process_Natural Gas_Process Boiler_E4 | F1 | Industrial | Industrial - Int | New | Process | Natural Gas | Process Boiler | E4 | RVT - Cost of Equipment | 0 | 0 | 0 | 0 | 0 | 0 | 0 | 0 | 0 | 0 | 0 | 0 | 0 | 0 | 0 | 0 | 0 | 0 | 0 | 0 | 0 | 0 | 0 | 0 | 0 | 0 | 0 | 0 | 0 | 0 | 0 | 0 | 0
F1_Industrial_Industrial - Int_New_Process_Natural Gas_Process Boiler_E5 | F1 | Industrial | Industrial - Int | New | Process | Natural Gas | Process Boiler | E5 | RVT - Cost of Equipment | 0 | 0 | 0 | 0 | 0 | 0 | 0 | 0 | 0 | 0 | 0 | 0 | 0 | 0 | 0 | 0 | 0 | 0 | 0 | 0 | 0 | 0 | 0 | 0 | 0 | 0 | 0 | 0 | 0 | 0 | 0 | 0 | 0
F1_Industrial_Industrial - Int_New_Process_Natural Gas_Process Boiler_E6 | F1 | Industrial | Industrial - Int | New | Process | Natural Gas | Process Boiler | E6 | RVT - Cost of Equipment | 0 | 0 | 0 | 0 | 0 | 0 | 0 | 0 | 0 | 0 | 0 | 0 | 0 | 0 | 0 | 0 | 0 | 0 | 0 | 0 | 0 | 0 | 0 | 0 | 0 | 0 | 0 | 0 | 0 | 0 | 0 | 0 | 0
F1_Industrial_Industrial - Int_New_Process_Natural Gas_Process Boiler_E7 | F1 | Industrial | Industrial - Int | New | Process | Natural Gas | Process Boiler | E7 | RVT - Cost of Equipment | 0 | 0 | 0 | 0 | 0 | 0 | 0 | 0 | 0 | 0 | 0 | 0 | 0 | 0 | 0 | 0 | 0 | 0 | 0 | 0 | 0 | 0 | 0 | 0 | 0 | 0 | 0 | 0 | 0 | 0 | 0 | 0 | 0
F1_Industrial_Industrial - Int_New_Process_Natural Gas_Process Boiler_E8 | F1 | Industrial | Industrial - Int | New | Process | Natural Gas | Process Boiler | E8 | RVT - Cost of Equipment | 0 | 0 | 0 | 0 | 0 | 0 | 0 | 0 | 0 | 0 | 0 | 0 | 0 | 0 | 0 | 0 | 0 | 0 | 0 | 0 | 0 | 0 | 0 | 0 | 0 | 0 | 0 | 0 | 0 | 0 | 0 | 0 | 0
F1_Industrial_Industrial - Int_New_Process_Natural Gas_Process Boiler_E9 | F1 | Industrial | Industrial - Int | New | Process | Natural Gas | Process Boiler | E9 | RVT - Cost of Equipment | 0 | 0 | 0 | 0 | 0 | 0 | 0 | 0 | 0 | 0 | 0 | 0 | 0 | 0 | 0 | 0 | 0 | 0 | 0 | 0 | 0 | 0 | 0 | 0 | 0 | 0 | 0 | 0 | 0 | 0 | 0 | 0 | 0
F1_Industrial_Industrial - Int_New_Process_Natural Gas_Process Boiler_E10 | F1 | Industrial | Industrial - Int | New | Process | Natural Gas | Process Boiler | E10 | RVT - Cost of Equipment | 0 | 0 | 0 | 0 | 0 | 0 | 0 | 0 | 0 | 0 | 0 | 0 | 0 | 0 | 0 | 0 | 0 | 0 | 0 | 0 | 0 | 0 | 0 | 0 | 0 | 0 | 0 | 0 | 0 | 0 | 0 | 0 | 0
F2_Industrial_Industrial - Int_New_Process_Natural Gas_Process Boiler_E1 | F2 | Industrial | Industrial - Int | New | Process | Natural Gas | Process Boiler | E1 | RVT - Cost of Operation | 255.2935 | 258.1703 | 261.2794 | 264.6219 | 268.3023 | 272.3811 | 276.0075 | 279.5557 | 283.0986 | 286.6583 | 290.0138 | 293.0716 | 296.0121 | 298.8821 | 301.8129 | 304.558 | 307.3273 | 310.1383 | 312.9717 | 315.7838 | 318.545 | 321.0698 | 323.3214 | 325.3107 | 327.0311 | 328.5102 | 329.5359 | 330.2997 | 330.9613 | 331.5263 | 332.0855 | 332.3328 | 332.3328
F2_Industrial_Industrial - Int_New_Process_Natural Gas_Process Boiler_E2 | F2 | Industrial | Industrial - Int | New | Process | Natural Gas | Process Boiler | E2 | RVT - Cost of Operation | 0 | 0 | 0 | 0 | 0 | 0 | 0 | 0 | 0 | 0 | 0 | 0 | 0 | 0 | 0 | 0 | 0 | 0 | 0 | 0 | 0 | 0 | 0 | 0 | 0 | 0 | 0 | 0 | 0 | 0 | 0 | 0 | 0
F2_Industrial_Industrial - Int_New_Process_Natural Gas_Process Boiler_E3 | F2 | Industrial | Industrial - Int | New | Process | Natural Gas | Process Boiler | E3 | RVT - Cost of Operation | 0 | 0 | 0 | 0 | 0 | 0 | 0 | 0 | 0 | 0 | 0 | 0 | 0 | 0 | 0 | 0 | 0 | 0 | 0 | 0 | 0 | 0 | 0 | 0 | 0 | 0 | 0 | 0 | 0 | 0 | 0 | 0 | 0
F2_Industrial_Industrial - Int_New_Process_Natural Gas_Process Boiler_E4 | F2 | Industrial | Industrial - Int | New | Process | Natural Gas | Process Boiler | E4 | RVT - Cost of Operation | 0 | 0 | 0 | 0 | 0 | 0 | 0 | 0 | 0 | 0 | 0 | 0 | 0 | 0 | 0 | 0 | 0 | 0 | 0 | 0 | 0 | 0 | 0 | 0 | 0 | 0 | 0 | 0 | 0 | 0 | 0 | 0 | 0
F2_Industrial_Industrial - Int_New_Process_Natural Gas_Process Boiler_E5 | F2 | Industrial | Industrial - Int | New | Process | Natural Gas | Process Boiler | E5 | RVT - Cost of Operation | 0 | 0 | 0 | 0 | 0 | 0 | 0 | 0 | 0 | 0 | 0 | 0 | 0 | 0 | 0 | 0 | 0 | 0 | 0 | 0 | 0 | 0 | 0 | 0 | 0 | 0 | 0 | 0 | 0 | 0 | 0 | 0 | 0
F2_Industrial_Industrial - Int_New_Process_Natural Gas_Process Boiler_E6 | F2 | Industrial | Industrial - Int | New | Process | Natural Gas | Process Boiler | E6 | RVT - Cost of Operation | 0 | 0 | 0 | 0 | 0 | 0 | 0 | 0 | 0 | 0 | 0 | 0 | 0 | 0 | 0 | 0 | 0 | 0 | 0 | 0 | 0 | 0 | 0 | 0 | 0 | 0 | 0 | 0 | 0 | 0 | 0 | 0 | 0
F2_Industrial_Industrial - Int_New_Process_Natural Gas_Process Boiler_E7 | F2 | Industrial | Industrial - Int | New | Process | Natural Gas | Process Boiler | E7 | RVT - Cost of Operation | 0 | 0 | 0 | 0 | 0 | 0 | 0 | 0 | 0 | 0 | 0 | 0 | 0 | 0 | 0 | 0 | 0 | 0 | 0 | 0 | 0 | 0 | 0 | 0 | 0 | 0 | 0 | 0 | 0 | 0 | 0 | 0 | 0
F2_Industrial_Industrial - Int_New_Process_Natural Gas_Process Boiler_E8 | F2 | Industrial | Industrial - Int | New | Process | Natural Gas | Process Boiler | E8 | RVT - Cost of Operation | 0 | 0 | 0 | 0 | 0 | 0 | 0 | 0 | 0 | 0 | 0 | 0 | 0 | 0 | 0 | 0 | 0 | 0 | 0 | 0 | 0 | 0 | 0 | 0 | 0 | 0 | 0 | 0 | 0 | 0 | 0 | 0 | 0
F2_Industrial_Industrial - Int_New_Process_Natural Gas_Process Boiler_E9 | F2 | Industrial | Industrial - Int | New | Process | Natural Gas | Process Boiler | E9 | RVT - Cost of Operation | 0 | 0 | 0 | 0 | 0 | 0 | 0 | 0 | 0 | 0 | 0 | 0 | 0 | 0 | 0 | 0 | 0 | 0 | 0 | 0 | 0 | 0 | 0 | 0 | 0 | 0 | 0 | 0 | 0 | 0 | 0 | 0 | 0
F2_Industrial_Industrial - Int_New_Process_Natural Gas_Process Boiler_E10 | F2 | Industrial | Industrial - Int | New | Process | Natural Gas | Process Boiler | E10 | RVT - Cost of Operation | 0 | 0 | 0 | 0 | 0 | 0 | 0 | 0 | 0 | 0 | 0 | 0 | 0 | 0 | 0 | 0 | 0 | 0 | 0 | 0 | 0 | 0 | 0 | 0 | 0 | 0 | 0 | 0 | 0 | 0 | 0 | 0 | 0
F3_Industrial_Industrial - Int_New_Process_Natural Gas_Process Boiler_E1 | F3 | Industrial | Industrial - Int | New | Process | Natural Gas | Process Boiler | E1 | System - kBTUs of Consumption | 3287.9866 | 3287.9866 | 3287.9866 | 3287.9866 | 3287.9866 | 3287.9866 | 3287.9866 | 3287.9866 | 3287.9866 | 3287.9866 | 3287.9866 | 3287.9866 | 3287.9866 | 3287.9866 | 3287.9866 | 3287.9866 | 3287.9866 | 3287.9866 | 3287.9866 | 3287.9866 | 3287.9866 | 3287.9866 | 3287.9866 | 3287.9866 | 3287.9866 | 3287.9866 | 3287.9866 | 3287.9866 | 3287.9866 | 3287.9866 | 3287.9866 | 3287.9866 | 3287.9866
F3_Industrial_Industrial - Int_New_Process_Natural Gas_Process Boiler_E2 | F3 | Industrial | Industrial - Int | New | Process | Natural Gas | Process Boiler | E2 | System - kBTUs of Consumption | 0 | 0 | 0 | 0 | 0 | 0 | 0 | 0 | 0 | 0 | 0 | 0 | 0 | 0 | 0 | 0 | 0 | 0 | 0 | 0 | 0 | 0 | 0 | 0 | 0 | 0 | 0 | 0 | 0 | 0 | 0 | 0 | 0
F3_Industrial_Industrial - Int_New_Process_Natural Gas_Process Boiler_E3 | F3 | Industrial | Industrial - Int | New | Process | Natural Gas | Process Boiler | E3 | System - kBTUs of Consumption | 0 | 0 | 0 | 0 | 0 | 0 | 0 | 0 | 0 | 0 | 0 | 0 | 0 | 0 | 0 | 0 | 0 | 0 | 0 | 0 | 0 | 0 | 0 | 0 | 0 | 0 | 0 | 0 | 0 | 0 | 0 | 0 | 0
F3_Industrial_Industrial - Int_New_Process_Natural Gas_Process Boiler_E4 | F3 | Industrial | Industrial - Int | New | Process | Natural Gas | Process Boiler | E4 | System - kBTUs of Consumption | 0 | 0 | 0 | 0 | 0 | 0 | 0 | 0 | 0 | 0 | 0 | 0 | 0 | 0 | 0 | 0 | 0 | 0 | 0 | 0 | 0 | 0 | 0 | 0 | 0 | 0 | 0 | 0 | 0 | 0 | 0 | 0 | 0
F3_Industrial_Industrial - Int_New_Process_Natural Gas_Process Boiler_E5 | F3 | Industrial | Industrial - Int | New | Process | Natural Gas | Process Boiler | E5 | System - kBTUs of Consumption | 0 | 0 | 0 | 0 | 0 | 0 | 0 | 0 | 0 | 0 | 0 | 0 | 0 | 0 | 0 | 0 | 0 | 0 | 0 | 0 | 0 | 0 | 0 | 0 | 0 | 0 | 0 | 0 | 0 | 0 | 0 | 0 | 0
F3_Industrial_Industrial - Int_New_Process_Natural Gas_Process Boiler_E6 | F3 | Industrial | Industrial - Int | New | Process | Natural Gas | Process Boiler | E6 | System - kBTUs of Consumption | 0 | 0 | 0 | 0 | 0 | 0 | 0 | 0 | 0 | 0 | 0 | 0 | 0 | 0 | 0 | 0 | 0 | 0 | 0 | 0 | 0 | 0 | 0 | 0 | 0 | 0 | 0 | 0 | 0 | 0 | 0 | 0 | 0
F3_Industrial_Industrial - Int_New_Process_Natural Gas_Process Boiler_E7 | F3 | Industrial | Industrial - Int | New | Process | Natural Gas | Process Boiler | E7 | System - kBTUs of Consumption | 0 | 0 | 0 | 0 | 0 | 0 | 0 | 0 | 0 | 0 | 0 | 0 | 0 | 0 | 0 | 0 | 0 | 0 | 0 | 0 | 0 | 0 | 0 | 0 | 0 | 0 | 0 | 0 | 0 | 0 | 0 | 0 | 0
F3_Industrial_Industrial - Int_New_Process_Natural Gas_Process Boiler_E8 | F3 | Industrial | Industrial - Int | New | Process | Natural Gas | Process Boiler | E8 | System - kBTUs of Consumption | 0 | 0 | 0 | 0 | 0 | 0 | 0 | 0 | 0 | 0 | 0 | 0 | 0 | 0 | 0 | 0 | 0 | 0 | 0 | 0 | 0 | 0 | 0 | 0 | 0 | 0 | 0 | 0 | 0 | 0 | 0 | 0 | 0
F3_Industrial_Industrial - Int_New_Process_Natural Gas_Process Boiler_E9 | F3 | Industrial | Industrial - Int | New | Process | Natural Gas | Process Boiler | E9 | System - kBTUs of Consumption | 0 | 0 | 0 | 0 | 0 | 0 | 0 | 0 | 0 | 0 | 0 | 0 | 0 | 0 | 0 | 0 | 0 | 0 | 0 | 0 | 0 | 0 | 0 | 0 | 0 | 0 | 0 | 0 | 0 | 0 | 0 | 0 | 0
F3_Industrial_Industrial - Int_New_Process_Natural Gas_Process Boiler_E10 | F3 | Industrial | Industrial - Int | New | Process | Natural Gas | Process Boiler | E10 | System - kBTUs of Consumption | 0 | 0 | 0 | 0 | 0 | 0 | 0 | 0 | 0 | 0 | 0 | 0 | 0 | 0 | 0 | 0 | 0 | 0 | 0 | 0 | 0 | 0 | 0 | 0 | 0 | 0 | 0 | 0 | 0 | 0 | 0 | 0 | 0
F4_Industrial_Industrial - Int_New_Process_Natural Gas_Process Boiler_E1 | F4 | Industrial | Industrial - Int | New | Process | Natural Gas | Process Boiler | E1 | Utility - Cost of Equipment | 255.2935 | 258.1703 | 261.2794 | 264.6219 | 268.3023 | 272.3811 | 276.0075 | 279.5557 | 283.0986 | 286.6583 | 290.0138 | 293.0716 | 296.0121 | 298.8821 | 301.8129 | 304.558 | 307.3273 | 310.1383 | 312.9717 | 315.7838 | 318.545 | 321.0698 | 323.3214 | 325.3107 | 327.0311 | 328.5102 | 329.5359 | 330.2997 | 330.9613 | 331.5263 | 332.0855 | 332.3328 | 332.3328
F4_Industrial_Industrial - Int_New_Process_Natural Gas_Process Boiler_E2 | F4 | Industrial | Industrial - Int | New | Process | Natural Gas | Process Boiler | E2 | Utility - Cost of Equipment | 0 | 0 | 0 | 0 | 0 | 0 | 0 | 0 | 0 | 0 | 0 | 0 | 0 | 0 | 0 | 0 | 0 | 0 | 0 | 0 | 0 | 0 | 0 | 0 | 0 | 0 | 0 | 0 | 0 | 0 | 0 | 0 | 0
F4_Industrial_Industrial - Int_New_Process_Natural Gas_Process Boiler_E3 | F4 | Industrial | Industrial - Int | New | Process | Natural Gas | Process Boiler | E3 | Utility - Cost of Equipment | 0 | 0 | 0 | 0 | 0 | 0 | 0 | 0 | 0 | 0 | 0 | 0 | 0 | 0 | 0 | 0 | 0 | 0 | 0 | 0 | 0 | 0 | 0 | 0 | 0 | 0 | 0 | 0 | 0 | 0 | 0 | 0 | 0
F4_Industrial_Industrial - Int_New_Process_Natural Gas_Process Boiler_E4 | F4 | Industrial | Industrial - Int | New | Process | Natural Gas | Process Boiler | E4 | Utility - Cost of Equipment | 0 | 0 | 0 | 0 | 0 | 0 | 0 | 0 | 0 | 0 | 0 | 0 | 0 | 0 | 0 | 0 | 0 | 0 | 0 | 0 | 0 | 0 | 0 | 0 | 0 | 0 | 0 | 0 | 0 | 0 | 0 | 0 | 0
F4_Industrial_Industrial - Int_New_Process_Natural Gas_Process Boiler_E5 | F4 | Industrial | Industrial - Int | New | Process | Natural Gas | Process Boiler | E5 | Utility - Cost of Equipment | 0 | 0 | 0 | 0 | 0 | 0 | 0 | 0 | 0 | 0 | 0 | 0 | 0 | 0 | 0 | 0 | 0 | 0 | 0 | 0 | 0 | 0 | 0 | 0 | 0 | 0 | 0 | 0 | 0 | 0 | 0 | 0 | 0
F4_Industrial_Industrial - Int_New_Process_Natural Gas_Process Boiler_E6 | F4 | Industrial | Industrial - Int | New | Process | Natural Gas | Process Boiler | E6 | Utility - Cost of Equipment | 0 | 0 | 0 | 0 | 0 | 0 | 0 | 0 | 0 | 0 | 0 | 0 | 0 | 0 | 0 | 0 | 0 | 0 | 0 | 0 | 0 | 0 | 0 | 0 | 0 | 0 | 0 | 0 | 0 | 0 | 0 | 0 | 0
F4_Industrial_Industrial - Int_New_Process_Natural Gas_Process Boiler_E7 | F4 | Industrial | Industrial - Int | New | Process | Natural Gas | Process Boiler | E7 | Utility - Cost of Equipment | 0 | 0 | 0 | 0 | 0 | 0 | 0 | 0 | 0 | 0 | 0 | 0 | 0 | 0 | 0 | 0 | 0 | 0 | 0 | 0 | 0 | 0 | 0 | 0 | 0 | 0 | 0 | 0 | 0 | 0 | 0 | 0 | 0
F4_Industrial_Industrial - Int_New_Process_Natural Gas_Process Boiler_E8 | F4 | Industrial | Industrial - Int | New | Process | Natural Gas | Process Boiler | E8 | Utility - Cost of Equipment | 0 | 0 | 0 | 0 | 0 | 0 | 0 | 0 | 0 | 0 | 0 | 0 | 0 | 0 | 0 | 0 | 0 | 0 | 0 | 0 | 0 | 0 | 0 | 0 | 0 | 0 | 0 | 0 | 0 | 0 | 0 | 0 | 0
F4_Industrial_Industrial - Int_New_Process_Natural Gas_Process Boiler_E9 | F4 | Industrial | Industrial - Int | New | Process | Natural Gas | Process Boiler | E9 | Utility - Cost of Equipment | 0 | 0 | 0 | 0 | 0 | 0 | 0 | 0 | 0 | 0 | 0 | 0 | 0 | 0 | 0 | 0 | 0 | 0 | 0 | 0 | 0 | 0 | 0 | 0 | 0 | 0 | 0 | 0 | 0 | 0 | 0 | 0 | 0
F4_Industrial_Industrial - Int_New_Process_Natural Gas_Process Boiler_E10 | F4 | Industrial | Industrial - Int | New | Process | Natural Gas | Process Boiler | E10 | Utility - Cost of Equipment | 0 | 0 | 0 | 0 | 0 | 0 | 0 | 0 | 0 | 0 | 0 | 0 | 0 | 0 | 0 | 0 | 0 | 0 | 0 | 0 | 0 | 0 | 0 | 0 | 0 | 0 | 0 | 0 | 0 | 0 | 0 | 0 | 0
F5_Industrial_Industrial - Int_New_Process_Natural Gas_Process Boiler_E1 | F5 | Industrial | Industrial - Int | New | Process | Natural Gas | Process Boiler | E1 | Utility - Cost of Operation | 3287.9866 | 3287.9866 | 3287.9866 | 3287.9866 | 3287.9866 | 3287.9866 | 3287.9866 | 3287.9866 | 3287.9866 | 3287.9866 | 3287.9866 | 3287.9866 | 3287.9866 | 3287.9866 | 3287.9866 | 3287.9866 | 3287.9866 | 3287.9866 | 3287.9866 | 3287.9866 | 3287.9866 | 3287.9866 | 3287.9866 | 3287.9866 | 3287.9866 | 3287.9866 | 3287.9866 | 3287.9866 | 3287.9866 | 3287.9866 | 3287.9866 | 3287.9866 | 3287.9866
F5_Industrial_Industrial - Int_New_Process_Natural Gas_Process Boiler_E2 | F5 | Industrial | Industrial - Int | New | Process | Natural Gas | Process Boiler | E2 | Utility - Cost of Operation | 0 | 0 | 0 | 0 | 0 | 0 | 0 | 0 | 0 | 0 | 0 | 0 | 0 | 0 | 0 | 0 | 0 | 0 | 0 | 0 | 0 | 0 | 0 | 0 | 0 | 0 | 0 | 0 | 0 | 0 | 0 | 0 | 0
F5_Industrial_Industrial - Int_New_Process_Natural Gas_Process Boiler_E3 | F5 | Industrial | Industrial - Int | New | Process | Natural Gas | Process Boiler | E3 | Utility - Cost of Operation | 0 | 0 | 0 | 0 | 0 | 0 | 0 | 0 | 0 | 0 | 0 | 0 | 0 | 0 | 0 | 0 | 0 | 0 | 0 | 0 | 0 | 0 | 0 | 0 | 0 | 0 | 0 | 0 | 0 | 0 | 0 | 0 | 0
F5_Industrial_Industrial - Int_New_Process_Natural Gas_Process Boiler_E4 | F5 | Industrial | Industrial - Int | New | Process | Natural Gas | Process Boiler | E4 | Utility - Cost of Operation | 0 | 0 | 0 | 0 | 0 | 0 | 0 | 0 | 0 | 0 | 0 | 0 | 0 | 0 | 0 | 0 | 0 | 0 | 0 | 0 | 0 | 0 | 0 | 0 | 0 | 0 | 0 | 0 | 0 | 0 | 0 | 0 | 0
F5_Industrial_Industrial - Int_New_Process_Natural Gas_Process Boiler_E5 | F5 | Industrial | Industrial - Int | New | Process | Natural Gas | Process Boiler | E5 | Utility - Cost of Operation | 0 | 0 | 0 | 0 | 0 | 0 | 0 | 0 | 0 | 0 | 0 | 0 | 0 | 0 | 0 | 0 | 0 | 0 | 0 | 0 | 0 | 0 | 0 | 0 | 0 | 0 | 0 | 0 | 0 | 0 | 0 | 0 | 0
F5_Industrial_Industrial - Int_New_Process_Natural Gas_Process Boiler_E6 | F5 | Industrial | Industrial - Int | New | Process | Natural Gas | Process Boiler | E6 | Utility - Cost of Operation | 0 | 0 | 0 | 0 | 0 | 0 | 0 | 0 | 0 | 0 | 0 | 0 | 0 | 0 | 0 | 0 | 0 | 0 | 0 | 0 | 0 | 0 | 0 | 0 | 0 | 0 | 0 | 0 | 0 | 0 | 0 | 0 | 0
F5_Industrial_Industrial - Int_New_Process_Natural Gas_Process Boiler_E7 | F5 | Industrial | Industrial - Int | New | Process | Natural Gas | Process Boiler | E7 | Utility - Cost of Operation | 0 | 0 | 0 | 0 | 0 | 0 | 0 | 0 | 0 | 0 | 0 | 0 | 0 | 0 | 0 | 0 | 0 | 0 | 0 | 0 | 0 | 0 | 0 | 0 | 0 | 0 | 0 | 0 | 0 | 0 | 0 | 0 | 0
F5_Industrial_Industrial - Int_New_Process_Natural Gas_Process Boiler_E8 | F5 | Industrial | Industrial - Int | New | Process | Natural Gas | Process Boiler | E8 | Utility - Cost of Operation | 0 | 0 | 0 | 0 | 0 | 0 | 0 | 0 | 0 | 0 | 0 | 0 | 0 | 0 | 0 | 0 | 0 | 0 | 0 | 0 | 0 | 0 | 0 | 0 | 0 | 0 | 0 | 0 | 0 | 0 | 0 | 0 | 0
F5_Industrial_Industrial - Int_New_Process_Natural Gas_Process Boiler_E9 | F5 | Industrial | Industrial - Int | New | Process | Natural Gas | Process Boiler | E9 | Utility - Cost of Operation | 0 | 0 | 0 | 0 | 0 | 0 | 0 | 0 | 0 | 0 | 0 | 0 | 0 | 0 | 0 | 0 | 0 | 0 | 0 | 0 | 0 | 0 | 0 | 0 | 0 | 0 | 0 | 0 | 0 | 0 | 0 | 0 | 0
F5_Industrial_Industrial - Int_New_Process_Natural Gas_Process Boiler_E10 | F5 | Industrial | Industrial - Int | New | Process | Natural Gas | Process Boiler | E10 | Utility - Cost of Operation | 0 | 0 | 0 | 0 | 0 | 0 | 0 | 0 | 0 | 0 | 0 | 0 | 0 | 0 | 0 | 0 | 0 | 0 | 0 | 0 | 0 | 0 | 0 | 0 | 0 | 0 | 0 | 0 | 0 | 0 | 0 | 0 | 0
F6_Industrial_Industrial - Int_New_Process_Natural Gas_Process Boiler_E1 | F6 | Industrial | Industrial - Int | New | Process | Natural Gas | Process Boiler | E1 | Utility - Value of Sales | 204.2643 | 204.2643 | 204.2643 | 204.2643 | 204.2643 | 204.2643 | 204.2643 | 204.2643 | 204.2643 | 204.2643 | 204.2643 | 204.2643 | 204.2643 | 204.2643 | 204.2643 | 204.2643 | 204.2643 | 204.2643 | 204.2643 | 204.2643 | 204.2643 | 204.2643 | 204.2643 | 204.2643 | 204.2643 | 204.2643 | 204.2643 | 204.2643 | 204.2643 | 204.2643 | 204.2643 | 204.2643 | 204.2643
F6_Industrial_Industrial - Int_New_Process_Natural Gas_Process Boiler_E2 | F6 | Industrial | Industrial - Int | New | Process | Natural Gas | Process Boiler | E2 | Utility - Value of Sales | 0 | 0 | 0 | 0 | 0 | 0 | 0 | 0 | 0 | 0 | 0 | 0 | 0 | 0 | 0 | 0 | 0 | 0 | 0 | 0 | 0 | 0 | 0 | 0 | 0 | 0 | 0 | 0 | 0 | 0 | 0 | 0 | 0
F6_Industrial_Industrial - Int_New_Process_Natural Gas_Process Boiler_E3 | F6 | Industrial | Industrial - Int | New | Process | Natural Gas | Process Boiler | E3 | Utility - Value of Sales | 0 | 0 | 0 | 0 | 0 | 0 | 0 | 0 | 0 | 0 | 0 | 0 | 0 | 0 | 0 | 0 | 0 | 0 | 0 | 0 | 0 | 0 | 0 | 0 | 0 | 0 | 0 | 0 | 0 | 0 | 0 | 0 | 0
F6_Industrial_Industrial - Int_New_Process_Natural Gas_Process Boiler_E4 | F6 | Industrial | Industrial - Int | New | Process | Natural Gas | Process Boiler | E4 | Utility - Value of Sales | 0 | 0 | 0 | 0 | 0 | 0 | 0 | 0 | 0 | 0 | 0 | 0 | 0 | 0 | 0 | 0 | 0 | 0 | 0 | 0 | 0 | 0 | 0 | 0 | 0 | 0 | 0 | 0 | 0 | 0 | 0 | 0 | 0
F6_Industrial_Industrial - Int_New_Process_Natural Gas_Process Boiler_E5 | F6 | Industrial | Industrial - Int | New | Process | Natural Gas | Process Boiler | E5 | Utility - Value of Sales | 0 | 0 | 0 | 0 | 0 | 0 | 0 | 0 | 0 | 0 | 0 | 0 | 0 | 0 | 0 | 0 | 0 | 0 | 0 | 0 | 0 | 0 | 0 | 0 | 0 | 0 | 0 | 0 | 0 | 0 | 0 | 0 | 0
F6_Industrial_Industrial - Int_New_Process_Natural Gas_Process Boiler_E6 | F6 | Industrial | Industrial - Int | New | Process | Natural Gas | Process Boiler | E6 | Utility - Value of Sales | 0 | 0 | 0 | 0 | 0 | 0 | 0 | 0 | 0 | 0 | 0 | 0 | 0 | 0 | 0 | 0 | 0 | 0 | 0 | 0 | 0 | 0 | 0 | 0 | 0 | 0 | 0 | 0 | 0 | 0 | 0 | 0 | 0
F6_Industrial_Industrial - Int_New_Process_Natural Gas_Process Boiler_E7 | F6 | Industrial | Industrial - Int | New | Process | Natural Gas | Process Boiler | E7 | Utility - Value of Sales | 0 | 0 | 0 | 0 | 0 | 0 | 0 | 0 | 0 | 0 | 0 | 0 | 0 | 0 | 0 | 0 | 0 | 0 | 0 | 0 | 0 | 0 | 0 | 0 | 0 | 0 | 0 | 0 | 0 | 0 | 0 | 0 | 0
F6_Industrial_Industrial - Int_New_Process_Natural Gas_Process Boiler_E8 | F6 | Industrial | Industrial - Int | New | Process | Natural Gas | Process Boiler | E8 | Utility - Value of Sales | 0 | 0 | 0 | 0 | 0 | 0 | 0 | 0 | 0 | 0 | 0 | 0 | 0 | 0 | 0 | 0 | 0 | 0 | 0 | 0 | 0 | 0 | 0 | 0 | 0 | 0 | 0 | 0 | 0 | 0 | 0 | 0 | 0
F6_Industrial_Industrial - Int_New_Process_Natural Gas_Process Boiler_E9 | F6 | Industrial | Industrial - Int | New | Process | Natural Gas | Process Boiler | E9 | Utility - Value of Sales | 0 | 0 | 0 | 0 | 0 | 0 | 0 | 0 | 0 | 0 | 0 | 0 | 0 | 0 | 0 | 0 | 0 | 0 | 0 | 0 | 0 | 0 | 0 | 0 | 0 | 0 | 0 | 0 | 0 | 0 | 0 | 0 | 0
F6_Industrial_Industrial - Int_New_Process_Natural Gas_Process Boiler_E10 | F6 | Industrial | Industrial - Int | New | Process | Natural Gas | Process Boiler | E10 | Utility - Value of Sales | 0 | 0 | 0 | 0 | 0 | 0 | 0 | 0 | 0 | 0 | 0 | 0 | 0 | 0 | 0 | 0 | 0 | 0 | 0 | 0 | 0 | 0 | 0 | 0 | 0 | 0 | 0 | 0 | 0 | 0 | 0 | 0 | 0
F1_Industrial_Industrial - Int_New_Process_Natural Gas_Process Cooling_E1 | F1 | Industrial | Industrial - Int | New | Process | Natural Gas | Process Cooling | E1 | RVT - Cost of Equipment | 0.42677 | 0.42862 | 0.43157 | 0.43608 | 0.44323 | 0.45311 | 0.46042 | 0.46766 | 0.47535 | 0.48345 | 0.49036 | 0.49542 | 0.49977 | 0.50397 | 0.50884 | 0.51305 | 0.51812 | 0.52435 | 0.53194 | 0.54077 | 0.5506 | 0.56018 | 0.56913 | 0.57751 | 0.5853 | 0.59232 | 0.5971 | 0.60074 | 0.60418 | 0.60746 | 0.61091 | 0.61243 | 0.61243
F1_Industrial_Industrial - Int_New_Process_Natural Gas_Process Cooling_E2 | F1 | Industrial | Industrial - Int | New | Process | Natural Gas | Process Cooling | E2 | RVT - Cost of Equipment | 0 | 0 | 0 | 0 | 0 | 0 | 0 | 0 | 0 | 0 | 0 | 0 | 0 | 0 | 0 | 0 | 0 | 0 | 0 | 0 | 0 | 0 | 0 | 0 | 0 | 0 | 0 | 0 | 0 | 0 | 0 | 0 | 0
F1_Industrial_Industrial - Int_New_Process_Natural Gas_Process Cooling_E3 | F1 | Industrial | Industrial - Int | New | Process | Natural Gas | Process Cooling | E3 | RVT - Cost of Equipment | 0 | 0 | 0 | 0 | 0 | 0 | 0 | 0 | 0 | 0 | 0 | 0 | 0 | 0 | 0 | 0 | 0 | 0 | 0 | 0 | 0 | 0 | 0 | 0 | 0 | 0 | 0 | 0 | 0 | 0 | 0 | 0 | 0
F1_Industrial_Industrial - Int_New_Process_Natural Gas_Process Cooling_E4 | F1 | Industrial | Industrial - Int | New | Process | Natural Gas | Process Cooling | E4 | RVT - Cost of Equipment | 0 | 0 | 0 | 0 | 0 | 0 | 0 | 0 | 0 | 0 | 0 | 0 | 0 | 0 | 0 | 0 | 0 | 0 | 0 | 0 | 0 | 0 | 0 | 0 | 0 | 0 | 0 | 0 | 0 | 0 | 0 | 0 | 0
F1_Industrial_Industrial - Int_New_Process_Natural Gas_Process Cooling_E5 | F1 | Industrial | Industrial - Int | New | Process | Natural Gas | Process Cooling | E5 | RVT - Cost of Equipment | 0 | 0 | 0 | 0 | 0 | 0 | 0 | 0 | 0 | 0 | 0 | 0 | 0 | 0 | 0 | 0 | 0 | 0 | 0 | 0 | 0 | 0 | 0 | 0 | 0 | 0 | 0 | 0 | 0 | 0 | 0 | 0 | 0
F1_Industrial_Industrial - Int_New_Process_Natural Gas_Process Cooling_E6 | F1 | Industrial | Industrial - Int | New | Process | Natural Gas | Process Cooling | E6 | RVT - Cost of Equipment | 0 | 0 | 0 | 0 | 0 | 0 | 0 | 0 | 0 | 0 | 0 | 0 | 0 | 0 | 0 | 0 | 0 | 0 | 0 | 0 | 0 | 0 | 0 | 0 | 0 | 0 | 0 | 0 | 0 | 0 | 0 | 0 | 0
F1_Industrial_Industrial - Int_New_Process_Natural Gas_Process Cooling_E7 | F1 | Industrial | Industrial - Int | New | Process | Natural Gas | Process Cooling | E7 | RVT - Cost of Equipment | 0 | 0 | 0 | 0 | 0 | 0 | 0 | 0 | 0 | 0 | 0 | 0 | 0 | 0 | 0 | 0 | 0 | 0 | 0 | 0 | 0 | 0 | 0 | 0 | 0 | 0 | 0 | 0 | 0 | 0 | 0 | 0 | 0
F1_Industrial_Industrial - Int_New_Process_Natural Gas_Process Cooling_E8 | F1 | Industrial | Industrial - Int | New | Process | Natural Gas | Process Cooling | E8 | RVT - Cost of Equipment | 0 | 0 | 0 | 0 | 0 | 0 | 0 | 0 | 0 | 0 | 0 | 0 | 0 | 0 | 0 | 0 | 0 | 0 | 0 | 0 | 0 | 0 | 0 | 0 | 0 | 0 | 0 | 0 | 0 | 0 | 0 | 0 | 0
F1_Industrial_Industrial - Int_New_Process_Natural Gas_Process Cooling_E9 | F1 | Industrial | Industrial - Int | New | Process | Natural Gas | Process Cooling | E9 | RVT - Cost of Equipment | 0 | 0 | 0 | 0 | 0 | 0 | 0 | 0 | 0 | 0 | 0 | 0 | 0 | 0 | 0 | 0 | 0 | 0 | 0 | 0 | 0 | 0 | 0 | 0 | 0 | 0 | 0 | 0 | 0 | 0 | 0 | 0 | 0
F1_Industrial_Industrial - Int_New_Process_Natural Gas_Process Cooling_E10 | F1 | Industrial | Industrial - Int | New | Process | Natural Gas | Process Cooling | E10 | RVT - Cost of Equipment | 0 | 0 | 0 | 0 | 0 | 0 | 0 | 0 | 0 | 0 | 0 | 0 | 0 | 0 | 0 | 0 | 0 | 0 | 0 | 0 | 0 | 0 | 0 | 0 | 0 | 0 | 0 | 0 | 0 | 0 | 0 | 0 | 0
F2_Industrial_Industrial - Int_New_Process_Natural Gas_Process Cooling_E1 | F2 | Industrial | Industrial - Int | New | Process | Natural Gas | Process Cooling | E1 | RVT - Cost of Operation | 0.5113 | 0.51352 | 0.51705 | 0.52245 | 0.53102 | 0.54286 | 0.55162 | 0.56029 | 0.5695 | 0.57921 | 0.58749 | 0.59354 | 0.59876 | 0.60379 | 0.60962 | 0.61466 | 0.62074 | 0.62821 | 0.63729 | 0.64788 | 0.65966 | 0.67114 | 0.68185 | 0.6919 | 0.70123 | 0.70964 | 0.71536 | 0.71973 | 0.72385 | 0.72778 | 0.73191 | 0.73373 | 0.73373
F2_Industrial_Industrial - Int_New_Process_Natural Gas_Process Cooling_E2 | F2 | Industrial | Industrial - Int | New | Process | Natural Gas | Process Cooling | E2 | RVT - Cost of Operation | 0 | 0 | 0 | 0 | 0 | 0 | 0 | 0 | 0 | 0 | 0 | 0 | 0 | 0 | 0 | 0 | 0 | 0 | 0 | 0 | 0 | 0 | 0 | 0 | 0 | 0 | 0 | 0 | 0 | 0 | 0 | 0 | 0
F2_Industrial_Industrial - Int_New_Process_Natural Gas_Process Cooling_E3 | F2 | Industrial | Industrial - Int | New | Process | Natural Gas | Process Cooling | E3 | RVT - Cost of Operation | 0 | 0 | 0 | 0 | 0 | 0 | 0 | 0 | 0 | 0 | 0 | 0 | 0 | 0 | 0 | 0 | 0 | 0 | 0 | 0 | 0 | 0 | 0 | 0 | 0 | 0 | 0 | 0 | 0 | 0 | 0 | 0 | 0
F2_Industrial_Industrial - Int_New_Process_Natural Gas_Process Cooling_E4 | F2 | Industrial | Industrial - Int | New | Process | Natural Gas | Process Cooling | E4 | RVT - Cost of Operation | 0 | 0 | 0 | 0 | 0 | 0 | 0 | 0 | 0 | 0 | 0 | 0 | 0 | 0 | 0 | 0 | 0 | 0 | 0 | 0 | 0 | 0 | 0 | 0 | 0 | 0 | 0 | 0 | 0 | 0 | 0 | 0 | 0
F2_Industrial_Industrial - Int_New_Process_Natural Gas_Process Cooling_E5 | F2 | Industrial | Industrial - Int | New | Process | Natural Gas | Process Cooling | E5 | RVT - Cost of Operation | 0 | 0 | 0 | 0 | 0 | 0 | 0 | 0 | 0 | 0 | 0 | 0 | 0 | 0 | 0 | 0 | 0 | 0 | 0 | 0 | 0 | 0 | 0 | 0 | 0 | 0 | 0 | 0 | 0 | 0 | 0 | 0 | 0
F2_Industrial_Industrial - Int_New_Process_Natural Gas_Process Cooling_E6 | F2 | Industrial | Industrial - Int | New | Process | Natural Gas | Process Cooling | E6 | RVT - Cost of Operation | 0 | 0 | 0 | 0 | 0 | 0 | 0 | 0 | 0 | 0 | 0 | 0 | 0 | 0 | 0 | 0 | 0 | 0 | 0 | 0 | 0 | 0 | 0 | 0 | 0 | 0 | 0 | 0 | 0 | 0 | 0 | 0 | 0
F2_Industrial_Industrial - Int_New_Process_Natural Gas_Process Cooling_E7 | F2 | Industrial | Industrial - Int | New | Process | Natural Gas | Process Cooling | E7 | RVT - Cost of Operation | 0 | 0 | 0 | 0 | 0 | 0 | 0 | 0 | 0 | 0 | 0 | 0 | 0 | 0 | 0 | 0 | 0 | 0 | 0 | 0 | 0 | 0 | 0 | 0 | 0 | 0 | 0 | 0 | 0 | 0 | 0 | 0 | 0
F2_Industrial_Industrial - Int_New_Process_Natural Gas_Process Cooling_E8 | F2 | Industrial | Industrial - Int | New | Process | Natural Gas | Process Cooling | E8 | RVT - Cost of Operation | 0 | 0 | 0 | 0 | 0 | 0 | 0 | 0 | 0 | 0 | 0 | 0 | 0 | 0 | 0 | 0 | 0 | 0 | 0 | 0 | 0 | 0 | 0 | 0 | 0 | 0 | 0 | 0 | 0 | 0 | 0 | 0 | 0
F2_Industrial_Industrial - Int_New_Process_Natural Gas_Process Cooling_E9 | F2 | Industrial | Industrial - Int | New | Process | Natural Gas | Process Cooling | E9 | RVT - Cost of Operation | 0 | 0 | 0 | 0 | 0 | 0 | 0 | 0 | 0 | 0 | 0 | 0 | 0 | 0 | 0 | 0 | 0 | 0 | 0 | 0 | 0 | 0 | 0 | 0 | 0 | 0 | 0 | 0 | 0 | 0 | 0 | 0 | 0
F2_Industrial_Industrial - Int_New_Process_Natural Gas_Process Cooling_E10 | F2 | Industrial | Industrial - Int | New | Process | Natural Gas | Process Cooling | E10 | RVT - Cost of Operation | 0 | 0 | 0 | 0 | 0 | 0 | 0 | 0 | 0 | 0 | 0 | 0 | 0 | 0 | 0 | 0 | 0 | 0 | 0 | 0 | 0 | 0 | 0 | 0 | 0 | 0 | 0 | 0 | 0 | 0 | 0 | 0 | 0
F3_Industrial_Industrial - Int_New_Process_Natural Gas_Process Cooling_E1 | F3 | Industrial | Industrial - Int | New | Process | Natural Gas | Process Cooling | E1 | System - kBTUs of Consumption | 0.23859 | 0.23859 | 0.23859 | 0.23859 | 0.23859 | 0.23859 | 0.23859 | 0.23859 | 0.23859 | 0.23859 | 0.23859 | 0.23859 | 0.23859 | 0.23859 | 0.23859 | 0.23859 | 0.23859 | 0.23859 | 0.23859 | 0.23859 | 0.23859 | 0.23859 | 0.23859 | 0.23859 | 0.23859 | 0.23859 | 0.23859 | 0.23859 | 0.23859 | 0.23859 | 0.23859 | 0.23859 | 0.23859
F3_Industrial_Industrial - Int_New_Process_Natural Gas_Process Cooling_E2 | F3 | Industrial | Industrial - Int | New | Process | Natural Gas | Process Cooling | E2 | System - kBTUs of Consumption | 0 | 0 | 0 | 0 | 0 | 0 | 0 | 0 | 0 | 0 | 0 | 0 | 0 | 0 | 0 | 0 | 0 | 0 | 0 | 0 | 0 | 0 | 0 | 0 | 0 | 0 | 0 | 0 | 0 | 0 | 0 | 0 | 0
F3_Industrial_Industrial - Int_New_Process_Natural Gas_Process Cooling_E3 | F3 | Industrial | Industrial - Int | New | Process | Natural Gas | Process Cooling | E3 | System - kBTUs of Consumption | 0 | 0 | 0 | 0 | 0 | 0 | 0 | 0 | 0 | 0 | 0 | 0 | 0 | 0 | 0 | 0 | 0 | 0 | 0 | 0 | 0 | 0 | 0 | 0 | 0 | 0 | 0 | 0 | 0 | 0 | 0 | 0 | 0
F3_Industrial_Industrial - Int_New_Process_Natural Gas_Process Cooling_E4 | F3 | Industrial | Industrial - Int | New | Process | Natural Gas | Process Cooling | E4 | System - kBTUs of Consumption | 0 | 0 | 0 | 0 | 0 | 0 | 0 | 0 | 0 | 0 | 0 | 0 | 0 | 0 | 0 | 0 | 0 | 0 | 0 | 0 | 0 | 0 | 0 | 0 | 0 | 0 | 0 | 0 | 0 | 0 | 0 | 0 | 0
F3_Industrial_Industrial - Int_New_Process_Natural Gas_Process Cooling_E5 | F3 | Industrial | Industrial - Int | New | Process | Natural Gas | Process Cooling | E5 | System - kBTUs of Consumption | 0 | 0 | 0 | 0 | 0 | 0 | 0 | 0 | 0 | 0 | 0 | 0 | 0 | 0 | 0 | 0 | 0 | 0 | 0 | 0 | 0 | 0 | 0 | 0 | 0 | 0 | 0 | 0 | 0 | 0 | 0 | 0 | 0
F3_Industrial_Industrial - Int_New_Process_Natural Gas_Process Cooling_E6 | F3 | Industrial | Industrial - Int | New | Process | Natural Gas | Process Cooling | E6 | System - kBTUs of Consumption | 0 | 0 | 0 | 0 | 0 | 0 | 0 | 0 | 0 | 0 | 0 | 0 | 0 | 0 | 0 | 0 | 0 | 0 | 0 | 0 | 0 | 0 | 0 | 0 | 0 | 0 | 0 | 0 | 0 | 0 | 0 | 0 | 0
F3_Industrial_Industrial - Int_New_Process_Natural Gas_Process Cooling_E7 | F3 | Industrial | Industrial - Int | New | Process | Natural Gas | Process Cooling | E7 | System - kBTUs of Consumption | 0 | 0 | 0 | 0 | 0 | 0 | 0 | 0 | 0 | 0 | 0 | 0 | 0 | 0 | 0 | 0 | 0 | 0 | 0 | 0 | 0 | 0 | 0 | 0 | 0 | 0 | 0 | 0 | 0 | 0 | 0 | 0 | 0
F3_Industrial_Industrial - Int_New_Process_Natural Gas_Process Cooling_E8 | F3 | Industrial | Industrial - Int | New | Process | Natural Gas | Process Cooling | E8 | System - kBTUs of Consumption | 0 | 0 | 0 | 0 | 0 | 0 | 0 | 0 | 0 | 0 | 0 | 0 | 0 | 0 | 0 | 0 | 0 | 0 | 0 | 0 | 0 | 0 | 0 | 0 | 0 | 0 | 0 | 0 | 0 | 0 | 0 | 0 | 0
F3_Industrial_Industrial - Int_New_Process_Natural Gas_Process Cooling_E9 | F3 | Industrial | Industrial - Int | New | Process | Natural Gas | Process Cooling | E9 | System - kBTUs of Consumption | 0 | 0 | 0 | 0 | 0 | 0 | 0 | 0 | 0 | 0 | 0 | 0 | 0 | 0 | 0 | 0 | 0 | 0 | 0 | 0 | 0 | 0 | 0 | 0 | 0 | 0 | 0 | 0 | 0 | 0 | 0 | 0 | 0
F3_Industrial_Industrial - Int_New_Process_Natural Gas_Process Cooling_E10 | F3 | Industrial | Industrial - Int | New | Process | Natural Gas | Process Cooling | E10 | System - kBTUs of Consumption | 0 | 0 | 0 | 0 | 0 | 0 | 0 | 0 | 0 | 0 | 0 | 0 | 0 | 0 | 0 | 0 | 0 | 0 | 0 | 0 | 0 | 0 | 0 | 0 | 0 | 0 | 0 | 0 | 0 | 0 | 0 | 0 | 0
F4_Industrial_Industrial - Int_New_Process_Natural Gas_Process Cooling_E1 | F4 | Industrial | Industrial - Int | New | Process | Natural Gas | Process Cooling | E1 | Utility - Cost of Equipment | 0.5113 | 0.51352 | 0.51705 | 0.52245 | 0.53102 | 0.54286 | 0.55162 | 0.56029 | 0.5695 | 0.57921 | 0.58749 | 0.59354 | 0.59876 | 0.60379 | 0.60962 | 0.61466 | 0.62074 | 0.62821 | 0.63729 | 0.64788 | 0.65966 | 0.67114 | 0.68185 | 0.6919 | 0.70123 | 0.70964 | 0.71536 | 0.71973 | 0.72385 | 0.72778 | 0.73191 | 0.73373 | 0.73373
F4_Industrial_Industrial - Int_New_Process_Natural Gas_Process Cooling_E2 | F4 | Industrial | Industrial - Int | New | Process | Natural Gas | Process Cooling | E2 | Utility - Cost of Equipment | 0 | 0 | 0 | 0 | 0 | 0 | 0 | 0 | 0 | 0 | 0 | 0 | 0 | 0 | 0 | 0 | 0 | 0 | 0 | 0 | 0 | 0 | 0 | 0 | 0 | 0 | 0 | 0 | 0 | 0 | 0 | 0 | 0
F4_Industrial_Industrial - Int_New_Process_Natural Gas_Process Cooling_E3 | F4 | Industrial | Industrial - Int | New | Process | Natural Gas | Process Cooling | E3 | Utility - Cost of Equipment | 0 | 0 | 0 | 0 | 0 | 0 | 0 | 0 | 0 | 0 | 0 | 0 | 0 | 0 | 0 | 0 | 0 | 0 | 0 | 0 | 0 | 0 | 0 | 0 | 0 | 0 | 0 | 0 | 0 | 0 | 0 | 0 | 0
F4_Industrial_Industrial - Int_New_Process_Natural Gas_Process Cooling_E4 | F4 | Industrial | Industrial - Int | New | Process | Natural Gas | Process Cooling | E4 | Utility - Cost of Equipment | 0 | 0 | 0 | 0 | 0 | 0 | 0 | 0 | 0 | 0 | 0 | 0 | 0 | 0 | 0 | 0 | 0 | 0 | 0 | 0 | 0 | 0 | 0 | 0 | 0 | 0 | 0 | 0 | 0 | 0 | 0 | 0 | 0
F4_Industrial_Industrial - Int_New_Process_Natural Gas_Process Cooling_E5 | F4 | Industrial | Industrial - Int | New | Process | Natural Gas | Process Cooling | E5 | Utility - Cost of Equipment | 0 | 0 | 0 | 0 | 0 | 0 | 0 | 0 | 0 | 0 | 0 | 0 | 0 | 0 | 0 | 0 | 0 | 0 | 0 | 0 | 0 | 0 | 0 | 0 | 0 | 0 | 0 | 0 | 0 | 0 | 0 | 0 | 0
F4_Industrial_Industrial - Int_New_Process_Natural Gas_Process Cooling_E6 | F4 | Industrial | Industrial - Int | New | Process | Natural Gas | Process Cooling | E6 | Utility - Cost of Equipment | 0 | 0 | 0 | 0 | 0 | 0 | 0 | 0 | 0 | 0 | 0 | 0 | 0 | 0 | 0 | 0 | 0 | 0 | 0 | 0 | 0 | 0 | 0 | 0 | 0 | 0 | 0 | 0 | 0 | 0 | 0 | 0 | 0
F4_Industrial_Industrial - Int_New_Process_Natural Gas_Process Cooling_E7 | F4 | Industrial | Industrial - Int | New | Process | Natural Gas | Process Cooling | E7 | Utility - Cost of Equipment | 0 | 0 | 0 | 0 | 0 | 0 | 0 | 0 | 0 | 0 | 0 | 0 | 0 | 0 | 0 | 0 | 0 | 0 | 0 | 0 | 0 | 0 | 0 | 0 | 0 | 0 | 0 | 0 | 0 | 0 | 0 | 0 | 0
F4_Industrial_Industrial - Int_New_Process_Natural Gas_Process Cooling_E8 | F4 | Industrial | Industrial - Int | New | Process | Natural Gas | Process Cooling | E8 | Utility - Cost of Equipment | 0 | 0 | 0 | 0 | 0 | 0 | 0 | 0 | 0 | 0 | 0 | 0 | 0 | 0 | 0 | 0 | 0 | 0 | 0 | 0 | 0 | 0 | 0 | 0 | 0 | 0 | 0 | 0 | 0 | 0 | 0 | 0 | 0
F4_Industrial_Industrial - Int_New_Process_Natural Gas_Process Cooling_E9 | F4 | Industrial | Industrial - Int | New | Process | Natural Gas | Process Cooling | E9 | Utility - Cost of Equipment | 0 | 0 | 0 | 0 | 0 | 0 | 0 | 0 | 0 | 0 | 0 | 0 | 0 | 0 | 0 | 0 | 0 | 0 | 0 | 0 | 0 | 0 | 0 | 0 | 0 | 0 | 0 | 0 | 0 | 0 | 0 | 0 | 0
F4_Industrial_Industrial - Int_New_Process_Natural Gas_Process Cooling_E10 | F4 | Industrial | Industrial - Int | New | Process | Natural Gas | Process Cooling | E10 | Utility - Cost of Equipment | 0 | 0 | 0 | 0 | 0 | 0 | 0 | 0 | 0 | 0 | 0 | 0 | 0 | 0 | 0 | 0 | 0 | 0 | 0 | 0 | 0 | 0 | 0 | 0 | 0 | 0 | 0 | 0 | 0 | 0 | 0 | 0 | 0
F5_Industrial_Industrial - Int_New_Process_Natural Gas_Process Cooling_E1 | F5 | Industrial | Industrial - Int | New | Process | Natural Gas | Process Cooling | E1 | Utility - Cost of Operation | 0.23859 | 0.23859 | 0.23859 | 0.23859 | 0.23859 | 0.23859 | 0.23859 | 0.23859 | 0.23859 | 0.23859 | 0.23859 | 0.23859 | 0.23859 | 0.23859 | 0.23859 | 0.23859 | 0.23859 | 0.23859 | 0.23859 | 0.23859 | 0.23859 | 0.23859 | 0.23859 | 0.23859 | 0.23859 | 0.23859 | 0.23859 | 0.23859 | 0.23859 | 0.23859 | 0.23859 | 0.23859 | 0.23859
F5_Industrial_Industrial - Int_New_Process_Natural Gas_Process Cooling_E2 | F5 | Industrial | Industrial - Int | New | Process | Natural Gas | Process Cooling | E2 | Utility - Cost of Operation | 0 | 0 | 0 | 0 | 0 | 0 | 0 | 0 | 0 | 0 | 0 | 0 | 0 | 0 | 0 | 0 | 0 | 0 | 0 | 0 | 0 | 0 | 0 | 0 | 0 | 0 | 0 | 0 | 0 | 0 | 0 | 0 | 0
F5_Industrial_Industrial - Int_New_Process_Natural Gas_Process Cooling_E3 | F5 | Industrial | Industrial - Int | New | Process | Natural Gas | Process Cooling | E3 | Utility - Cost of Operation | 0 | 0 | 0 | 0 | 0 | 0 | 0 | 0 | 0 | 0 | 0 | 0 | 0 | 0 | 0 | 0 | 0 | 0 | 0 | 0 | 0 | 0 | 0 | 0 | 0 | 0 | 0 | 0 | 0 | 0 | 0 | 0 | 0
F5_Industrial_Industrial - Int_New_Process_Natural Gas_Process Cooling_E4 | F5 | Industrial | Industrial - Int | New | Process | Natural Gas | Process Cooling | E4 | Utility - Cost of Operation | 0 | 0 | 0 | 0 | 0 | 0 | 0 | 0 | 0 | 0 | 0 | 0 | 0 | 0 | 0 | 0 | 0 | 0 | 0 | 0 | 0 | 0 | 0 | 0 | 0 | 0 | 0 | 0 | 0 | 0 | 0 | 0 | 0
F5_Industrial_Industrial - Int_New_Process_Natural Gas_Process Cooling_E5 | F5 | Industrial | Industrial - Int | New | Process | Natural Gas | Process Cooling | E5 | Utility - Cost of Operation | 0 | 0 | 0 | 0 | 0 | 0 | 0 | 0 | 0 | 0 | 0 | 0 | 0 | 0 | 0 | 0 | 0 | 0 | 0 | 0 | 0 | 0 | 0 | 0 | 0 | 0 | 0 | 0 | 0 | 0 | 0 | 0 | 0
F5_Industrial_Industrial - Int_New_Process_Natural Gas_Process Cooling_E6 | F5 | Industrial | Industrial - Int | New | Process | Natural Gas | Process Cooling | E6 | Utility - Cost of Operation | 0 | 0 | 0 | 0 | 0 | 0 | 0 | 0 | 0 | 0 | 0 | 0 | 0 | 0 | 0 | 0 | 0 | 0 | 0 | 0 | 0 | 0 | 0 | 0 | 0 | 0 | 0 | 0 | 0 | 0 | 0 | 0 | 0
F5_Industrial_Industrial - Int_New_Process_Natural Gas_Process Cooling_E7 | F5 | Industrial | Industrial - Int | New | Process | Natural Gas | Process Cooling | E7 | Utility - Cost of Operation | 0 | 0 | 0 | 0 | 0 | 0 | 0 | 0 | 0 | 0 | 0 | 0 | 0 | 0 | 0 | 0 | 0 | 0 | 0 | 0 | 0 | 0 | 0 | 0 | 0 | 0 | 0 | 0 | 0 | 0 | 0 | 0 | 0
F5_Industrial_Industrial - Int_New_Process_Natural Gas_Process Cooling_E8 | F5 | Industrial | Industrial - Int | New | Process | Natural Gas | Process Cooling | E8 | Utility - Cost of Operation | 0 | 0 | 0 | 0 | 0 | 0 | 0 | 0 | 0 | 0 | 0 | 0 | 0 | 0 | 0 | 0 | 0 | 0 | 0 | 0 | 0 | 0 | 0 | 0 | 0 | 0 | 0 | 0 | 0 | 0 | 0 | 0 | 0
F5_Industrial_Industrial - Int_New_Process_Natural Gas_Process Cooling_E9 | F5 | Industrial | Industrial - Int | New | Process | Natural Gas | Process Cooling | E9 | Utility - Cost of Operation | 0 | 0 | 0 | 0 | 0 | 0 | 0 | 0 | 0 | 0 | 0 | 0 | 0 | 0 | 0 | 0 | 0 | 0 | 0 | 0 | 0 | 0 | 0 | 0 | 0 | 0 | 0 | 0 | 0 | 0 | 0 | 0 | 0
F5_Industrial_Industrial - Int_New_Process_Natural Gas_Process Cooling_E10 | F5 | Industrial | Industrial - Int | New | Process | Natural Gas | Process Cooling | E10 | Utility - Cost of Operation | 0 | 0 | 0 | 0 | 0 | 0 | 0 | 0 | 0 | 0 | 0 | 0 | 0 | 0 | 0 | 0 | 0 | 0 | 0 | 0 | 0 | 0 | 0 | 0 | 0 | 0 | 0 | 0 | 0 | 0 | 0 | 0 | 0
F6_Industrial_Industrial - Int_New_Process_Natural Gas_Process Cooling_E1 | F6 | Industrial | Industrial - Int | New | Process | Natural Gas | Process Cooling | E1 | Utility - Value of Sales | 0.45635 | 0.45635 | 0.45635 | 0.45635 | 0.45635 | 0.45635 | 0.45635 | 0.45635 | 0.45635 | 0.45635 | 0.45635 | 0.45635 | 0.45635 | 0.45635 | 0.45635 | 0.45635 | 0.45635 | 0.45635 | 0.45635 | 0.45635 | 0.45635 | 0.45635 | 0.45635 | 0.45635 | 0.45635 | 0.45635 | 0.45635 | 0.45635 | 0.45635 | 0.45635 | 0.45635 | 0.45635 | 0.45635
F6_Industrial_Industrial - Int_New_Process_Natural Gas_Process Cooling_E2 | F6 | Industrial | Industrial - Int | New | Process | Natural Gas | Process Cooling | E2 | Utility - Value of Sales | 0 | 0 | 0 | 0 | 0 | 0 | 0 | 0 | 0 | 0 | 0 | 0 | 0 | 0 | 0 | 0 | 0 | 0 | 0 | 0 | 0 | 0 | 0 | 0 | 0 | 0 | 0 | 0 | 0 | 0 | 0 | 0 | 0
F6_Industrial_Industrial - Int_New_Process_Natural Gas_Process Cooling_E3 | F6 | Industrial | Industrial - Int | New | Process | Natural Gas | Process Cooling | E3 | Utility - Value of Sales | 0 | 0 | 0 | 0 | 0 | 0 | 0 | 0 | 0 | 0 | 0 | 0 | 0 | 0 | 0 | 0 | 0 | 0 | 0 | 0 | 0 | 0 | 0 | 0 | 0 | 0 | 0 | 0 | 0 | 0 | 0 | 0 | 0
F6_Industrial_Industrial - Int_New_Process_Natural Gas_Process Cooling_E4 | F6 | Industrial | Industrial - Int | New | Process | Natural Gas | Process Cooling | E4 | Utility - Value of Sales | 0 | 0 | 0 | 0 | 0 | 0 | 0 | 0 | 0 | 0 | 0 | 0 | 0 | 0 | 0 | 0 | 0 | 0 | 0 | 0 | 0 | 0 | 0 | 0 | 0 | 0 | 0 | 0 | 0 | 0 | 0 | 0 | 0
F6_Industrial_Industrial - Int_New_Process_Natural Gas_Process Cooling_E5 | F6 | Industrial | Industrial - Int | New | Process | Natural Gas | Process Cooling | E5 | Utility - Value of Sales | 0 | 0 | 0 | 0 | 0 | 0 | 0 | 0 | 0 | 0 | 0 | 0 | 0 | 0 | 0 | 0 | 0 | 0 | 0 | 0 | 0 | 0 | 0 | 0 | 0 | 0 | 0 | 0 | 0 | 0 | 0 | 0 | 0
F6_Industrial_Industrial - Int_New_Process_Natural Gas_Process Cooling_E6 | F6 | Industrial | Industrial - Int | New | Process | Natural Gas | Process Cooling | E6 | Utility - Value of Sales | 0 | 0 | 0 | 0 | 0 | 0 | 0 | 0 | 0 | 0 | 0 | 0 | 0 | 0 | 0 | 0 | 0 | 0 | 0 | 0 | 0 | 0 | 0 | 0 | 0 | 0 | 0 | 0 | 0 | 0 | 0 | 0 | 0
F6_Industrial_Industrial - Int_New_Process_Natural Gas_Process Cooling_E7 | F6 | Industrial | Industrial - Int | New | Process | Natural Gas | Process Cooling | E7 | Utility - Value of Sales | 0 | 0 | 0 | 0 | 0 | 0 | 0 | 0 | 0 | 0 | 0 | 0 | 0 | 0 | 0 | 0 | 0 | 0 | 0 | 0 | 0 | 0 | 0 | 0 | 0 | 0 | 0 | 0 | 0 | 0 | 0 | 0 | 0
F6_Industrial_Industrial - Int_New_Process_Natural Gas_Process Cooling_E8 | F6 | Industrial | Industrial - Int | New | Process | Natural Gas | Process Cooling | E8 | Utility - Value of Sales | 0 | 0 | 0 | 0 | 0 | 0 | 0 | 0 | 0 | 0 | 0 | 0 | 0 | 0 | 0 | 0 | 0 | 0 | 0 | 0 | 0 | 0 | 0 | 0 | 0 | 0 | 0 | 0 | 0 | 0 | 0 | 0 | 0
F6_Industrial_Industrial - Int_New_Process_Natural Gas_Process Cooling_E9 | F6 | Industrial | Industrial - Int | New | Process | Natural Gas | Process Cooling | E9 | Utility - Value of Sales | 0 | 0 | 0 | 0 | 0 | 0 | 0 | 0 | 0 | 0 | 0 | 0 | 0 | 0 | 0 | 0 | 0 | 0 | 0 | 0 | 0 | 0 | 0 | 0 | 0 | 0 | 0 | 0 | 0 | 0 | 0 | 0 | 0
F6_Industrial_Industrial - Int_New_Process_Natural Gas_Process Cooling_E10 | F6 | Industrial | Industrial - Int | New | Process | Natural Gas | Process Cooling | E10 | Utility - Value of Sales | 0 | 0 | 0 | 0 | 0 | 0 | 0 | 0 | 0 | 0 | 0 | 0 | 0 | 0 | 0 | 0 | 0 | 0 | 0 | 0 | 0 | 0 | 0 | 0 | 0 | 0 | 0 | 0 | 0 | 0 | 0 | 0 | 0
F1_Industrial_Industrial - Int_New_Process_Natural Gas_Other Process_E1 | F1 | Industrial | Industrial - Int | New | Process | Natural Gas | Other Process | E1 | RVT - Cost of Equipment | 14.5206 | 14.5838 | 14.684 | 14.8374 | 15.0809 | 15.4171 | 15.6657 | 15.9121 | 16.1737 | 16.4493 | 16.6844 | 16.8565 | 17.0047 | 17.1474 | 17.313 | 17.4563 | 17.6288 | 17.841 | 18.099 | 18.3995 | 18.7341 | 19.06 | 19.3643 | 19.6497 | 19.9146 | 20.1537 | 20.3161 | 20.4401 | 20.557 | 20.6687 | 20.7859 | 20.8377 | 20.8377
F1_Industrial_Industrial - Int_New_Process_Natural Gas_Other Process_E2 | F1 | Industrial | Industrial - Int | New | Process | Natural Gas | Other Process | E2 | RVT - Cost of Equipment | 0 | 0 | 0 | 0 | 0 | 0 | 0 | 0 | 0 | 0 | 0 | 0 | 0 | 0 | 0 | 0 | 0 | 0 | 0 | 0 | 0 | 0 | 0 | 0 | 0 | 0 | 0 | 0 | 0 | 0 | 0 | 0 | 0
F1_Industrial_Industrial - Int_New_Process_Natural Gas_Other Process_E3 | F1 | Industrial | Industrial - Int | New | Process | Natural Gas | Other Process | E3 | RVT - Cost of Equipment | 0 | 0 | 0 | 0 | 0 | 0 | 0 | 0 | 0 | 0 | 0 | 0 | 0 | 0 | 0 | 0 | 0 | 0 | 0 | 0 | 0 | 0 | 0 | 0 | 0 | 0 | 0 | 0 | 0 | 0 | 0 | 0 | 0
F1_Industrial_Industrial - Int_New_Process_Natural Gas_Other Process_E4 | F1 | Industrial | Industrial - Int | New | Process | Natural Gas | Other Process | E4 | RVT - Cost of Equipment | 0 | 0 | 0 | 0 | 0 | 0 | 0 | 0 | 0 | 0 | 0 | 0 | 0 | 0 | 0 | 0 | 0 | 0 | 0 | 0 | 0 | 0 | 0 | 0 | 0 | 0 | 0 | 0 | 0 | 0 | 0 | 0 | 0
F1_Industrial_Industrial - Int_New_Process_Natural Gas_Other Process_E5 | F1 | Industrial | Industrial - Int | New | Process | Natural Gas | Other Process | E5 | RVT - Cost of Equipment | 0 | 0 | 0 | 0 | 0 | 0 | 0 | 0 | 0 | 0 | 0 | 0 | 0 | 0 | 0 | 0 | 0 | 0 | 0 | 0 | 0 | 0 | 0 | 0 | 0 | 0 | 0 | 0 | 0 | 0 | 0 | 0 | 0
F1_Industrial_Industrial - Int_New_Process_Natural Gas_Other Process_E6 | F1 | Industrial | Industrial - Int | New | Process | Natural Gas | Other Process | E6 | RVT - Cost of Equipment | 0 | 0 | 0 | 0 | 0 | 0 | 0 | 0 | 0 | 0 | 0 | 0 | 0 | 0 | 0 | 0 | 0 | 0 | 0 | 0 | 0 | 0 | 0 | 0 | 0 | 0 | 0 | 0 | 0 | 0 | 0 | 0 | 0
F1_Industrial_Industrial - Int_New_Process_Natural Gas_Other Process_E7 | F1 | Industrial | Industrial - Int | New | Process | Natural Gas | Other Process | E7 | RVT - Cost of Equipment | 0 | 0 | 0 | 0 | 0 | 0 | 0 | 0 | 0 | 0 | 0 | 0 | 0 | 0 | 0 | 0 | 0 | 0 | 0 | 0 | 0 | 0 | 0 | 0 | 0 | 0 | 0 | 0 | 0 | 0 | 0 | 0 | 0
F1_Industrial_Industrial - Int_New_Process_Natural Gas_Other Process_E8 | F1 | Industrial | Industrial - Int | New | Process | Natural Gas | Other Process | E8 | RVT - Cost of Equipment | 0 | 0 | 0 | 0 | 0 | 0 | 0 | 0 | 0 | 0 | 0 | 0 | 0 | 0 | 0 | 0 | 0 | 0 | 0 | 0 | 0 | 0 | 0 | 0 | 0 | 0 | 0 | 0 | 0 | 0 | 0 | 0 | 0
F1_Industrial_Industrial - Int_New_Process_Natural Gas_Other Process_E9 | F1 | Industrial | Industrial - Int | New | Process | Natural Gas | Other Process | E9 | RVT - Cost of Equipment | 0 | 0 | 0 | 0 | 0 | 0 | 0 | 0 | 0 | 0 | 0 | 0 | 0 | 0 | 0 | 0 | 0 | 0 | 0 | 0 | 0 | 0 | 0 | 0 | 0 | 0 | 0 | 0 | 0 | 0 | 0 | 0 | 0
F1_Industrial_Industrial - Int_New_Process_Natural Gas_Other Process_E10 | F1 | Industrial | Industrial - Int | New | Process | Natural Gas | Other Process | E10 | RVT - Cost of Equipment | 0 | 0 | 0 | 0 | 0 | 0 | 0 | 0 | 0 | 0 | 0 | 0 | 0 | 0 | 0 | 0 | 0 | 0 | 0 | 0 | 0 | 0 | 0 | 0 | 0 | 0 | 0 | 0 | 0 | 0 | 0 | 0 | 0
F2_Industrial_Industrial - Int_New_Process_Natural Gas_Other Process_E1 | F2 | Industrial | Industrial - Int | New | Process | Natural Gas | Other Process | E1 | RVT - Cost of Operation | 17.3967 | 17.4723 | 17.5923 | 17.7762 | 18.0678 | 18.4707 | 18.7686 | 19.0638 | 19.3771 | 19.7073 | 19.989 | 20.1951 | 20.3727 | 20.5437 | 20.7421 | 20.9137 | 21.1204 | 21.3746 | 21.6837 | 22.0438 | 22.4446 | 22.8352 | 23.1997 | 23.5416 | 23.859 | 24.1454 | 24.34 | 24.4886 | 24.6287 | 24.7625 | 24.9028 | 24.9649 | 24.9649
F2_Industrial_Industrial - Int_New_Process_Natural Gas_Other Process_E2 | F2 | Industrial | Industrial - Int | New | Process | Natural Gas | Other Process | E2 | RVT - Cost of Operation | 0 | 0 | 0 | 0 | 0 | 0 | 0 | 0 | 0 | 0 | 0 | 0 | 0 | 0 | 0 | 0 | 0 | 0 | 0 | 0 | 0 | 0 | 0 | 0 | 0 | 0 | 0 | 0 | 0 | 0 | 0 | 0 | 0
F2_Industrial_Industrial - Int_New_Process_Natural Gas_Other Process_E3 | F2 | Industrial | Industrial - Int | New | Process | Natural Gas | Other Process | E3 | RVT - Cost of Operation | 0 | 0 | 0 | 0 | 0 | 0 | 0 | 0 | 0 | 0 | 0 | 0 | 0 | 0 | 0 | 0 | 0 | 0 | 0 | 0 | 0 | 0 | 0 | 0 | 0 | 0 | 0 | 0 | 0 | 0 | 0 | 0 | 0
F2_Industrial_Industrial - Int_New_Process_Natural Gas_Other Process_E4 | F2 | Industrial | Industrial - Int | New | Process | Natural Gas | Other Process | E4 | RVT - Cost of Operation | 0 | 0 | 0 | 0 | 0 | 0 | 0 | 0 | 0 | 0 | 0 | 0 | 0 | 0 | 0 | 0 | 0 | 0 | 0 | 0 | 0 | 0 | 0 | 0 | 0 | 0 | 0 | 0 | 0 | 0 | 0 | 0 | 0
F2_Industrial_Industrial - Int_New_Process_Natural Gas_Other Process_E5 | F2 | Industrial | Industrial - Int | New | Process | Natural Gas | Other Process | E5 | RVT - Cost of Operation | 0 | 0 | 0 | 0 | 0 | 0 | 0 | 0 | 0 | 0 | 0 | 0 | 0 | 0 | 0 | 0 | 0 | 0 | 0 | 0 | 0 | 0 | 0 | 0 | 0 | 0 | 0 | 0 | 0 | 0 | 0 | 0 | 0
F2_Industrial_Industrial - Int_New_Process_Natural Gas_Other Process_E6 | F2 | Industrial | Industrial - Int | New | Process | Natural Gas | Other Process | E6 | RVT - Cost of Operation | 0 | 0 | 0 | 0 | 0 | 0 | 0 | 0 | 0 | 0 | 0 | 0 | 0 | 0 | 0 | 0 | 0 | 0 | 0 | 0 | 0 | 0 | 0 | 0 | 0 | 0 | 0 | 0 | 0 | 0 | 0 | 0 | 0
F2_Industrial_Industrial - Int_New_Process_Natural Gas_Other Process_E7 | F2 | Industrial | Industrial - Int | New | Process | Natural Gas | Other Process | E7 | RVT - Cost of Operation | 0 | 0 | 0 | 0 | 0 | 0 | 0 | 0 | 0 | 0 | 0 | 0 | 0 | 0 | 0 | 0 | 0 | 0 | 0 | 0 | 0 | 0 | 0 | 0 | 0 | 0 | 0 | 0 | 0 | 0 | 0 | 0 | 0
F2_Industrial_Industrial - Int_New_Process_Natural Gas_Other Process_E8 | F2 | Industrial | Industrial - Int | New | Process | Natural Gas | Other Process | E8 | RVT - Cost of Operation | 0 | 0 | 0 | 0 | 0 | 0 | 0 | 0 | 0 | 0 | 0 | 0 | 0 | 0 | 0 | 0 | 0 | 0 | 0 | 0 | 0 | 0 | 0 | 0 | 0 | 0 | 0 | 0 | 0 | 0 | 0 | 0 | 0
F2_Industrial_Industrial - Int_New_Process_Natural Gas_Other Process_E9 | F2 | Industrial | Industrial - Int | New | Process | Natural Gas | Other Process | E9 | RVT - Cost of Operation | 0 | 0 | 0 | 0 | 0 | 0 | 0 | 0 | 0 | 0 | 0 | 0 | 0 | 0 | 0 | 0 | 0 | 0 | 0 | 0 | 0 | 0 | 0 | 0 | 0 | 0 | 0 | 0 | 0 | 0 | 0 | 0 | 0
F2_Industrial_Industrial - Int_New_Process_Natural Gas_Other Process_E10 | F2 | Industrial | Industrial - Int | New | Process | Natural Gas | Other Process | E10 | RVT - Cost of Operation | 0 | 0 | 0 | 0 | 0 | 0 | 0 | 0 | 0 | 0 | 0 | 0 | 0 | 0 | 0 | 0 | 0 | 0 | 0 | 0 | 0 | 0 | 0 | 0 | 0 | 0 | 0 | 0 | 0 | 0 | 0 | 0 | 0
F3_Industrial_Industrial - Int_New_Process_Natural Gas_Other Process_E1 | F3 | Industrial | Industrial - Int | New | Process | Natural Gas | Other Process | E1 | System - kBTUs of Consumption | 0.23859 | 0.23859 | 0.23859 | 0.23859 | 0.23859 | 0.23859 | 0.23859 | 0.23859 | 0.23859 | 0.23859 | 0.23859 | 0.23859 | 0.23859 | 0.23859 | 0.23859 | 0.23859 | 0.23859 | 0.23859 | 0.23859 | 0.23859 | 0.23859 | 0.23859 | 0.23859 | 0.23859 | 0.23859 | 0.23859 | 0.23859 | 0.23859 | 0.23859 | 0.23859 | 0.23859 | 0.23859 | 0.23859
F3_Industrial_Industrial - Int_New_Process_Natural Gas_Other Process_E2 | F3 | Industrial | Industrial - Int | New | Process | Natural Gas | Other Process | E2 | System - kBTUs of Consumption | 0 | 0 | 0 | 0 | 0 | 0 | 0 | 0 | 0 | 0 | 0 | 0 | 0 | 0 | 0 | 0 | 0 | 0 | 0 | 0 | 0 | 0 | 0 | 0 | 0 | 0 | 0 | 0 | 0 | 0 | 0 | 0 | 0
F3_Industrial_Industrial - Int_New_Process_Natural Gas_Other Process_E3 | F3 | Industrial | Industrial - Int | New | Process | Natural Gas | Other Process | E3 | System - kBTUs of Consumption | 0 | 0 | 0 | 0 | 0 | 0 | 0 | 0 | 0 | 0 | 0 | 0 | 0 | 0 | 0 | 0 | 0 | 0 | 0 | 0 | 0 | 0 | 0 | 0 | 0 | 0 | 0 | 0 | 0 | 0 | 0 | 0 | 0
F3_Industrial_Industrial - Int_New_Process_Natural Gas_Other Process_E4 | F3 | Industrial | Industrial - Int | New | Process | Natural Gas | Other Process | E4 | System - kBTUs of Consumption | 0 | 0 | 0 | 0 | 0 | 0 | 0 | 0 | 0 | 0 | 0 | 0 | 0 | 0 | 0 | 0 | 0 | 0 | 0 | 0 | 0 | 0 | 0 | 0 | 0 | 0 | 0 | 0 | 0 | 0 | 0 | 0 | 0
F3_Industrial_Industrial - Int_New_Process_Natural Gas_Other Process_E5 | F3 | Industrial | Industrial - Int | New | Process | Natural Gas | Other Process | E5 | System - kBTUs of Consumption | 0 | 0 | 0 | 0 | 0 | 0 | 0 | 0 | 0 | 0 | 0 | 0 | 0 | 0 | 0 | 0 | 0 | 0 | 0 | 0 | 0 | 0 | 0 | 0 | 0 | 0 | 0 | 0 | 0 | 0 | 0 | 0 | 0
F3_Industrial_Industrial - Int_New_Process_Natural Gas_Other Process_E6 | F3 | Industrial | Industrial - Int | New | Process | Natural Gas | Other Process | E6 | System - kBTUs of Consumption | 0 | 0 | 0 | 0 | 0 | 0 | 0 | 0 | 0 | 0 | 0 | 0 | 0 | 0 | 0 | 0 | 0 | 0 | 0 | 0 | 0 | 0 | 0 | 0 | 0 | 0 | 0 | 0 | 0 | 0 | 0 | 0 | 0
F3_Industrial_Industrial - Int_New_Process_Natural Gas_Other Process_E7 | F3 | Industrial | Industrial - Int | New | Process | Natural Gas | Other Process | E7 | System - kBTUs of Consumption | 0 | 0 | 0 | 0 | 0 | 0 | 0 | 0 | 0 | 0 | 0 | 0 | 0 | 0 | 0 | 0 | 0 | 0 | 0 | 0 | 0 | 0 | 0 | 0 | 0 | 0 | 0 | 0 | 0 | 0 | 0 | 0 | 0
F3_Industrial_Industrial - Int_New_Process_Natural Gas_Other Process_E8 | F3 | Industrial | Industrial - Int | New | Process | Natural Gas | Other Process | E8 | System - kBTUs of Consumption | 0 | 0 | 0 | 0 | 0 | 0 | 0 | 0 | 0 | 0 | 0 | 0 | 0 | 0 | 0 | 0 | 0 | 0 | 0 | 0 | 0 | 0 | 0 | 0 | 0 | 0 | 0 | 0 | 0 | 0 | 0 | 0 | 0
F3_Industrial_Industrial - Int_New_Process_Natural Gas_Other Process_E9 | F3 | Industrial | Industrial - Int | New | Process | Natural Gas | Other Process | E9 | System - kBTUs of Consumption | 0 | 0 | 0 | 0 | 0 | 0 | 0 | 0 | 0 | 0 | 0 | 0 | 0 | 0 | 0 | 0 | 0 | 0 | 0 | 0 | 0 | 0 | 0 | 0 | 0 | 0 | 0 | 0 | 0 | 0 | 0 | 0 | 0
F3_Industrial_Industrial - Int_New_Process_Natural Gas_Other Process_E10 | F3 | Industrial | Industrial - Int | New | Process | Natural Gas | Other Process | E10 | System - kBTUs of Consumption | 0 | 0 | 0 | 0 | 0 | 0 | 0 | 0 | 0 | 0 | 0 | 0 | 0 | 0 | 0 | 0 | 0 | 0 | 0 | 0 | 0 | 0 | 0 | 0 | 0 | 0 | 0 | 0 | 0 | 0 | 0 | 0 | 0
F4_Industrial_Industrial - Int_New_Process_Natural Gas_Other Process_E1 | F4 | Industrial | Industrial - Int | New | Process | Natural Gas | Other Process | E1 | Utility - Cost of Equipment | 17.3967 | 17.4723 | 17.5923 | 17.7762 | 18.0678 | 18.4707 | 18.7686 | 19.0638 | 19.3771 | 19.7073 | 19.989 | 20.1951 | 20.3727 | 20.5437 | 20.7421 | 20.9137 | 21.1204 | 21.3746 | 21.6837 | 22.0438 | 22.4446 | 22.8352 | 23.1997 | 23.5416 | 23.859 | 24.1454 | 24.34 | 24.4886 | 24.6287 | 24.7625 | 24.9028 | 24.9649 | 24.9649
F4_Industrial_Industrial - Int_New_Process_Natural Gas_Other Process_E2 | F4 | Industrial | Industrial - Int | New | Process | Natural Gas | Other Process | E2 | Utility - Cost of Equipment | 0 | 0 | 0 | 0 | 0 | 0 | 0 | 0 | 0 | 0 | 0 | 0 | 0 | 0 | 0 | 0 | 0 | 0 | 0 | 0 | 0 | 0 | 0 | 0 | 0 | 0 | 0 | 0 | 0 | 0 | 0 | 0 | 0
F4_Industrial_Industrial - Int_New_Process_Natural Gas_Other Process_E3 | F4 | Industrial | Industrial - Int | New | Process | Natural Gas | Other Process | E3 | Utility - Cost of Equipment | 0 | 0 | 0 | 0 | 0 | 0 | 0 | 0 | 0 | 0 | 0 | 0 | 0 | 0 | 0 | 0 | 0 | 0 | 0 | 0 | 0 | 0 | 0 | 0 | 0 | 0 | 0 | 0 | 0 | 0 | 0 | 0 | 0
F4_Industrial_Industrial - Int_New_Process_Natural Gas_Other Process_E4 | F4 | Industrial | Industrial - Int | New | Process | Natural Gas | Other Process | E4 | Utility - Cost of Equipment | 0 | 0 | 0 | 0 | 0 | 0 | 0 | 0 | 0 | 0 | 0 | 0 | 0 | 0 | 0 | 0 | 0 | 0 | 0 | 0 | 0 | 0 | 0 | 0 | 0 | 0 | 0 | 0 | 0 | 0 | 0 | 0 | 0
F4_Industrial_Industrial - Int_New_Process_Natural Gas_Other Process_E5 | F4 | Industrial | Industrial - Int | New | Process | Natural Gas | Other Process | E5 | Utility - Cost of Equipment | 0 | 0 | 0 | 0 | 0 | 0 | 0 | 0 | 0 | 0 | 0 | 0 | 0 | 0 | 0 | 0 | 0 | 0 | 0 | 0 | 0 | 0 | 0 | 0 | 0 | 0 | 0 | 0 | 0 | 0 | 0 | 0 | 0
F4_Industrial_Industrial - Int_New_Process_Natural Gas_Other Process_E6 | F4 | Industrial | Industrial - Int | New | Process | Natural Gas | Other Process | E6 | Utility - Cost of Equipment | 0 | 0 | 0 | 0 | 0 | 0 | 0 | 0 | 0 | 0 | 0 | 0 | 0 | 0 | 0 | 0 | 0 | 0 | 0 | 0 | 0 | 0 | 0 | 0 | 0 | 0 | 0 | 0 | 0 | 0 | 0 | 0 | 0
F4_Industrial_Industrial - Int_New_Process_Natural Gas_Other Process_E7 | F4 | Industrial | Industrial - Int | New | Process | Natural Gas | Other Process | E7 | Utility - Cost of Equipment | 0 | 0 | 0 | 0 | 0 | 0 | 0 | 0 | 0 | 0 | 0 | 0 | 0 | 0 | 0 | 0 | 0 | 0 | 0 | 0 | 0 | 0 | 0 | 0 | 0 | 0 | 0 | 0 | 0 | 0 | 0 | 0 | 0
F4_Industrial_Industrial - Int_New_Process_Natural Gas_Other Process_E8 | F4 | Industrial | Industrial - Int | New | Process | Natural Gas | Other Process | E8 | Utility - Cost of Equipment | 0 | 0 | 0 | 0 | 0 | 0 | 0 | 0 | 0 | 0 | 0 | 0 | 0 | 0 | 0 | 0 | 0 | 0 | 0 | 0 | 0 | 0 | 0 | 0 | 0 | 0 | 0 | 0 | 0 | 0 | 0 | 0 | 0
F4_Industrial_Industrial - Int_New_Process_Natural Gas_Other Process_E9 | F4 | Industrial | Industrial - Int | New | Process | Natural Gas | Other Process | E9 | Utility - Cost of Equipment | 0 | 0 | 0 | 0 | 0 | 0 | 0 | 0 | 0 | 0 | 0 | 0 | 0 | 0 | 0 | 0 | 0 | 0 | 0 | 0 | 0 | 0 | 0 | 0 | 0 | 0 | 0 | 0 | 0 | 0 | 0 | 0 | 0
F4_Industrial_Industrial - Int_New_Process_Natural Gas_Other Process_E10 | F4 | Industrial | Industrial - Int | New | Process | Natural Gas | Other Process | E10 | Utility - Cost of Equipment | 0 | 0 | 0 | 0 | 0 | 0 | 0 | 0 | 0 | 0 | 0 | 0 | 0 | 0 | 0 | 0 | 0 | 0 | 0 | 0 | 0 | 0 | 0 | 0 | 0 | 0 | 0 | 0 | 0 | 0 | 0 | 0 | 0
F5_Industrial_Industrial - Int_New_Process_Natural Gas_Other Process_E1 | F5 | Industrial | Industrial - Int | New | Process | Natural Gas | Other Process | E1 | Utility - Cost of Operation | 0.23859 | 0.23859 | 0.23859 | 0.23859 | 0.23859 | 0.23859 | 0.23859 | 0.23859 | 0.23859 | 0.23859 | 0.23859 | 0.23859 | 0.23859 | 0.23859 | 0.23859 | 0.23859 | 0.23859 | 0.23859 | 0.23859 | 0.23859 | 0.23859 | 0.23859 | 0.23859 | 0.23859 | 0.23859 | 0.23859 | 0.23859 | 0.23859 | 0.23859 | 0.23859 | 0.23859 | 0.23859 | 0.23859
F5_Industrial_Industrial - Int_New_Process_Natural Gas_Other Process_E2 | F5 | Industrial | Industrial - Int | New | Process | Natural Gas | Other Process | E2 | Utility - Cost of Operation | 0 | 0 | 0 | 0 | 0 | 0 | 0 | 0 | 0 | 0 | 0 | 0 | 0 | 0 | 0 | 0 | 0 | 0 | 0 | 0 | 0 | 0 | 0 | 0 | 0 | 0 | 0 | 0 | 0 | 0 | 0 | 0 | 0
F5_Industrial_Industrial - Int_New_Process_Natural Gas_Other Process_E3 | F5 | Industrial | Industrial - Int | New | Process | Natural Gas | Other Process | E3 | Utility - Cost of Operation | 0 | 0 | 0 | 0 | 0 | 0 | 0 | 0 | 0 | 0 | 0 | 0 | 0 | 0 | 0 | 0 | 0 | 0 | 0 | 0 | 0 | 0 | 0 | 0 | 0 | 0 | 0 | 0 | 0 | 0 | 0 | 0 | 0
F5_Industrial_Industrial - Int_New_Process_Natural Gas_Other Process_E4 | F5 | Industrial | Industrial - Int | New | Process | Natural Gas | Other Process | E4 | Utility - Cost of Operation | 0 | 0 | 0 | 0 | 0 | 0 | 0 | 0 | 0 | 0 | 0 | 0 | 0 | 0 | 0 | 0 | 0 | 0 | 0 | 0 | 0 | 0 | 0 | 0 | 0 | 0 | 0 | 0 | 0 | 0 | 0 | 0 | 0
F5_Industrial_Industrial - Int_New_Process_Natural Gas_Other Process_E5 | F5 | Industrial | Industrial - Int | New | Process | Natural Gas | Other Process | E5 | Utility - Cost of Operation | 0 | 0 | 0 | 0 | 0 | 0 | 0 | 0 | 0 | 0 | 0 | 0 | 0 | 0 | 0 | 0 | 0 | 0 | 0 | 0 | 0 | 0 | 0 | 0 | 0 | 0 | 0 | 0 | 0 | 0 | 0 | 0 | 0
F5_Industrial_Industrial - Int_New_Process_Natural Gas_Other Process_E6 | F5 | Industrial | Industrial - Int | New | Process | Natural Gas | Other Process | E6 | Utility - Cost of Operation | 0 | 0 | 0 | 0 | 0 | 0 | 0 | 0 | 0 | 0 | 0 | 0 | 0 | 0 | 0 | 0 | 0 | 0 | 0 | 0 | 0 | 0 | 0 | 0 | 0 | 0 | 0 | 0 | 0 | 0 | 0 | 0 | 0
F5_Industrial_Industrial - Int_New_Process_Natural Gas_Other Process_E7 | F5 | Industrial | Industrial - Int | New | Process | Natural Gas | Other Process | E7 | Utility - Cost of Operation | 0 | 0 | 0 | 0 | 0 | 0 | 0 | 0 | 0 | 0 | 0 | 0 | 0 | 0 | 0 | 0 | 0 | 0 | 0 | 0 | 0 | 0 | 0 | 0 | 0 | 0 | 0 | 0 | 0 | 0 | 0 | 0 | 0
F5_Industrial_Industrial - Int_New_Process_Natural Gas_Other Process_E8 | F5 | Industrial | Industrial - Int | New | Process | Natural Gas | Other Process | E8 | Utility - Cost of Operation | 0 | 0 | 0 | 0 | 0 | 0 | 0 | 0 | 0 | 0 | 0 | 0 | 0 | 0 | 0 | 0 | 0 | 0 | 0 | 0 | 0 | 0 | 0 | 0 | 0 | 0 | 0 | 0 | 0 | 0 | 0 | 0 | 0
F5_Industrial_Industrial - Int_New_Process_Natural Gas_Other Process_E9 | F5 | Industrial | Industrial - Int | New | Process | Natural Gas | Other Process | E9 | Utility - Cost of Operation | 0 | 0 | 0 | 0 | 0 | 0 | 0 | 0 | 0 | 0 | 0 | 0 | 0 | 0 | 0 | 0 | 0 | 0 | 0 | 0 | 0 | 0 | 0 | 0 | 0 | 0 | 0 | 0 | 0 | 0 | 0 | 0 | 0
F5_Industrial_Industrial - Int_New_Process_Natural Gas_Other Process_E10 | F5 | Industrial | Industrial - Int | New | Process | Natural Gas | Other Process | E10 | Utility - Cost of Operation | 0 | 0 | 0 | 0 | 0 | 0 | 0 | 0 | 0 | 0 | 0 | 0 | 0 | 0 | 0 | 0 | 0 | 0 | 0 | 0 | 0 | 0 | 0 | 0 | 0 | 0 | 0 | 0 | 0 | 0 | 0 | 0 | 0
F6_Industrial_Industrial - Int_New_Process_Natural Gas_Other Process_E1 | F6 | Industrial | Industrial - Int | New | Process | Natural Gas | Other Process | E1 | Utility - Value of Sales | 15.5273 | 15.5273 | 15.5273 | 15.5273 | 15.5273 | 15.5273 | 15.5273 | 15.5273 | 15.5273 | 15.5273 | 15.5273 | 15.5273 | 15.5273 | 15.5273 | 15.5273 | 15.5273 | 15.5273 | 15.5273 | 15.5273 | 15.5273 | 15.5273 | 15.5273 | 15.5273 | 15.5273 | 15.5273 | 15.5273 | 15.5273 | 15.5273 | 15.5273 | 15.5273 | 15.5273 | 15.5273 | 15.5273
F6_Industrial_Industrial - Int_New_Process_Natural Gas_Other Process_E2 | F6 | Industrial | Industrial - Int | New | Process | Natural Gas | Other Process | E2 | Utility - Value of Sales | 0 | 0 | 0 | 0 | 0 | 0 | 0 | 0 | 0 | 0 | 0 | 0 | 0 | 0 | 0 | 0 | 0 | 0 | 0 | 0 | 0 | 0 | 0 | 0 | 0 | 0 | 0 | 0 | 0 | 0 | 0 | 0 | 0
F6_Industrial_Industrial - Int_New_Process_Natural Gas_Other Process_E3 | F6 | Industrial | Industrial - Int | New | Process | Natural Gas | Other Process | E3 | Utility - Value of Sales | 0 | 0 | 0 | 0 | 0 | 0 | 0 | 0 | 0 | 0 | 0 | 0 | 0 | 0 | 0 | 0 | 0 | 0 | 0 | 0 | 0 | 0 | 0 | 0 | 0 | 0 | 0 | 0 | 0 | 0 | 0 | 0 | 0
F6_Industrial_Industrial - Int_New_Process_Natural Gas_Other Process_E4 | F6 | Industrial | Industrial - Int | New | Process | Natural Gas | Other Process | E4 | Utility - Value of Sales | 0 | 0 | 0 | 0 | 0 | 0 | 0 | 0 | 0 | 0 | 0 | 0 | 0 | 0 | 0 | 0 | 0 | 0 | 0 | 0 | 0 | 0 | 0 | 0 | 0 | 0 | 0 | 0 | 0 | 0 | 0 | 0 | 0
F6_Industrial_Industrial - Int_New_Process_Natural Gas_Other Process_E5 | F6 | Industrial | Industrial - Int | New | Process | Natural Gas | Other Process | E5 | Utility - Value of Sales | 0 | 0 | 0 | 0 | 0 | 0 | 0 | 0 | 0 | 0 | 0 | 0 | 0 | 0 | 0 | 0 | 0 | 0 | 0 | 0 | 0 | 0 | 0 | 0 | 0 | 0 | 0 | 0 | 0 | 0 | 0 | 0 | 0
F6_Industrial_Industrial - Int_New_Process_Natural Gas_Other Process_E6 | F6 | Industrial | Industrial - Int | New | Process | Natural Gas | Other Process | E6 | Utility - Value of Sales | 0 | 0 | 0 | 0 | 0 | 0 | 0 | 0 | 0 | 0 | 0 | 0 | 0 | 0 | 0 | 0 | 0 | 0 | 0 | 0 | 0 | 0 | 0 | 0 | 0 | 0 | 0 | 0 | 0 | 0 | 0 | 0 | 0
F6_Industrial_Industrial - Int_New_Process_Natural Gas_Other Process_E7 | F6 | Industrial | Industrial - Int | New | Process | Natural Gas | Other Process | E7 | Utility - Value of Sales | 0 | 0 | 0 | 0 | 0 | 0 | 0 | 0 | 0 | 0 | 0 | 0 | 0 | 0 | 0 | 0 | 0 | 0 | 0 | 0 | 0 | 0 | 0 | 0 | 0 | 0 | 0 | 0 | 0 | 0 | 0 | 0 | 0
F6_Industrial_Industrial - Int_New_Process_Natural Gas_Other Process_E8 | F6 | Industrial | Industrial - Int | New | Process | Natural Gas | Other Process | E8 | Utility - Value of Sales | 0 | 0 | 0 | 0 | 0 | 0 | 0 | 0 | 0 | 0 | 0 | 0 | 0 | 0 | 0 | 0 | 0 | 0 | 0 | 0 | 0 | 0 | 0 | 0 | 0 | 0 | 0 | 0 | 0 | 0 | 0 | 0 | 0
F6_Industrial_Industrial - Int_New_Process_Natural Gas_Other Process_E9 | F6 | Industrial | Industrial - Int | New | Process | Natural Gas | Other Process | E9 | Utility - Value of Sales | 0 | 0 | 0 | 0 | 0 | 0 | 0 | 0 | 0 | 0 | 0 | 0 | 0 | 0 | 0 | 0 | 0 | 0 | 0 | 0 | 0 | 0 | 0 | 0 | 0 | 0 | 0 | 0 | 0 | 0 | 0 | 0 | 0
F6_Industrial_Industrial - Int_New_Process_Natural Gas_Other Process_E10 | F6 | Industrial | Industrial - Int | New | Process | Natural Gas | Other Process | E10 | Utility - Value of Sales | 0 | 0 | 0 | 0 | 0 | 0 | 0 | 0 | 0 | 0 | 0 | 0 | 0 | 0 | 0 | 0 | 0 | 0 | 0 | 0 | 0 | 0 | 0 | 0 | 0 | 0 | 0 | 0 | 0 | 0 | 0 | 0 | 0
F1_Industrial_Industrial - Int_New_Miscellaneous_Natural Gas_Miscellaneous_E1 | F1 | Industrial | Industrial - Int | New | Miscellaneous | Natural Gas | Miscellaneous | E1 | RVT - Cost of Equipment | 15.801 | 15.8696 | 15.9787 | 16.1457 | 16.4106 | 16.7764 | 17.047 | 17.3151 | 17.5997 | 17.8996 | 18.1555 | 18.3427 | 18.504 | 18.6593 | 18.8395 | 18.9954 | 19.1831 | 19.414 | 19.6948 | 20.0218 | 20.3859 | 20.7406 | 21.0717 | 21.3822 | 21.6705 | 21.9306 | 22.1074 | 22.2423 | 22.3696 | 22.4911 | 22.6186 | 22.675 | 22.675
F1_Industrial_Industrial - Int_New_Miscellaneous_Natural Gas_Miscellaneous_E2 | F1 | Industrial | Industrial - Int | New | Miscellaneous | Natural Gas | Miscellaneous | E2 | RVT - Cost of Equipment | 0 | 0 | 0 | 0 | 0 | 0 | 0 | 0 | 0 | 0 | 0 | 0 | 0 | 0 | 0 | 0 | 0 | 0 | 0 | 0 | 0 | 0 | 0 | 0 | 0 | 0 | 0 | 0 | 0 | 0 | 0 | 0 | 0
F1_Industrial_Industrial - Int_New_Miscellaneous_Natural Gas_Miscellaneous_E3 | F1 | Industrial | Industrial - Int | New | Miscellaneous | Natural Gas | Miscellaneous | E3 | RVT - Cost of Equipment | 0 | 0 | 0 | 0 | 0 | 0 | 0 | 0 | 0 | 0 | 0 | 0 | 0 | 0 | 0 | 0 | 0 | 0 | 0 | 0 | 0 | 0 | 0 | 0 | 0 | 0 | 0 | 0 | 0 | 0 | 0 | 0 | 0
F1_Industrial_Industrial - Int_New_Miscellaneous_Natural Gas_Miscellaneous_E4 | F1 | Industrial | Industrial - Int | New | Miscellaneous | Natural Gas | Miscellaneous | E4 | RVT - Cost of Equipment | 0 | 0 | 0 | 0 | 0 | 0 | 0 | 0 | 0 | 0 | 0 | 0 | 0 | 0 | 0 | 0 | 0 | 0 | 0 | 0 | 0 | 0 | 0 | 0 | 0 | 0 | 0 | 0 | 0 | 0 | 0 | 0 | 0
F1_Industrial_Industrial - Int_New_Miscellaneous_Natural Gas_Miscellaneous_E5 | F1 | Industrial | Industrial - Int | New | Miscellaneous | Natural Gas | Miscellaneous | E5 | RVT - Cost of Equipment | 0 | 0 | 0 | 0 | 0 | 0 | 0 | 0 | 0 | 0 | 0 | 0 | 0 | 0 | 0 | 0 | 0 | 0 | 0 | 0 | 0 | 0 | 0 | 0 | 0 | 0 | 0 | 0 | 0 | 0 | 0 | 0 | 0
F1_Industrial_Industrial - Int_New_Miscellaneous_Natural Gas_Miscellaneous_E6 | F1 | Industrial | Industrial - Int | New | Miscellaneous | Natural Gas | Miscellaneous | E6 | RVT - Cost of Equipment | 0 | 0 | 0 | 0 | 0 | 0 | 0 | 0 | 0 | 0 | 0 | 0 | 0 | 0 | 0 | 0 | 0 | 0 | 0 | 0 | 0 | 0 | 0 | 0 | 0 | 0 | 0 | 0 | 0 | 0 | 0 | 0 | 0
F1_Industrial_Industrial - Int_New_Miscellaneous_Natural Gas_Miscellaneous_E7 | F1 | Industrial | Industrial - Int | New | Miscellaneous | Natural Gas | Miscellaneous | E7 | RVT - Cost of Equipment | 0 | 0 | 0 | 0 | 0 | 0 | 0 | 0 | 0 | 0 | 0 | 0 | 0 | 0 | 0 | 0 | 0 | 0 | 0 | 0 | 0 | 0 | 0 | 0 | 0 | 0 | 0 | 0 | 0 | 0 | 0 | 0 | 0
F1_Industrial_Industrial - Int_New_Miscellaneous_Natural Gas_Miscellaneous_E8 | F1 | Industrial | Industrial - Int | New | Miscellaneous | Natural Gas | Miscellaneous | E8 | RVT - Cost of Equipment | 0 | 0 | 0 | 0 | 0 | 0 | 0 | 0 | 0 | 0 | 0 | 0 | 0 | 0 | 0 | 0 | 0 | 0 | 0 | 0 | 0 | 0 | 0 | 0 | 0 | 0 | 0 | 0 | 0 | 0 | 0 | 0 | 0
F1_Industrial_Industrial - Int_New_Miscellaneous_Natural Gas_Miscellaneous_E9 | F1 | Industrial | Industrial - Int | New | Miscellaneous | Natural Gas | Miscellaneous | E9 | RVT - Cost of Equipment | 0 | 0 | 0 | 0 | 0 | 0 | 0 | 0 | 0 | 0 | 0 | 0 | 0 | 0 | 0 | 0 | 0 | 0 | 0 | 0 | 0 | 0 | 0 | 0 | 0 | 0 | 0 | 0 | 0 | 0 | 0 | 0 | 0
F1_Industrial_Industrial - Int_New_Miscellaneous_Natural Gas_Miscellaneous_E10 | F1 | Industrial | Industrial - Int | New | Miscellaneous | Natural Gas | Miscellaneous | E10 | RVT - Cost of Equipment | 0 | 0 | 0 | 0 | 0 | 0 | 0 | 0 | 0 | 0 | 0 | 0 | 0 | 0 | 0 | 0 | 0 | 0 | 0 | 0 | 0 | 0 | 0 | 0 | 0 | 0 | 0 | 0 | 0 | 0 | 0 | 0 | 0
F2_Industrial_Industrial - Int_New_Miscellaneous_Natural Gas_Miscellaneous_E1 | F2 | Industrial | Industrial - Int | New | Miscellaneous | Natural Gas | Miscellaneous | E1 | RVT - Cost of Operation | 18.9306 | 19.0129 | 19.1435 | 19.3436 | 19.6609 | 20.0992 | 20.4234 | 20.7447 | 21.0856 | 21.4449 | 21.7515 | 21.9758 | 22.169 | 22.3551 | 22.5709 | 22.7577 | 22.9827 | 23.2593 | 23.5956 | 23.9874 | 24.4236 | 24.8486 | 25.2453 | 25.6173 | 25.9626 | 26.2743 | 26.4861 | 26.6477 | 26.8002 | 26.9458 | 27.0986 | 27.1661 | 27.1661
F2_Industrial_Industrial - Int_New_Miscellaneous_Natural Gas_Miscellaneous_E2 | F2 | Industrial | Industrial - Int | New | Miscellaneous | Natural Gas | Miscellaneous | E2 | RVT - Cost of Operation | 0 | 0 | 0 | 0 | 0 | 0 | 0 | 0 | 0 | 0 | 0 | 0 | 0 | 0 | 0 | 0 | 0 | 0 | 0 | 0 | 0 | 0 | 0 | 0 | 0 | 0 | 0 | 0 | 0 | 0 | 0 | 0 | 0
F2_Industrial_Industrial - Int_New_Miscellaneous_Natural Gas_Miscellaneous_E3 | F2 | Industrial | Industrial - Int | New | Miscellaneous | Natural Gas | Miscellaneous | E3 | RVT - Cost of Operation | 0 | 0 | 0 | 0 | 0 | 0 | 0 | 0 | 0 | 0 | 0 | 0 | 0 | 0 | 0 | 0 | 0 | 0 | 0 | 0 | 0 | 0 | 0 | 0 | 0 | 0 | 0 | 0 | 0 | 0 | 0 | 0 | 0
F2_Industrial_Industrial - Int_New_Miscellaneous_Natural Gas_Miscellaneous_E4 | F2 | Industrial | Industrial - Int | New | Miscellaneous | Natural Gas | Miscellaneous | E4 | RVT - Cost of Operation | 0 | 0 | 0 | 0 | 0 | 0 | 0 | 0 | 0 | 0 | 0 | 0 | 0 | 0 | 0 | 0 | 0 | 0 | 0 | 0 | 0 | 0 | 0 | 0 | 0 | 0 | 0 | 0 | 0 | 0 | 0 | 0 | 0
F2_Industrial_Industrial - Int_New_Miscellaneous_Natural Gas_Miscellaneous_E5 | F2 | Industrial | Industrial - Int | New | Miscellaneous | Natural Gas | Miscellaneous | E5 | RVT - Cost of Operation | 0 | 0 | 0 | 0 | 0 | 0 | 0 | 0 | 0 | 0 | 0 | 0 | 0 | 0 | 0 | 0 | 0 | 0 | 0 | 0 | 0 | 0 | 0 | 0 | 0 | 0 | 0 | 0 | 0 | 0 | 0 | 0 | 0
F2_Industrial_Industrial - Int_New_Miscellaneous_Natural Gas_Miscellaneous_E6 | F2 | Industrial | Industrial - Int | New | Miscellaneous | Natural Gas | Miscellaneous | E6 | RVT - Cost of Operation | 0 | 0 | 0 | 0 | 0 | 0 | 0 | 0 | 0 | 0 | 0 | 0 | 0 | 0 | 0 | 0 | 0 | 0 | 0 | 0 | 0 | 0 | 0 | 0 | 0 | 0 | 0 | 0 | 0 | 0 | 0 | 0 | 0
F2_Industrial_Industrial - Int_New_Miscellaneous_Natural Gas_Miscellaneous_E7 | F2 | Industrial | Industrial - Int | New | Miscellaneous | Natural Gas | Miscellaneous | E7 | RVT - Cost of Operation | 0 | 0 | 0 | 0 | 0 | 0 | 0 | 0 | 0 | 0 | 0 | 0 | 0 | 0 | 0 | 0 | 0 | 0 | 0 | 0 | 0 | 0 | 0 | 0 | 0 | 0 | 0 | 0 | 0 | 0 | 0 | 0 | 0
F2_Industrial_Industrial - Int_New_Miscellaneous_Natural Gas_Miscellaneous_E8 | F2 | Industrial | Industrial - Int | New | Miscellaneous | Natural Gas | Miscellaneous | E8 | RVT - Cost of Operation | 0 | 0 | 0 | 0 | 0 | 0 | 0 | 0 | 0 | 0 | 0 | 0 | 0 | 0 | 0 | 0 | 0 | 0 | 0 | 0 | 0 | 0 | 0 | 0 | 0 | 0 | 0 | 0 | 0 | 0 | 0 | 0 | 0
F2_Industrial_Industrial - Int_New_Miscellaneous_Natural Gas_Miscellaneous_E9 | F2 | Industrial | Industrial - Int | New | Miscellaneous | Natural Gas | Miscellaneous | E9 | RVT - Cost of Operation | 0 | 0 | 0 | 0 | 0 | 0 | 0 | 0 | 0 | 0 | 0 | 0 | 0 | 0 | 0 | 0 | 0 | 0 | 0 | 0 | 0 | 0 | 0 | 0 | 0 | 0 | 0 | 0 | 0 | 0 | 0 | 0 | 0
F2_Industrial_Industrial - Int_New_Miscellaneous_Natural Gas_Miscellaneous_E10 | F2 | Industrial | Industrial - Int | New | Miscellaneous | Natural Gas | Miscellaneous | E10 | RVT - Cost of Operation | 0 | 0 | 0 | 0 | 0 | 0 | 0 | 0 | 0 | 0 | 0 | 0 | 0 | 0 | 0 | 0 | 0 | 0 | 0 | 0 | 0 | 0 | 0 | 0 | 0 | 0 | 0 | 0 | 0 | 0 | 0 | 0 | 0
F3_Industrial_Industrial - Int_New_Miscellaneous_Natural Gas_Miscellaneous_E1 | F3 | Industrial | Industrial - Int | New | Miscellaneous | Natural Gas | Miscellaneous | E1 | System - kBTUs of Consumption | 0.23859 | 0.23859 | 0.23859 | 0.23859 | 0.23859 | 0.23859 | 0.23859 | 0.23859 | 0.23859 | 0.23859 | 0.23859 | 0.23859 | 0.23859 | 0.23859 | 0.23859 | 0.23859 | 0.23859 | 0.23859 | 0.23859 | 0.23859 | 0.23859 | 0.23859 | 0.23859 | 0.23859 | 0.23859 | 0.23859 | 0.23859 | 0.23859 | 0.23859 | 0.23859 | 0.23859 | 0.23859 | 0.23859
F3_Industrial_Industrial - Int_New_Miscellaneous_Natural Gas_Miscellaneous_E2 | F3 | Industrial | Industrial - Int | New | Miscellaneous | Natural Gas | Miscellaneous | E2 | System - kBTUs of Consumption | 0 | 0 | 0 | 0 | 0 | 0 | 0 | 0 | 0 | 0 | 0 | 0 | 0 | 0 | 0 | 0 | 0 | 0 | 0 | 0 | 0 | 0 | 0 | 0 | 0 | 0 | 0 | 0 | 0 | 0 | 0 | 0 | 0
F3_Industrial_Industrial - Int_New_Miscellaneous_Natural Gas_Miscellaneous_E3 | F3 | Industrial | Industrial - Int | New | Miscellaneous | Natural Gas | Miscellaneous | E3 | System - kBTUs of Consumption | 0 | 0 | 0 | 0 | 0 | 0 | 0 | 0 | 0 | 0 | 0 | 0 | 0 | 0 | 0 | 0 | 0 | 0 | 0 | 0 | 0 | 0 | 0 | 0 | 0 | 0 | 0 | 0 | 0 | 0 | 0 | 0 | 0
F3_Industrial_Industrial - Int_New_Miscellaneous_Natural Gas_Miscellaneous_E4 | F3 | Industrial | Industrial - Int | New | Miscellaneous | Natural Gas | Miscellaneous | E4 | System - kBTUs of Consumption | 0 | 0 | 0 | 0 | 0 | 0 | 0 | 0 | 0 | 0 | 0 | 0 | 0 | 0 | 0 | 0 | 0 | 0 | 0 | 0 | 0 | 0 | 0 | 0 | 0 | 0 | 0 | 0 | 0 | 0 | 0 | 0 | 0
F3_Industrial_Industrial - Int_New_Miscellaneous_Natural Gas_Miscellaneous_E5 | F3 | Industrial | Industrial - Int | New | Miscellaneous | Natural Gas | Miscellaneous | E5 | System - kBTUs of Consumption | 0 | 0 | 0 | 0 | 0 | 0 | 0 | 0 | 0 | 0 | 0 | 0 | 0 | 0 | 0 | 0 | 0 | 0 | 0 | 0 | 0 | 0 | 0 | 0 | 0 | 0 | 0 | 0 | 0 | 0 | 0 | 0 | 0
F3_Industrial_Industrial - Int_New_Miscellaneous_Natural Gas_Miscellaneous_E6 | F3 | Industrial | Industrial - Int | New | Miscellaneous | Natural Gas | Miscellaneous | E6 | System - kBTUs of Consumption | 0 | 0 | 0 | 0 | 0 | 0 | 0 | 0 | 0 | 0 | 0 | 0 | 0 | 0 | 0 | 0 | 0 | 0 | 0 | 0 | 0 | 0 | 0 | 0 | 0 | 0 | 0 | 0 | 0 | 0 | 0 | 0 | 0
F3_Industrial_Industrial - Int_New_Miscellaneous_Natural Gas_Miscellaneous_E7 | F3 | Industrial | Industrial - Int | New | Miscellaneous | Natural Gas | Miscellaneous | E7 | System - kBTUs of Consumption | 0 | 0 | 0 | 0 | 0 | 0 | 0 | 0 | 0 | 0 | 0 | 0 | 0 | 0 | 0 | 0 | 0 | 0 | 0 | 0 | 0 | 0 | 0 | 0 | 0 | 0 | 0 | 0 | 0 | 0 | 0 | 0 | 0
F3_Industrial_Industrial - Int_New_Miscellaneous_Natural Gas_Miscellaneous_E8 | F3 | Industrial | Industrial - Int | New | Miscellaneous | Natural Gas | Miscellaneous | E8 | System - kBTUs of Consumption | 0 | 0 | 0 | 0 | 0 | 0 | 0 | 0 | 0 | 0 | 0 | 0 | 0 | 0 | 0 | 0 | 0 | 0 | 0 | 0 | 0 | 0 | 0 | 0 | 0 | 0 | 0 | 0 | 0 | 0 | 0 | 0 | 0
F3_Industrial_Industrial - Int_New_Miscellaneous_Natural Gas_Miscellaneous_E9 | F3 | Industrial | Industrial - Int | New | Miscellaneous | Natural Gas | Miscellaneous | E9 | System - kBTUs of Consumption | 0 | 0 | 0 | 0 | 0 | 0 | 0 | 0 | 0 | 0 | 0 | 0 | 0 | 0 | 0 | 0 | 0 | 0 | 0 | 0 | 0 | 0 | 0 | 0 | 0 | 0 | 0 | 0 | 0 | 0 | 0 | 0 | 0
F3_Industrial_Industrial - Int_New_Miscellaneous_Natural Gas_Miscellaneous_E10 | F3 | Industrial | Industrial - Int | New | Miscellaneous | Natural Gas | Miscellaneous | E10 | System - kBTUs of Consumption | 0 | 0 | 0 | 0 | 0 | 0 | 0 | 0 | 0 | 0 | 0 | 0 | 0 | 0 | 0 | 0 | 0 | 0 | 0 | 0 | 0 | 0 | 0 | 0 | 0 | 0 | 0 | 0 | 0 | 0 | 0 | 0 | 0
F4_Industrial_Industrial - Int_New_Miscellaneous_Natural Gas_Miscellaneous_E1 | F4 | Industrial | Industrial - Int | New | Miscellaneous | Natural Gas | Miscellaneous | E1 | Utility - Cost of Equipment | 18.9306 | 19.0129 | 19.1435 | 19.3436 | 19.6609 | 20.0992 | 20.4234 | 20.7447 | 21.0856 | 21.4449 | 21.7515 | 21.9758 | 22.169 | 22.3551 | 22.5709 | 22.7577 | 22.9827 | 23.2593 | 23.5956 | 23.9874 | 24.4236 | 24.8486 | 25.2453 | 25.6173 | 25.9626 | 26.2743 | 26.4861 | 26.6477 | 26.8002 | 26.9458 | 27.0986 | 27.1661 | 27.1661
F4_Industrial_Industrial - Int_New_Miscellaneous_Natural Gas_Miscellaneous_E2 | F4 | Industrial | Industrial - Int | New | Miscellaneous | Natural Gas | Miscellaneous | E2 | Utility - Cost of Equipment | 0 | 0 | 0 | 0 | 0 | 0 | 0 | 0 | 0 | 0 | 0 | 0 | 0 | 0 | 0 | 0 | 0 | 0 | 0 | 0 | 0 | 0 | 0 | 0 | 0 | 0 | 0 | 0 | 0 | 0 | 0 | 0 | 0
F4_Industrial_Industrial - Int_New_Miscellaneous_Natural Gas_Miscellaneous_E3 | F4 | Industrial | Industrial - Int | New | Miscellaneous | Natural Gas | Miscellaneous | E3 | Utility - Cost of Equipment | 0 | 0 | 0 | 0 | 0 | 0 | 0 | 0 | 0 | 0 | 0 | 0 | 0 | 0 | 0 | 0 | 0 | 0 | 0 | 0 | 0 | 0 | 0 | 0 | 0 | 0 | 0 | 0 | 0 | 0 | 0 | 0 | 0
F4_Industrial_Industrial - Int_New_Miscellaneous_Natural Gas_Miscellaneous_E4 | F4 | Industrial | Industrial - Int | New | Miscellaneous | Natural Gas | Miscellaneous | E4 | Utility - Cost of Equipment | 0 | 0 | 0 | 0 | 0 | 0 | 0 | 0 | 0 | 0 | 0 | 0 | 0 | 0 | 0 | 0 | 0 | 0 | 0 | 0 | 0 | 0 | 0 | 0 | 0 | 0 | 0 | 0 | 0 | 0 | 0 | 0 | 0
F4_Industrial_Industrial - Int_New_Miscellaneous_Natural Gas_Miscellaneous_E5 | F4 | Industrial | Industrial - Int | New | Miscellaneous | Natural Gas | Miscellaneous | E5 | Utility - Cost of Equipment | 0 | 0 | 0 | 0 | 0 | 0 | 0 | 0 | 0 | 0 | 0 | 0 | 0 | 0 | 0 | 0 | 0 | 0 | 0 | 0 | 0 | 0 | 0 | 0 | 0 | 0 | 0 | 0 | 0 | 0 | 0 | 0 | 0
F4_Industrial_Industrial - Int_New_Miscellaneous_Natural Gas_Miscellaneous_E6 | F4 | Industrial | Industrial - Int | New | Miscellaneous | Natural Gas | Miscellaneous | E6 | Utility - Cost of Equipment | 0 | 0 | 0 | 0 | 0 | 0 | 0 | 0 | 0 | 0 | 0 | 0 | 0 | 0 | 0 | 0 | 0 | 0 | 0 | 0 | 0 | 0 | 0 | 0 | 0 | 0 | 0 | 0 | 0 | 0 | 0 | 0 | 0
F4_Industrial_Industrial - Int_New_Miscellaneous_Natural Gas_Miscellaneous_E7 | F4 | Industrial | Industrial - Int | New | Miscellaneous | Natural Gas | Miscellaneous | E7 | Utility - Cost of Equipment | 0 | 0 | 0 | 0 | 0 | 0 | 0 | 0 | 0 | 0 | 0 | 0 | 0 | 0 | 0 | 0 | 0 | 0 | 0 | 0 | 0 | 0 | 0 | 0 | 0 | 0 | 0 | 0 | 0 | 0 | 0 | 0 | 0
F4_Industrial_Industrial - Int_New_Miscellaneous_Natural Gas_Miscellaneous_E8 | F4 | Industrial | Industrial - Int | New | Miscellaneous | Natural Gas | Miscellaneous | E8 | Utility - Cost of Equipment | 0 | 0 | 0 | 0 | 0 | 0 | 0 | 0 | 0 | 0 | 0 | 0 | 0 | 0 | 0 | 0 | 0 | 0 | 0 | 0 | 0 | 0 | 0 | 0 | 0 | 0 | 0 | 0 | 0 | 0 | 0 | 0 | 0
F4_Industrial_Industrial - Int_New_Miscellaneous_Natural Gas_Miscellaneous_E9 | F4 | Industrial | Industrial - Int | New | Miscellaneous | Natural Gas | Miscellaneous | E9 | Utility - Cost of Equipment | 0 | 0 | 0 | 0 | 0 | 0 | 0 | 0 | 0 | 0 | 0 | 0 | 0 | 0 | 0 | 0 | 0 | 0 | 0 | 0 | 0 | 0 | 0 | 0 | 0 | 0 | 0 | 0 | 0 | 0 | 0 | 0 | 0
F4_Industrial_Industrial - Int_New_Miscellaneous_Natural Gas_Miscellaneous_E10 | F4 | Industrial | Industrial - Int | New | Miscellaneous | Natural Gas | Miscellaneous | E10 | Utility - Cost of Equipment | 0 | 0 | 0 | 0 | 0 | 0 | 0 | 0 | 0 | 0 | 0 | 0 | 0 | 0 | 0 | 0 | 0 | 0 | 0 | 0 | 0 | 0 | 0 | 0 | 0 | 0 | 0 | 0 | 0 | 0 | 0 | 0 | 0
F5_Industrial_Industrial - Int_New_Miscellaneous_Natural Gas_Miscellaneous_E1 | F5 | Industrial | Industrial - Int | New | Miscellaneous | Natural Gas | Miscellaneous | E1 | Utility - Cost of Operation | 0.23859 | 0.23859 | 0.23859 | 0.23859 | 0.23859 | 0.23859 | 0.23859 | 0.23859 | 0.23859 | 0.23859 | 0.23859 | 0.23859 | 0.23859 | 0.23859 | 0.23859 | 0.23859 | 0.23859 | 0.23859 | 0.23859 | 0.23859 | 0.23859 | 0.23859 | 0.23859 | 0.23859 | 0.23859 | 0.23859 | 0.23859 | 0.23859 | 0.23859 | 0.23859 | 0.23859 | 0.23859 | 0.23859
F5_Industrial_Industrial - Int_New_Miscellaneous_Natural Gas_Miscellaneous_E2 | F5 | Industrial | Industrial - Int | New | Miscellaneous | Natural Gas | Miscellaneous | E2 | Utility - Cost of Operation | 0 | 0 | 0 | 0 | 0 | 0 | 0 | 0 | 0 | 0 | 0 | 0 | 0 | 0 | 0 | 0 | 0 | 0 | 0 | 0 | 0 | 0 | 0 | 0 | 0 | 0 | 0 | 0 | 0 | 0 | 0 | 0 | 0
F5_Industrial_Industrial - Int_New_Miscellaneous_Natural Gas_Miscellaneous_E3 | F5 | Industrial | Industrial - Int | New | Miscellaneous | Natural Gas | Miscellaneous | E3 | Utility - Cost of Operation | 0 | 0 | 0 | 0 | 0 | 0 | 0 | 0 | 0 | 0 | 0 | 0 | 0 | 0 | 0 | 0 | 0 | 0 | 0 | 0 | 0 | 0 | 0 | 0 | 0 | 0 | 0 | 0 | 0 | 0 | 0 | 0 | 0
F5_Industrial_Industrial - Int_New_Miscellaneous_Natural Gas_Miscellaneous_E4 | F5 | Industrial | Industrial - Int | New | Miscellaneous | Natural Gas | Miscellaneous | E4 | Utility - Cost of Operation | 0 | 0 | 0 | 0 | 0 | 0 | 0 | 0 | 0 | 0 | 0 | 0 | 0 | 0 | 0 | 0 | 0 | 0 | 0 | 0 | 0 | 0 | 0 | 0 | 0 | 0 | 0 | 0 | 0 | 0 | 0 | 0 | 0
F5_Industrial_Industrial - Int_New_Miscellaneous_Natural Gas_Miscellaneous_E5 | F5 | Industrial | Industrial - Int | New | Miscellaneous | Natural Gas | Miscellaneous | E5 | Utility - Cost of Operation | 0 | 0 | 0 | 0 | 0 | 0 | 0 | 0 | 0 | 0 | 0 | 0 | 0 | 0 | 0 | 0 | 0 | 0 | 0 | 0 | 0 | 0 | 0 | 0 | 0 | 0 | 0 | 0 | 0 | 0 | 0 | 0 | 0
F5_Industrial_Industrial - Int_New_Miscellaneous_Natural Gas_Miscellaneous_E6 | F5 | Industrial | Industrial - Int | New | Miscellaneous | Natural Gas | Miscellaneous | E6 | Utility - Cost of Operation | 0 | 0 | 0 | 0 | 0 | 0 | 0 | 0 | 0 | 0 | 0 | 0 | 0 | 0 | 0 | 0 | 0 | 0 | 0 | 0 | 0 | 0 | 0 | 0 | 0 | 0 | 0 | 0 | 0 | 0 | 0 | 0 | 0
F5_Industrial_Industrial - Int_New_Miscellaneous_Natural Gas_Miscellaneous_E7 | F5 | Industrial | Industrial - Int | New | Miscellaneous | Natural Gas | Miscellaneous | E7 | Utility - Cost of Operation | 0 | 0 | 0 | 0 | 0 | 0 | 0 | 0 | 0 | 0 | 0 | 0 | 0 | 0 | 0 | 0 | 0 | 0 | 0 | 0 | 0 | 0 | 0 | 0 | 0 | 0 | 0 | 0 | 0 | 0 | 0 | 0 | 0
F5_Industrial_Industrial - Int_New_Miscellaneous_Natural Gas_Miscellaneous_E8 | F5 | Industrial | Industrial - Int | New | Miscellaneous | Natural Gas | Miscellaneous | E8 | Utility - Cost of Operation | 0 | 0 | 0 | 0 | 0 | 0 | 0 | 0 | 0 | 0 | 0 | 0 | 0 | 0 | 0 | 0 | 0 | 0 | 0 | 0 | 0 | 0 | 0 | 0 | 0 | 0 | 0 | 0 | 0 | 0 | 0 | 0 | 0
F5_Industrial_Industrial - Int_New_Miscellaneous_Natural Gas_Miscellaneous_E9 | F5 | Industrial | Industrial - Int | New | Miscellaneous | Natural Gas | Miscellaneous | E9 | Utility - Cost of Operation | 0 | 0 | 0 | 0 | 0 | 0 | 0 | 0 | 0 | 0 | 0 | 0 | 0 | 0 | 0 | 0 | 0 | 0 | 0 | 0 | 0 | 0 | 0 | 0 | 0 | 0 | 0 | 0 | 0 | 0 | 0 | 0 | 0
F5_Industrial_Industrial - Int_New_Miscellaneous_Natural Gas_Miscellaneous_E10 | F5 | Industrial | Industrial - Int | New | Miscellaneous | Natural Gas | Miscellaneous | E10 | Utility - Cost of Operation | 0 | 0 | 0 | 0 | 0 | 0 | 0 | 0 | 0 | 0 | 0 | 0 | 0 | 0 | 0 | 0 | 0 | 0 | 0 | 0 | 0 | 0 | 0 | 0 | 0 | 0 | 0 | 0 | 0 | 0 | 0 | 0 | 0
F6_Industrial_Industrial - Int_New_Miscellaneous_Natural Gas_Miscellaneous_E1 | F6 | Industrial | Industrial - Int | New | Miscellaneous | Natural Gas | Miscellaneous | E1 | Utility - Value of Sales | 16.8964 | 16.8964 | 16.8964 | 16.8964 | 16.8964 | 16.8964 | 16.8964 | 16.8964 | 16.8964 | 16.8964 | 16.8964 | 16.8964 | 16.8964 | 16.8964 | 16.8964 | 16.8964 | 16.8964 | 16.8964 | 16.8964 | 16.8964 | 16.8964 | 16.8964 | 16.8964 | 16.8964 | 16.8964 | 16.8964 | 16.8964 | 16.8964 | 16.8964 | 16.8964 | 16.8964 | 16.8964 | 16.8964
F6_Industrial_Industrial - Int_New_Miscellaneous_Natural Gas_Miscellaneous_E2 | F6 | Industrial | Industrial - Int | New | Miscellaneous | Natural Gas | Miscellaneous | E2 | Utility - Value of Sales | 0 | 0 | 0 | 0 | 0 | 0 | 0 | 0 | 0 | 0 | 0 | 0 | 0 | 0 | 0 | 0 | 0 | 0 | 0 | 0 | 0 | 0 | 0 | 0 | 0 | 0 | 0 | 0 | 0 | 0 | 0 | 0 | 0
F6_Industrial_Industrial - Int_New_Miscellaneous_Natural Gas_Miscellaneous_E3 | F6 | Industrial | Industrial - Int | New | Miscellaneous | Natural Gas | Miscellaneous | E3 | Utility - Value of Sales | 0 | 0 | 0 | 0 | 0 | 0 | 0 | 0 | 0 | 0 | 0 | 0 | 0 | 0 | 0 | 0 | 0 | 0 | 0 | 0 | 0 | 0 | 0 | 0 | 0 | 0 | 0 | 0 | 0 | 0 | 0 | 0 | 0
F6_Industrial_Industrial - Int_New_Miscellaneous_Natural Gas_Miscellaneous_E4 | F6 | Industrial | Industrial - Int | New | Miscellaneous | Natural Gas | Miscellaneous | E4 | Utility - Value of Sales | 0 | 0 | 0 | 0 | 0 | 0 | 0 | 0 | 0 | 0 | 0 | 0 | 0 | 0 | 0 | 0 | 0 | 0 | 0 | 0 | 0 | 0 | 0 | 0 | 0 | 0 | 0 | 0 | 0 | 0 | 0 | 0 | 0
F6_Industrial_Industrial - Int_New_Miscellaneous_Natural Gas_Miscellaneous_E5 | F6 | Industrial | Industrial - Int | New | Miscellaneous | Natural Gas | Miscellaneous | E5 | Utility - Value of Sales | 0 | 0 | 0 | 0 | 0 | 0 | 0 | 0 | 0 | 0 | 0 | 0 | 0 | 0 | 0 | 0 | 0 | 0 | 0 | 0 | 0 | 0 | 0 | 0 | 0 | 0 | 0 | 0 | 0 | 0 | 0 | 0 | 0
F6_Industrial_Industrial - Int_New_Miscellaneous_Natural Gas_Miscellaneous_E6 | F6 | Industrial | Industrial - Int | New | Miscellaneous | Natural Gas | Miscellaneous | E6 | Utility - Value of Sales | 0 | 0 | 0 | 0 | 0 | 0 | 0 | 0 | 0 | 0 | 0 | 0 | 0 | 0 | 0 | 0 | 0 | 0 | 0 | 0 | 0 | 0 | 0 | 0 | 0 | 0 | 0 | 0 | 0 | 0 | 0 | 0 | 0
F6_Industrial_Industrial - Int_New_Miscellaneous_Natural Gas_Miscellaneous_E7 | F6 | Industrial | Industrial - Int | New | Miscellaneous | Natural Gas | Miscellaneous | E7 | Utility - Value of Sales | 0 | 0 | 0 | 0 | 0 | 0 | 0 | 0 | 0 | 0 | 0 | 0 | 0 | 0 | 0 | 0 | 0 | 0 | 0 | 0 | 0 | 0 | 0 | 0 | 0 | 0 | 0 | 0 | 0 | 0 | 0 | 0 | 0
F6_Industrial_Industrial - Int_New_Miscellaneous_Natural Gas_Miscellaneous_E8 | F6 | Industrial | Industrial - Int | New | Miscellaneous | Natural Gas | Miscellaneous | E8 | Utility - Value of Sales | 0 | 0 | 0 | 0 | 0 | 0 | 0 | 0 | 0 | 0 | 0 | 0 | 0 | 0 | 0 | 0 | 0 | 0 | 0 | 0 | 0 | 0 | 0 | 0 | 0 | 0 | 0 | 0 | 0 | 0 | 0 | 0 | 0
F6_Industrial_Industrial - Int_New_Miscellaneous_Natural Gas_Miscellaneous_E9 | F6 | Industrial | Industrial - Int | New | Miscellaneous | Natural Gas | Miscellaneous | E9 | Utility - Value of Sales | 0 | 0 | 0 | 0 | 0 | 0 | 0 | 0 | 0 | 0 | 0 | 0 | 0 | 0 | 0 | 0 | 0 | 0 | 0 | 0 | 0 | 0 | 0 | 0 | 0 | 0 | 0 | 0 | 0 | 0 | 0 | 0 | 0
F6_Industrial_Industrial - Int_New_Miscellaneous_Natural Gas_Miscellaneous_E10 | F6 | Industrial | Industrial - Int | New | Miscellaneous | Natural Gas | Miscellaneous | E10 | Utility - Value of Sales | 0 | 0 | 0 | 0 | 0 | 0 | 0 | 0 | 0 | 0 | 0 | 0 | 0 | 0 | 0 | 0 | 0 | 0 | 0 | 0 | 0 | 0 | 0 | 0 | 0 | 0 | 0 | 0 | 0 | 0 | 0 | 0 | 0
F1_Industrial_Electronics Manufacturing_Existing_Space Heating_Natural Gas_Furnace_E1 | F1 | Industrial | Electronics Manufacturing | Existing | Space Heating | Natural Gas | Furnace | E1 | RVT - Cost of Equipment | 0 | 0 | 0 | 0 | 0 | 0 | 0 | 0 | 0 | 0 | 0 | 0 | 0 | 0 | 0 | 0 | 0 | 0 | 0 | 0 | 0 | 0 | 0 | 0 | 0 | 0 | 0 | 0 | 0 | 0 | 0 | 0 | 0
F1_Industrial_Electronics Manufacturing_Existing_Space Heating_Natural Gas_Furnace_E2 | F1 | Industrial | Electronics Manufacturing | Existing | Space Heating | Natural Gas | Furnace | E2 | RVT - Cost of Equipment | 0 | 0 | 0 | 0 | 0 | 0 | 0 | 0 | 0 | 0 | 0 | 0 | 0 | 0 | 0 | 0 | 0 | 0 | 0 | 0 | 0 | 0 | 0 | 0 | 0 | 0 | 0 | 0 | 0 | 0 | 0 | 0 | 0
F1_Industrial_Electronics Manufacturing_Existing_Space Heating_Natural Gas_Furnace_E3 | F1 | Industrial | Electronics Manufacturing | Existing | Space Heating | Natural Gas | Furnace | E3 | RVT - Cost of Equipment | 0 | 0 | 0 | 0 | 0 | 0 | 0 | 0 | 0 | 0 | 0 | 0 | 0 | 0 | 0 | 0 | 0 | 0 | 0 | 0 | 0 | 0 | 0 | 0 | 0 | 0 | 0 | 0 | 0 | 0 | 0 | 0 | 0
F1_Industrial_Electronics Manufacturing_Existing_Space Heating_Natural Gas_Furnace_E4 | F1 | Industrial | Electronics Manufacturing | Existing | Space Heating | Natural Gas | Furnace | E4 | RVT - Cost of Equipment | 0 | 0 | 0 | 0 | 0 | 0 | 0 | 0 | 0 | 0 | 0 | 0 | 0 | 0 | 0 | 0 | 0 | 0 | 0 | 0 | 0 | 0 | 0 | 0 | 0 | 0 | 0 | 0 | 0 | 0 | 0 | 0 | 0
F1_Industrial_Electronics Manufacturing_Existing_Space Heating_Natural Gas_Furnace_E5 | F1 | Industrial | Electronics Manufacturing | Existing | Space Heating | Natural Gas | Furnace | E5 | RVT - Cost of Equipment | 0 | 0 | 0 | 0 | 0 | 0 | 0 | 0 | 0 | 0 | 0 | 0 | 0 | 0 | 0 | 0 | 0 | 0 | 0 | 0 | 0 | 0 | 0 | 0 | 0 | 0 | 0 | 0 | 0 | 0 | 0 | 0 | 0
F1_Industrial_Electronics Manufacturing_Existing_Space Heating_Natural Gas_Furnace_E6 | F1 | Industrial | Electronics Manufacturing | Existing | Space Heating | Natural Gas | Furnace | E6 | RVT - Cost of Equipment | 0 | 0 | 0 | 0 | 0 | 0 | 0 | 0 | 0 | 0 | 0 | 0 | 0 | 0 | 0 | 0 | 0 | 0 | 0 | 0 | 0 | 0 | 0 | 0 | 0 | 0 | 0 | 0 | 0 | 0 | 0 | 0 | 0
F1_Industrial_Electronics Manufacturing_Existing_Space Heating_Natural Gas_Furnace_E7 | F1 | Industrial | Electronics Manufacturing | Existing | Space Heating | Natural Gas | Furnace | E7 | RVT - Cost of Equipment | 0 | 0 | 0 | 0 | 0 | 0 | 0 | 0 | 0 | 0 | 0 | 0 | 0 | 0 | 0 | 0 | 0 | 0 | 0 | 0 | 0 | 0 | 0 | 0 | 0 | 0 | 0 | 0 | 0 | 0 | 0 | 0 | 0
F1_Industrial_Electronics Manufacturing_Existing_Space Heating_Natural Gas_Furnace_E8 | F1 | Industrial | Electronics Manufacturing | Existing | Space Heating | Natural Gas | Furnace | E8 | RVT - Cost of Equipment | 0 | 0 | 0 | 0 | 0 | 0 | 0 | 0 | 0 | 0 | 0 | 0 | 0 | 0 | 0 | 0 | 0 | 0 | 0 | 0 | 0 | 0 | 0 | 0 | 0 | 0 | 0 | 0 | 0 | 0 | 0 | 0 | 0
F1_Industrial_Electronics Manufacturing_Existing_Space Heating_Natural Gas_Furnace_E9 | F1 | Industrial | Electronics Manufacturing | Existing | Space Heating | Natural Gas | Furnace | E9 | RVT - Cost of Equipment | 0 | 0 | 0 | 0 | 0 | 0 | 0 | 0 | 0 | 0 | 0 | 0 | 0 | 0 | 0 | 0 | 0 | 0 | 0 | 0 | 0 | 0 | 0 | 0 | 0 | 0 | 0 | 0 | 0 | 0 | 0 | 0 | 0
F1_Industrial_Electronics Manufacturing_Existing_Space Heating_Natural Gas_Furnace_E10 | F1 | Industrial | Electronics Manufacturing | Existing | Space Heating | Natural Gas | Furnace | E10 | RVT - Cost of Equipment | 0 | 0 | 0 | 0 | 0 | 0 | 0 | 0 | 0 | 0 | 0 | 0 | 0 | 0 | 0 | 0 | 0 | 0 | 0 | 0 | 0 | 0 | 0 | 0 | 0 | 0 | 0 | 0 | 0 | 0 | 0 | 0 | 0
F2_Industrial_Electronics Manufacturing_Existing_Space Heating_Natural Gas_Furnace_E1 | F2 | Industrial | Electronics Manufacturing | Existing | Space Heating | Natural Gas | Furnace | E1 | RVT - Cost of Operation | 0 | 0 | 0 | 0 | 0 | 0 | 0 | 0 | 0 | 0 | 0 | 0 | 0 | 0 | 0 | 0 | 0 | 0 | 0 | 0 | 0 | 0 | 0 | 0 | 0 | 0 | 0 | 0 | 0 | 0 | 0 | 0 | 0
F2_Industrial_Electronics Manufacturing_Existing_Space Heating_Natural Gas_Furnace_E2 | F2 | Industrial | Electronics Manufacturing | Existing | Space Heating | Natural Gas | Furnace | E2 | RVT - Cost of Operation | 0 | 0 | 0 | 0 | 0 | 0 | 0 | 0 | 0 | 0 | 0 | 0 | 0 | 0 | 0 | 0 | 0 | 0 | 0 | 0 | 0 | 0 | 0 | 0 | 0 | 0 | 0 | 0 | 0 | 0 | 0 | 0 | 0
F2_Industrial_Electronics Manufacturing_Existing_Space Heating_Natural Gas_Furnace_E3 | F2 | Industrial | Electronics Manufacturing | Existing | Space Heating | Natural Gas | Furnace | E3 | RVT - Cost of Operation | 0 | 0 | 0 | 0 | 0 | 0 | 0 | 0 | 0 | 0 | 0 | 0 | 0 | 0 | 0 | 0 | 0 | 0 | 0 | 0 | 0 | 0 | 0 | 0 | 0 | 0 | 0 | 0 | 0 | 0 | 0 | 0 | 0
F2_Industrial_Electronics Manufacturing_Existing_Space Heating_Natural Gas_Furnace_E4 | F2 | Industrial | Electronics Manufacturing | Existing | Space Heating | Natural Gas | Furnace | E4 | RVT - Cost of Operation | 0 | 0 | 0 | 0 | 0 | 0 | 0 | 0 | 0 | 0 | 0 | 0 | 0 | 0 | 0 | 0 | 0 | 0 | 0 | 0 | 0 | 0 | 0 | 0 | 0 | 0 | 0 | 0 | 0 | 0 | 0 | 0 | 0
F2_Industrial_Electronics Manufacturing_Existing_Space Heating_Natural Gas_Furnace_E5 | F2 | Industrial | Electronics Manufacturing | Existing | Space Heating | Natural Gas | Furnace | E5 | RVT - Cost of Operation | 0 | 0 | 0 | 0 | 0 | 0 | 0 | 0 | 0 | 0 | 0 | 0 | 0 | 0 | 0 | 0 | 0 | 0 | 0 | 0 | 0 | 0 | 0 | 0 | 0 | 0 | 0 | 0 | 0 | 0 | 0 | 0 | 0
F2_Industrial_Electronics Manufacturing_Existing_Space Heating_Natural Gas_Furnace_E6 | F2 | Industrial | Electronics Manufacturing | Existing | Space Heating | Natural Gas | Furnace | E6 | RVT - Cost of Operation | 0 | 0 | 0 | 0 | 0 | 0 | 0 | 0 | 0 | 0 | 0 | 0 | 0 | 0 | 0 | 0 | 0 | 0 | 0 | 0 | 0 | 0 | 0 | 0 | 0 | 0 | 0 | 0 | 0 | 0 | 0 | 0 | 0
F2_Industrial_Electronics Manufacturing_Existing_Space Heating_Natural Gas_Furnace_E7 | F2 | Industrial | Electronics Manufacturing | Existing | Space Heating | Natural Gas | Furnace | E7 | RVT - Cost of Operation | 0 | 0 | 0 | 0 | 0 | 0 | 0 | 0 | 0 | 0 | 0 | 0 | 0 | 0 | 0 | 0 | 0 | 0 | 0 | 0 | 0 | 0 | 0 | 0 | 0 | 0 | 0 | 0 | 0 | 0 | 0 | 0 | 0
F2_Industrial_Electronics Manufacturing_Existing_Space Heating_Natural Gas_Furnace_E8 | F2 | Industrial | Electronics Manufacturing | Existing | Space Heating | Natural Gas | Furnace | E8 | RVT - Cost of Operation | 0 | 0 | 0 | 0 | 0 | 0 | 0 | 0 | 0 | 0 | 0 | 0 | 0 | 0 | 0 | 0 | 0 | 0 | 0 | 0 | 0 | 0 | 0 | 0 | 0 | 0 | 0 | 0 | 0 | 0 | 0 | 0 | 0
F2_Industrial_Electronics Manufacturing_Existing_Space Heating_Natural Gas_Furnace_E9 | F2 | Industrial | Electronics Manufacturing | Existing | Space Heating | Natural Gas | Furnace | E9 | RVT - Cost of Operation | 0 | 0 | 0 | 0 | 0 | 0 | 0 | 0 | 0 | 0 | 0 | 0 | 0 | 0 | 0 | 0 | 0 | 0 | 0 | 0 | 0 | 0 | 0 | 0 | 0 | 0 | 0 | 0 | 0 | 0 | 0 | 0 | 0
F2_Industrial_Electronics Manufacturing_Existing_Space Heating_Natural Gas_Furnace_E10 | F2 | Industrial | Electronics Manufacturing | Existing | Space Heating | Natural Gas | Furnace | E10 | RVT - Cost of Operation | 0 | 0 | 0 | 0 | 0 | 0 | 0 | 0 | 0 | 0 | 0 | 0 | 0 | 0 | 0 | 0 | 0 | 0 | 0 | 0 | 0 | 0 | 0 | 0 | 0 | 0 | 0 | 0 | 0 | 0 | 0 | 0 | 0
F3_Industrial_Electronics Manufacturing_Existing_Space Heating_Natural Gas_Furnace_E1 | F3 | Industrial | Electronics Manufacturing | Existing | Space Heating | Natural Gas | Furnace | E1 | System - kBTUs of Consumption | 0 | 0 | 0 | 0 | 0 | 0 | 0 | 0 | 0 | 0 | 0 | 0 | 0 | 0 | 0 | 0 | 0 | 0 | 0 | 0 | 0 | 0 | 0 | 0 | 0 | 0 | 0 | 0 | 0 | 0 | 0 | 0 | 0
F3_Industrial_Electronics Manufacturing_Existing_Space Heating_Natural Gas_Furnace_E2 | F3 | Industrial | Electronics Manufacturing | Existing | Space Heating | Natural Gas | Furnace | E2 | System - kBTUs of Consumption | 0 | 0 | 0 | 0 | 0 | 0 | 0 | 0 | 0 | 0 | 0 | 0 | 0 | 0 | 0 | 0 | 0 | 0 | 0 | 0 | 0 | 0 | 0 | 0 | 0 | 0 | 0 | 0 | 0 | 0 | 0 | 0 | 0
F3_Industrial_Electronics Manufacturing_Existing_Space Heating_Natural Gas_Furnace_E3 | F3 | Industrial | Electronics Manufacturing | Existing | Space Heating | Natural Gas | Furnace | E3 | System - kBTUs of Consumption | 0 | 0 | 0 | 0 | 0 | 0 | 0 | 0 | 0 | 0 | 0 | 0 | 0 | 0 | 0 | 0 | 0 | 0 | 0 | 0 | 0 | 0 | 0 | 0 | 0 | 0 | 0 | 0 | 0 | 0 | 0 | 0 | 0
F3_Industrial_Electronics Manufacturing_Existing_Space Heating_Natural Gas_Furnace_E4 | F3 | Industrial | Electronics Manufacturing | Existing | Space Heating | Natural Gas | Furnace | E4 | System - kBTUs of Consumption | 0 | 0 | 0 | 0 | 0 | 0 | 0 | 0 | 0 | 0 | 0 | 0 | 0 | 0 | 0 | 0 | 0 | 0 | 0 | 0 | 0 | 0 | 0 | 0 | 0 | 0 | 0 | 0 | 0 | 0 | 0 | 0 | 0
F3_Industrial_Electronics Manufacturing_Existing_Space Heating_Natural Gas_Furnace_E5 | F3 | Industrial | Electronics Manufacturing | Existing | Space Heating | Natural Gas | Furnace | E5 | System - kBTUs of Consumption | 0 | 0 | 0 | 0 | 0 | 0 | 0 | 0 | 0 | 0 | 0 | 0 | 0 | 0 | 0 | 0 | 0 | 0 | 0 | 0 | 0 | 0 | 0 | 0 | 0 | 0 | 0 | 0 | 0 | 0 | 0 | 0 | 0
F3_Industrial_Electronics Manufacturing_Existing_Space Heating_Natural Gas_Furnace_E6 | F3 | Industrial | Electronics Manufacturing | Existing | Space Heating | Natural Gas | Furnace | E6 | System - kBTUs of Consumption | 0 | 0 | 0 | 0 | 0 | 0 | 0 | 0 | 0 | 0 | 0 | 0 | 0 | 0 | 0 | 0 | 0 | 0 | 0 | 0 | 0 | 0 | 0 | 0 | 0 | 0 | 0 | 0 | 0 | 0 | 0 | 0 | 0
F3_Industrial_Electronics Manufacturing_Existing_Space Heating_Natural Gas_Furnace_E7 | F3 | Industrial | Electronics Manufacturing | Existing | Space Heating | Natural Gas | Furnace | E7 | System - kBTUs of Consumption | 0 | 0 | 0 | 0 | 0 | 0 | 0 | 0 | 0 | 0 | 0 | 0 | 0 | 0 | 0 | 0 | 0 | 0 | 0 | 0 | 0 | 0 | 0 | 0 | 0 | 0 | 0 | 0 | 0 | 0 | 0 | 0 | 0
F3_Industrial_Electronics Manufacturing_Existing_Space Heating_Natural Gas_Furnace_E8 | F3 | Industrial | Electronics Manufacturing | Existing | Space Heating | Natural Gas | Furnace | E8 | System - kBTUs of Consumption | 0 | 0 | 0 | 0 | 0 | 0 | 0 | 0 | 0 | 0 | 0 | 0 | 0 | 0 | 0 | 0 | 0 | 0 | 0 | 0 | 0 | 0 | 0 | 0 | 0 | 0 | 0 | 0 | 0 | 0 | 0 | 0 | 0
F3_Industrial_Electronics Manufacturing_Existing_Space Heating_Natural Gas_Furnace_E9 | F3 | Industrial | Electronics Manufacturing | Existing | Space Heating | Natural Gas | Furnace | E9 | System - kBTUs of Consumption | 0 | 0 | 0 | 0 | 0 | 0 | 0 | 0 | 0 | 0 | 0 | 0 | 0 | 0 | 0 | 0 | 0 | 0 | 0 | 0 | 0 | 0 | 0 | 0 | 0 | 0 | 0 | 0 | 0 | 0 | 0 | 0 | 0
F3_Industrial_Electronics Manufacturing_Existing_Space Heating_Natural Gas_Furnace_E10 | F3 | Industrial | Electronics Manufacturing | Existing | Space Heating | Natural Gas | Furnace | E10 | System - kBTUs of Consumption | 0 | 0 | 0 | 0 | 0 | 0 | 0 | 0 | 0 | 0 | 0 | 0 | 0 | 0 | 0 | 0 | 0 | 0 | 0 | 0 | 0 | 0 | 0 | 0 | 0 | 0 | 0 | 0 | 0 | 0 | 0 | 0 | 0
F4_Industrial_Electronics Manufacturing_Existing_Space Heating_Natural Gas_Furnace_E1 | F4 | Industrial | Electronics Manufacturing | Existing | Space Heating | Natural Gas | Furnace | E1 | Utility - Cost of Equipment | 0 | 0 | 0 | 0 | 0 | 0 | 0 | 0 | 0 | 0 | 0 | 0 | 0 | 0 | 0 | 0 | 0 | 0 | 0 | 0 | 0 | 0 | 0 | 0 | 0 | 0 | 0 | 0 | 0 | 0 | 0 | 0 | 0
F4_Industrial_Electronics Manufacturing_Existing_Space Heating_Natural Gas_Furnace_E2 | F4 | Industrial | Electronics Manufacturing | Existing | Space Heating | Natural Gas | Furnace | E2 | Utility - Cost of Equipment | 0 | 0 | 0 | 0 | 0 | 0 | 0 | 0 | 0 | 0 | 0 | 0 | 0 | 0 | 0 | 0 | 0 | 0 | 0 | 0 | 0 | 0 | 0 | 0 | 0 | 0 | 0 | 0 | 0 | 0 | 0 | 0 | 0
F4_Industrial_Electronics Manufacturing_Existing_Space Heating_Natural Gas_Furnace_E3 | F4 | Industrial | Electronics Manufacturing | Existing | Space Heating | Natural Gas | Furnace | E3 | Utility - Cost of Equipment | 0 | 0 | 0 | 0 | 0 | 0 | 0 | 0 | 0 | 0 | 0 | 0 | 0 | 0 | 0 | 0 | 0 | 0 | 0 | 0 | 0 | 0 | 0 | 0 | 0 | 0 | 0 | 0 | 0 | 0 | 0 | 0 | 0
F4_Industrial_Electronics Manufacturing_Existing_Space Heating_Natural Gas_Furnace_E4 | F4 | Industrial | Electronics Manufacturing | Existing | Space Heating | Natural Gas | Furnace | E4 | Utility - Cost of Equipment | 0 | 0 | 0 | 0 | 0 | 0 | 0 | 0 | 0 | 0 | 0 | 0 | 0 | 0 | 0 | 0 | 0 | 0 | 0 | 0 | 0 | 0 | 0 | 0 | 0 | 0 | 0 | 0 | 0 | 0 | 0 | 0 | 0
F4_Industrial_Electronics Manufacturing_Existing_Space Heating_Natural Gas_Furnace_E5 | F4 | Industrial | Electronics Manufacturing | Existing | Space Heating | Natural Gas | Furnace | E5 | Utility - Cost of Equipment | 0 | 0 | 0 | 0 | 0 | 0 | 0 | 0 | 0 | 0 | 0 | 0 | 0 | 0 | 0 | 0 | 0 | 0 | 0 | 0 | 0 | 0 | 0 | 0 | 0 | 0 | 0 | 0 | 0 | 0 | 0 | 0 | 0
F4_Industrial_Electronics Manufacturing_Existing_Space Heating_Natural Gas_Furnace_E6 | F4 | Industrial | Electronics Manufacturing | Existing | Space Heating | Natural Gas | Furnace | E6 | Utility - Cost of Equipment | 0 | 0 | 0 | 0 | 0 | 0 | 0 | 0 | 0 | 0 | 0 | 0 | 0 | 0 | 0 | 0 | 0 | 0 | 0 | 0 | 0 | 0 | 0 | 0 | 0 | 0 | 0 | 0 | 0 | 0 | 0 | 0 | 0
F4_Industrial_Electronics Manufacturing_Existing_Space Heating_Natural Gas_Furnace_E7 | F4 | Industrial | Electronics Manufacturing | Existing | Space Heating | Natural Gas | Furnace | E7 | Utility - Cost of Equipment | 0 | 0 | 0 | 0 | 0 | 0 | 0 | 0 | 0 | 0 | 0 | 0 | 0 | 0 | 0 | 0 | 0 | 0 | 0 | 0 | 0 | 0 | 0 | 0 | 0 | 0 | 0 | 0 | 0 | 0 | 0 | 0 | 0
F4_Industrial_Electronics Manufacturing_Existing_Space Heating_Natural Gas_Furnace_E8 | F4 | Industrial | Electronics Manufacturing | Existing | Space Heating | Natural Gas | Furnace | E8 | Utility - Cost of Equipment | 0 | 0 | 0 | 0 | 0 | 0 | 0 | 0 | 0 | 0 | 0 | 0 | 0 | 0 | 0 | 0 | 0 | 0 | 0 | 0 | 0 | 0 | 0 | 0 | 0 | 0 | 0 | 0 | 0 | 0 | 0 | 0 | 0
F4_Industrial_Electronics Manufacturing_Existing_Space Heating_Natural Gas_Furnace_E9 | F4 | Industrial | Electronics Manufacturing | Existing | Space Heating | Natural Gas | Furnace | E9 | Utility - Cost of Equipment | 0 | 0 | 0 | 0 | 0 | 0 | 0 | 0 | 0 | 0 | 0 | 0 | 0 | 0 | 0 | 0 | 0 | 0 | 0 | 0 | 0 | 0 | 0 | 0 | 0 | 0 | 0 | 0 | 0 | 0 | 0 | 0 | 0
F4_Industrial_Electronics Manufacturing_Existing_Space Heating_Natural Gas_Furnace_E10 | F4 | Industrial | Electronics Manufacturing | Existing | Space Heating | Natural Gas | Furnace | E10 | Utility - Cost of Equipment | 0 | 0 | 0 | 0 | 0 | 0 | 0 | 0 | 0 | 0 | 0 | 0 | 0 | 0 | 0 | 0 | 0 | 0 | 0 | 0 | 0 | 0 | 0 | 0 | 0 | 0 | 0 | 0 | 0 | 0 | 0 | 0 | 0
F5_Industrial_Electronics Manufacturing_Existing_Space Heating_Natural Gas_Furnace_E1 | F5 | Industrial | Electronics Manufacturing | Existing | Space Heating | Natural Gas | Furnace | E1 | Utility - Cost of Operation | 0 | 0 | 0 | 0 | 0 | 0 | 0 | 0 | 0 | 0 | 0 | 0 | 0 | 0 | 0 | 0 | 0 | 0 | 0 | 0 | 0 | 0 | 0 | 0 | 0 | 0 | 0 | 0 | 0 | 0 | 0 | 0 | 0
F5_Industrial_Electronics Manufacturing_Existing_Space Heating_Natural Gas_Furnace_E2 | F5 | Industrial | Electronics Manufacturing | Existing | Space Heating | Natural Gas | Furnace | E2 | Utility - Cost of Operation | 0 | 0 | 0 | 0 | 0 | 0 | 0 | 0 | 0 | 0 | 0 | 0 | 0 | 0 | 0 | 0 | 0 | 0 | 0 | 0 | 0 | 0 | 0 | 0 | 0 | 0 | 0 | 0 | 0 | 0 | 0 | 0 | 0
F5_Industrial_Electronics Manufacturing_Existing_Space Heating_Natural Gas_Furnace_E3 | F5 | Industrial | Electronics Manufacturing | Existing | Space Heating | Natural Gas | Furnace | E3 | Utility - Cost of Operation | 0 | 0 | 0 | 0 | 0 | 0 | 0 | 0 | 0 | 0 | 0 | 0 | 0 | 0 | 0 | 0 | 0 | 0 | 0 | 0 | 0 | 0 | 0 | 0 | 0 | 0 | 0 | 0 | 0 | 0 | 0 | 0 | 0
F5_Industrial_Electronics Manufacturing_Existing_Space Heating_Natural Gas_Furnace_E4 | F5 | Industrial | Electronics Manufacturing | Existing | Space Heating | Natural Gas | Furnace | E4 | Utility - Cost of Operation | 0 | 0 | 0 | 0 | 0 | 0 | 0 | 0 | 0 | 0 | 0 | 0 | 0 | 0 | 0 | 0 | 0 | 0 | 0 | 0 | 0 | 0 | 0 | 0 | 0 | 0 | 0 | 0 | 0 | 0 | 0 | 0 | 0
F5_Industrial_Electronics Manufacturing_Existing_Space Heating_Natural Gas_Furnace_E5 | F5 | Industrial | Electronics Manufacturing | Existing | Space Heating | Natural Gas | Furnace | E5 | Utility - Cost of Operation | 0 | 0 | 0 | 0 | 0 | 0 | 0 | 0 | 0 | 0 | 0 | 0 | 0 | 0 | 0 | 0 | 0 | 0 | 0 | 0 | 0 | 0 | 0 | 0 | 0 | 0 | 0 | 0 | 0 | 0 | 0 | 0 | 0
F5_Industrial_Electronics Manufacturing_Existing_Space Heating_Natural Gas_Furnace_E6 | F5 | Industrial | Electronics Manufacturing | Existing | Space Heating | Natural Gas | Furnace | E6 | Utility - Cost of Operation | 0 | 0 | 0 | 0 | 0 | 0 | 0 | 0 | 0 | 0 | 0 | 0 | 0 | 0 | 0 | 0 | 0 | 0 | 0 | 0 | 0 | 0 | 0 | 0 | 0 | 0 | 0 | 0 | 0 | 0 | 0 | 0 | 0
F5_Industrial_Electronics Manufacturing_Existing_Space Heating_Natural Gas_Furnace_E7 | F5 | Industrial | Electronics Manufacturing | Existing | Space Heating | Natural Gas | Furnace | E7 | Utility - Cost of Operation | 0 | 0 | 0 | 0 | 0 | 0 | 0 | 0 | 0 | 0 | 0 | 0 | 0 | 0 | 0 | 0 | 0 | 0 | 0 | 0 | 0 | 0 | 0 | 0 | 0 | 0 | 0 | 0 | 0 | 0 | 0 | 0 | 0
F5_Industrial_Electronics Manufacturing_Existing_Space Heating_Natural Gas_Furnace_E8 | F5 | Industrial | Electronics Manufacturing | Existing | Space Heating | Natural Gas | Furnace | E8 | Utility - Cost of Operation | 0 | 0 | 0 | 0 | 0 | 0 | 0 | 0 | 0 | 0 | 0 | 0 | 0 | 0 | 0 | 0 | 0 | 0 | 0 | 0 | 0 | 0 | 0 | 0 | 0 | 0 | 0 | 0 | 0 | 0 | 0 | 0 | 0
F5_Industrial_Electronics Manufacturing_Existing_Space Heating_Natural Gas_Furnace_E9 | F5 | Industrial | Electronics Manufacturing | Existing | Space Heating | Natural Gas | Furnace | E9 | Utility - Cost of Operation | 0 | 0 | 0 | 0 | 0 | 0 | 0 | 0 | 0 | 0 | 0 | 0 | 0 | 0 | 0 | 0 | 0 | 0 | 0 | 0 | 0 | 0 | 0 | 0 | 0 | 0 | 0 | 0 | 0 | 0 | 0 | 0 | 0
F5_Industrial_Electronics Manufacturing_Existing_Space Heating_Natural Gas_Furnace_E10 | F5 | Industrial | Electronics Manufacturing | Existing | Space Heating | Natural Gas | Furnace | E10 | Utility - Cost of Operation | 0 | 0 | 0 | 0 | 0 | 0 | 0 | 0 | 0 | 0 | 0 | 0 | 0 | 0 | 0 | 0 | 0 | 0 | 0 | 0 | 0 | 0 | 0 | 0 | 0 | 0 | 0 | 0 | 0 | 0 | 0 | 0 | 0
F6_Industrial_Electronics Manufacturing_Existing_Space Heating_Natural Gas_Furnace_E1 | F6 | Industrial | Electronics Manufacturing | Existing | Space Heating | Natural Gas | Furnace | E1 | Utility - Value of Sales | 0 | 0 | 0 | 0 | 0 | 0 | 0 | 0 | 0 | 0 | 0 | 0 | 0 | 0 | 0 | 0 | 0 | 0 | 0 | 0 | 0 | 0 | 0 | 0 | 0 | 0 | 0 | 0 | 0 | 0 | 0 | 0 | 0
F6_Industrial_Electronics Manufacturing_Existing_Space Heating_Natural Gas_Furnace_E2 | F6 | Industrial | Electronics Manufacturing | Existing | Space Heating | Natural Gas | Furnace | E2 | Utility - Value of Sales | 0 | 0 | 0 | 0 | 0 | 0 | 0 | 0 | 0 | 0 | 0 | 0 | 0 | 0 | 0 | 0 | 0 | 0 | 0 | 0 | 0 | 0 | 0 | 0 | 0 | 0 | 0 | 0 | 0 | 0 | 0 | 0 | 0
F6_Industrial_Electronics Manufacturing_Existing_Space Heating_Natural Gas_Furnace_E3 | F6 | Industrial | Electronics Manufacturing | Existing | Space Heating | Natural Gas | Furnace | E3 | Utility - Value of Sales | 0 | 0 | 0 | 0 | 0 | 0 | 0 | 0 | 0 | 0 | 0 | 0 | 0 | 0 | 0 | 0 | 0 | 0 | 0 | 0 | 0 | 0 | 0 | 0 | 0 | 0 | 0 | 0 | 0 | 0 | 0 | 0 | 0
F6_Industrial_Electronics Manufacturing_Existing_Space Heating_Natural Gas_Furnace_E4 | F6 | Industrial | Electronics Manufacturing | Existing | Space Heating | Natural Gas | Furnace | E4 | Utility - Value of Sales | 0 | 0 | 0 | 0 | 0 | 0 | 0 | 0 | 0 | 0 | 0 | 0 | 0 | 0 | 0 | 0 | 0 | 0 | 0 | 0 | 0 | 0 | 0 | 0 | 0 | 0 | 0 | 0 | 0 | 0 | 0 | 0 | 0
F6_Industrial_Electronics Manufacturing_Existing_Space Heating_Natural Gas_Furnace_E5 | F6 | Industrial | Electronics Manufacturing | Existing | Space Heating | Natural Gas | Furnace | E5 | Utility - Value of Sales | 0 | 0 | 0 | 0 | 0 | 0 | 0 | 0 | 0 | 0 | 0 | 0 | 0 | 0 | 0 | 0 | 0 | 0 | 0 | 0 | 0 | 0 | 0 | 0 | 0 | 0 | 0 | 0 | 0 | 0 | 0 | 0 | 0
F6_Industrial_Electronics Manufacturing_Existing_Space Heating_Natural Gas_Furnace_E6 | F6 | Industrial | Electronics Manufacturing | Existing | Space Heating | Natural Gas | Furnace | E6 | Utility - Value of Sales | 0 | 0 | 0 | 0 | 0 | 0 | 0 | 0 | 0 | 0 | 0 | 0 | 0 | 0 | 0 | 0 | 0 | 0 | 0 | 0 | 0 | 0 | 0 | 0 | 0 | 0 | 0 | 0 | 0 | 0 | 0 | 0 | 0
F6_Industrial_Electronics Manufacturing_Existing_Space Heating_Natural Gas_Furnace_E7 | F6 | Industrial | Electronics Manufacturing | Existing | Space Heating | Natural Gas | Furnace | E7 | Utility - Value of Sales | 0 | 0 | 0 | 0 | 0 | 0 | 0 | 0 | 0 | 0 | 0 | 0 | 0 | 0 | 0 | 0 | 0 | 0 | 0 | 0 | 0 | 0 | 0 | 0 | 0 | 0 | 0 | 0 | 0 | 0 | 0 | 0 | 0
F6_Industrial_Electronics Manufacturing_Existing_Space Heating_Natural Gas_Furnace_E8 | F6 | Industrial | Electronics Manufacturing | Existing | Space Heating | Natural Gas | Furnace | E8 | Utility - Value of Sales | 0 | 0 | 0 | 0 | 0 | 0 | 0 | 0 | 0 | 0 | 0 | 0 | 0 | 0 | 0 | 0 | 0 | 0 | 0 | 0 | 0 | 0 | 0 | 0 | 0 | 0 | 0 | 0 | 0 | 0 | 0 | 0 | 0
F6_Industrial_Electronics Manufacturing_Existing_Space Heating_Natural Gas_Furnace_E9 | F6 | Industrial | Electronics Manufacturing | Existing | Space Heating | Natural Gas | Furnace | E9 | Utility - Value of Sales | 0 | 0 | 0 | 0 | 0 | 0 | 0 | 0 | 0 | 0 | 0 | 0 | 0 | 0 | 0 | 0 | 0 | 0 | 0 | 0 | 0 | 0 | 0 | 0 | 0 | 0 | 0 | 0 | 0 | 0 | 0 | 0 | 0
F6_Industrial_Electronics Manufacturing_Existing_Space Heating_Natural Gas_Furnace_E10 | F6 | Industrial | Electronics Manufacturing | Existing | Space Heating | Natural Gas | Furnace | E10 | Utility - Value of Sales | 0 | 0 | 0 | 0 | 0 | 0 | 0 | 0 | 0 | 0 | 0 | 0 | 0 | 0 | 0 | 0 | 0 | 0 | 0 | 0 | 0 | 0 | 0 | 0 | 0 | 0 | 0 | 0 | 0 | 0 | 0 | 0 | 0
F1_Industrial_Electronics Manufacturing_Existing_Space Heating_Natural Gas_Boiler_E1 | F1 | Industrial | Electronics Manufacturing | Existing | Space Heating | Natural Gas | Boiler | E1 | RVT - Cost of Equipment | 0 | 0 | 0 | 0 | 0 | 0 | 0 | 0 | 0 | 0 | 0 | 0 | 0 | 0 | 0 | 0 | 0 | 0 | 0 | 0 | 0 | 0 | 0 | 0 | 0 | 0 | 0 | 0 | 0 | 0 | 0 | 0 | 0
F1_Industrial_Electronics Manufacturing_Existing_Space Heating_Natural Gas_Boiler_E2 | F1 | Industrial | Electronics Manufacturing | Existing | Space Heating | Natural Gas | Boiler | E2 | RVT - Cost of Equipment | 0 | 0 | 0 | 0 | 0 | 0 | 0 | 0 | 0 | 0 | 0 | 0 | 0 | 0 | 0 | 0 | 0 | 0 | 0 | 0 | 0 | 0 | 0 | 0 | 0 | 0 | 0 | 0 | 0 | 0 | 0 | 0 | 0
F1_Industrial_Electronics Manufacturing_Existing_Space Heating_Natural Gas_Boiler_E3 | F1 | Industrial | Electronics Manufacturing | Existing | Space Heating | Natural Gas | Boiler | E3 | RVT - Cost of Equipment | 0 | 0 | 0 | 0 | 0 | 0 | 0 | 0 | 0 | 0 | 0 | 0 | 0 | 0 | 0 | 0 | 0 | 0 | 0 | 0 | 0 | 0 | 0 | 0 | 0 | 0 | 0 | 0 | 0 | 0 | 0 | 0 | 0
F1_Industrial_Electronics Manufacturing_Existing_Space Heating_Natural Gas_Boiler_E4 | F1 | Industrial | Electronics Manufacturing | Existing | Space Heating | Natural Gas | Boiler | E4 | RVT - Cost of Equipment | 0 | 0 | 0 | 0 | 0 | 0 | 0 | 0 | 0 | 0 | 0 | 0 | 0 | 0 | 0 | 0 | 0 | 0 | 0 | 0 | 0 | 0 | 0 | 0 | 0 | 0 | 0 | 0 | 0 | 0 | 0 | 0 | 0
F1_Industrial_Electronics Manufacturing_Existing_Space Heating_Natural Gas_Boiler_E5 | F1 | Industrial | Electronics Manufacturing | Existing | Space Heating | Natural Gas | Boiler | E5 | RVT - Cost of Equipment | 0 | 0 | 0 | 0 | 0 | 0 | 0 | 0 | 0 | 0 | 0 | 0 | 0 | 0 | 0 | 0 | 0 | 0 | 0 | 0 | 0 | 0 | 0 | 0 | 0 | 0 | 0 | 0 | 0 | 0 | 0 | 0 | 0
F1_Industrial_Electronics Manufacturing_Existing_Space Heating_Natural Gas_Boiler_E6 | F1 | Industrial | Electronics Manufacturing | Existing | Space Heating | Natural Gas | Boiler | E6 | RVT - Cost of Equipment | 0 | 0 | 0 | 0 | 0 | 0 | 0 | 0 | 0 | 0 | 0 | 0 | 0 | 0 | 0 | 0 | 0 | 0 | 0 | 0 | 0 | 0 | 0 | 0 | 0 | 0 | 0 | 0 | 0 | 0 | 0 | 0 | 0
F1_Industrial_Electronics Manufacturing_Existing_Space Heating_Natural Gas_Boiler_E7 | F1 | Industrial | Electronics Manufacturing | Existing | Space Heating | Natural Gas | Boiler | E7 | RVT - Cost of Equipment | 0 | 0 | 0 | 0 | 0 | 0 | 0 | 0 | 0 | 0 | 0 | 0 | 0 | 0 | 0 | 0 | 0 | 0 | 0 | 0 | 0 | 0 | 0 | 0 | 0 | 0 | 0 | 0 | 0 | 0 | 0 | 0 | 0
F1_Industrial_Electronics Manufacturing_Existing_Space Heating_Natural Gas_Boiler_E8 | F1 | Industrial | Electronics Manufacturing | Existing | Space Heating | Natural Gas | Boiler | E8 | RVT - Cost of Equipment | 0 | 0 | 0 | 0 | 0 | 0 | 0 | 0 | 0 | 0 | 0 | 0 | 0 | 0 | 0 | 0 | 0 | 0 | 0 | 0 | 0 | 0 | 0 | 0 | 0 | 0 | 0 | 0 | 0 | 0 | 0 | 0 | 0
F1_Industrial_Electronics Manufacturing_Existing_Space Heating_Natural Gas_Boiler_E9 | F1 | Industrial | Electronics Manufacturing | Existing | Space Heating | Natural Gas | Boiler | E9 | RVT - Cost of Equipment | 0 | 0 | 0 | 0 | 0 | 0 | 0 | 0 | 0 | 0 | 0 | 0 | 0 | 0 | 0 | 0 | 0 | 0 | 0 | 0 | 0 | 0 | 0 | 0 | 0 | 0 | 0 | 0 | 0 | 0 | 0 | 0 | 0
F1_Industrial_Electronics Manufacturing_Existing_Space Heating_Natural Gas_Boiler_E10 | F1 | Industrial | Electronics Manufacturing | Existing | Space Heating | Natural Gas | Boiler | E10 | RVT - Cost of Equipment | 0 | 0 | 0 | 0 | 0 | 0 | 0 | 0 | 0 | 0 | 0 | 0 | 0 | 0 | 0 | 0 | 0 | 0 | 0 | 0 | 0 | 0 | 0 | 0 | 0 | 0 | 0 | 0 | 0 | 0 | 0 | 0 | 0
F2_Industrial_Electronics Manufacturing_Existing_Space Heating_Natural Gas_Boiler_E1 | F2 | Industrial | Electronics Manufacturing | Existing | Space Heating | Natural Gas | Boiler | E1 | RVT - Cost of Operation | 0 | 0 | 0 | 0 | 0 | 0 | 0 | 0 | 0 | 0 | 0 | 0 | 0 | 0 | 0 | 0 | 0 | 0 | 0 | 0 | 0 | 0 | 0 | 0 | 0 | 0 | 0 | 0 | 0 | 0 | 0 | 0 | 0
F2_Industrial_Electronics Manufacturing_Existing_Space Heating_Natural Gas_Boiler_E2 | F2 | Industrial | Electronics Manufacturing | Existing | Space Heating | Natural Gas | Boiler | E2 | RVT - Cost of Operation | 0 | 0 | 0 | 0 | 0 | 0 | 0 | 0 | 0 | 0 | 0 | 0 | 0 | 0 | 0 | 0 | 0 | 0 | 0 | 0 | 0 | 0 | 0 | 0 | 0 | 0 | 0 | 0 | 0 | 0 | 0 | 0 | 0
F2_Industrial_Electronics Manufacturing_Existing_Space Heating_Natural Gas_Boiler_E3 | F2 | Industrial | Electronics Manufacturing | Existing | Space Heating | Natural Gas | Boiler | E3 | RVT - Cost of Operation | 0 | 0 | 0 | 0 | 0 | 0 | 0 | 0 | 0 | 0 | 0 | 0 | 0 | 0 | 0 | 0 | 0 | 0 | 0 | 0 | 0 | 0 | 0 | 0 | 0 | 0 | 0 | 0 | 0 | 0 | 0 | 0 | 0
F2_Industrial_Electronics Manufacturing_Existing_Space Heating_Natural Gas_Boiler_E4 | F2 | Industrial | Electronics Manufacturing | Existing | Space Heating | Natural Gas | Boiler | E4 | RVT - Cost of Operation | 0 | 0 | 0 | 0 | 0 | 0 | 0 | 0 | 0 | 0 | 0 | 0 | 0 | 0 | 0 | 0 | 0 | 0 | 0 | 0 | 0 | 0 | 0 | 0 | 0 | 0 | 0 | 0 | 0 | 0 | 0 | 0 | 0
F2_Industrial_Electronics Manufacturing_Existing_Space Heating_Natural Gas_Boiler_E5 | F2 | Industrial | Electronics Manufacturing | Existing | Space Heating | Natural Gas | Boiler | E5 | RVT - Cost of Operation | 0 | 0 | 0 | 0 | 0 | 0 | 0 | 0 | 0 | 0 | 0 | 0 | 0 | 0 | 0 | 0 | 0 | 0 | 0 | 0 | 0 | 0 | 0 | 0 | 0 | 0 | 0 | 0 | 0 | 0 | 0 | 0 | 0
F2_Industrial_Electronics Manufacturing_Existing_Space Heating_Natural Gas_Boiler_E6 | F2 | Industrial | Electronics Manufacturing | Existing | Space Heating | Natural Gas | Boiler | E6 | RVT - Cost of Operation | 0 | 0 | 0 | 0 | 0 | 0 | 0 | 0 | 0 | 0 | 0 | 0 | 0 | 0 | 0 | 0 | 0 | 0 | 0 | 0 | 0 | 0 | 0 | 0 | 0 | 0 | 0 | 0 | 0 | 0 | 0 | 0 | 0
F2_Industrial_Electronics Manufacturing_Existing_Space Heating_Natural Gas_Boiler_E7 | F2 | Industrial | Electronics Manufacturing | Existing | Space Heating | Natural Gas | Boiler | E7 | RVT - Cost of Operation | 0 | 0 | 0 | 0 | 0 | 0 | 0 | 0 | 0 | 0 | 0 | 0 | 0 | 0 | 0 | 0 | 0 | 0 | 0 | 0 | 0 | 0 | 0 | 0 | 0 | 0 | 0 | 0 | 0 | 0 | 0 | 0 | 0
F2_Industrial_Electronics Manufacturing_Existing_Space Heating_Natural Gas_Boiler_E8 | F2 | Industrial | Electronics Manufacturing | Existing | Space Heating | Natural Gas | Boiler | E8 | RVT - Cost of Operation | 0 | 0 | 0 | 0 | 0 | 0 | 0 | 0 | 0 | 0 | 0 | 0 | 0 | 0 | 0 | 0 | 0 | 0 | 0 | 0 | 0 | 0 | 0 | 0 | 0 | 0 | 0 | 0 | 0 | 0 | 0 | 0 | 0
F2_Industrial_Electronics Manufacturing_Existing_Space Heating_Natural Gas_Boiler_E9 | F2 | Industrial | Electronics Manufacturing | Existing | Space Heating | Natural Gas | Boiler | E9 | RVT - Cost of Operation | 0 | 0 | 0 | 0 | 0 | 0 | 0 | 0 | 0 | 0 | 0 | 0 | 0 | 0 | 0 | 0 | 0 | 0 | 0 | 0 | 0 | 0 | 0 | 0 | 0 | 0 | 0 | 0 | 0 | 0 | 0 | 0 | 0
F2_Industrial_Electronics Manufacturing_Existing_Space Heating_Natural Gas_Boiler_E10 | F2 | Industrial | Electronics Manufacturing | Existing | Space Heating | Natural Gas | Boiler | E10 | RVT - Cost of Operation | 0 | 0 | 0 | 0 | 0 | 0 | 0 | 0 | 0 | 0 | 0 | 0 | 0 | 0 | 0 | 0 | 0 | 0 | 0 | 0 | 0 | 0 | 0 | 0 | 0 | 0 | 0 | 0 | 0 | 0 | 0 | 0 | 0
F3_Industrial_Electronics Manufacturing_Existing_Space Heating_Natural Gas_Boiler_E1 | F3 | Industrial | Electronics Manufacturing | Existing | Space Heating | Natural Gas | Boiler | E1 | System - kBTUs of Consumption | 0 | 0 | 0 | 0 | 0 | 0 | 0 | 0 | 0 | 0 | 0 | 0 | 0 | 0 | 0 | 0 | 0 | 0 | 0 | 0 | 0 | 0 | 0 | 0 | 0 | 0 | 0 | 0 | 0 | 0 | 0 | 0 | 0
F3_Industrial_Electronics Manufacturing_Existing_Space Heating_Natural Gas_Boiler_E2 | F3 | Industrial | Electronics Manufacturing | Existing | Space Heating | Natural Gas | Boiler | E2 | System - kBTUs of Consumption | 0 | 0 | 0 | 0 | 0 | 0 | 0 | 0 | 0 | 0 | 0 | 0 | 0 | 0 | 0 | 0 | 0 | 0 | 0 | 0 | 0 | 0 | 0 | 0 | 0 | 0 | 0 | 0 | 0 | 0 | 0 | 0 | 0
F3_Industrial_Electronics Manufacturing_Existing_Space Heating_Natural Gas_Boiler_E3 | F3 | Industrial | Electronics Manufacturing | Existing | Space Heating | Natural Gas | Boiler | E3 | System - kBTUs of Consumption | 0 | 0 | 0 | 0 | 0 | 0 | 0 | 0 | 0 | 0 | 0 | 0 | 0 | 0 | 0 | 0 | 0 | 0 | 0 | 0 | 0 | 0 | 0 | 0 | 0 | 0 | 0 | 0 | 0 | 0 | 0 | 0 | 0
F3_Industrial_Electronics Manufacturing_Existing_Space Heating_Natural Gas_Boiler_E4 | F3 | Industrial | Electronics Manufacturing | Existing | Space Heating | Natural Gas | Boiler | E4 | System - kBTUs of Consumption | 0 | 0 | 0 | 0 | 0 | 0 | 0 | 0 | 0 | 0 | 0 | 0 | 0 | 0 | 0 | 0 | 0 | 0 | 0 | 0 | 0 | 0 | 0 | 0 | 0 | 0 | 0 | 0 | 0 | 0 | 0 | 0 | 0
F3_Industrial_Electronics Manufacturing_Existing_Space Heating_Natural Gas_Boiler_E5 | F3 | Industrial | Electronics Manufacturing | Existing | Space Heating | Natural Gas | Boiler | E5 | System - kBTUs of Consumption | 0 | 0 | 0 | 0 | 0 | 0 | 0 | 0 | 0 | 0 | 0 | 0 | 0 | 0 | 0 | 0 | 0 | 0 | 0 | 0 | 0 | 0 | 0 | 0 | 0 | 0 | 0 | 0 | 0 | 0 | 0 | 0 | 0
F3_Industrial_Electronics Manufacturing_Existing_Space Heating_Natural Gas_Boiler_E6 | F3 | Industrial | Electronics Manufacturing | Existing | Space Heating | Natural Gas | Boiler | E6 | System - kBTUs of Consumption | 0 | 0 | 0 | 0 | 0 | 0 | 0 | 0 | 0 | 0 | 0 | 0 | 0 | 0 | 0 | 0 | 0 | 0 | 0 | 0 | 0 | 0 | 0 | 0 | 0 | 0 | 0 | 0 | 0 | 0 | 0 | 0 | 0
F3_Industrial_Electronics Manufacturing_Existing_Space Heating_Natural Gas_Boiler_E7 | F3 | Industrial | Electronics Manufacturing | Existing | Space Heating | Natural Gas | Boiler | E7 | System - kBTUs of Consumption | 0 | 0 | 0 | 0 | 0 | 0 | 0 | 0 | 0 | 0 | 0 | 0 | 0 | 0 | 0 | 0 | 0 | 0 | 0 | 0 | 0 | 0 | 0 | 0 | 0 | 0 | 0 | 0 | 0 | 0 | 0 | 0 | 0
F3_Industrial_Electronics Manufacturing_Existing_Space Heating_Natural Gas_Boiler_E8 | F3 | Industrial | Electronics Manufacturing | Existing | Space Heating | Natural Gas | Boiler | E8 | System - kBTUs of Consumption | 0 | 0 | 0 | 0 | 0 | 0 | 0 | 0 | 0 | 0 | 0 | 0 | 0 | 0 | 0 | 0 | 0 | 0 | 0 | 0 | 0 | 0 | 0 | 0 | 0 | 0 | 0 | 0 | 0 | 0 | 0 | 0 | 0
F3_Industrial_Electronics Manufacturing_Existing_Space Heating_Natural Gas_Boiler_E9 | F3 | Industrial | Electronics Manufacturing | Existing | Space Heating | Natural Gas | Boiler | E9 | System - kBTUs of Consumption | 0 | 0 | 0 | 0 | 0 | 0 | 0 | 0 | 0 | 0 | 0 | 0 | 0 | 0 | 0 | 0 | 0 | 0 | 0 | 0 | 0 | 0 | 0 | 0 | 0 | 0 | 0 | 0 | 0 | 0 | 0 | 0 | 0
F3_Industrial_Electronics Manufacturing_Existing_Space Heating_Natural Gas_Boiler_E10 | F3 | Industrial | Electronics Manufacturing | Existing | Space Heating | Natural Gas | Boiler | E10 | System - kBTUs of Consumption | 0 | 0 | 0 | 0 | 0 | 0 | 0 | 0 | 0 | 0 | 0 | 0 | 0 | 0 | 0 | 0 | 0 | 0 | 0 | 0 | 0 | 0 | 0 | 0 | 0 | 0 | 0 | 0 | 0 | 0 | 0 | 0 | 0
F4_Industrial_Electronics Manufacturing_Existing_Space Heating_Natural Gas_Boiler_E1 | F4 | Industrial | Electronics Manufacturing | Existing | Space Heating | Natural Gas | Boiler | E1 | Utility - Cost of Equipment | 0 | 0 | 0 | 0 | 0 | 0 | 0 | 0 | 0 | 0 | 0 | 0 | 0 | 0 | 0 | 0 | 0 | 0 | 0 | 0 | 0 | 0 | 0 | 0 | 0 | 0 | 0 | 0 | 0 | 0 | 0 | 0 | 0
F4_Industrial_Electronics Manufacturing_Existing_Space Heating_Natural Gas_Boiler_E2 | F4 | Industrial | Electronics Manufacturing | Existing | Space Heating | Natural Gas | Boiler | E2 | Utility - Cost of Equipment | 0 | 0 | 0 | 0 | 0 | 0 | 0 | 0 | 0 | 0 | 0 | 0 | 0 | 0 | 0 | 0 | 0 | 0 | 0 | 0 | 0 | 0 | 0 | 0 | 0 | 0 | 0 | 0 | 0 | 0 | 0 | 0 | 0
F4_Industrial_Electronics Manufacturing_Existing_Space Heating_Natural Gas_Boiler_E3 | F4 | Industrial | Electronics Manufacturing | Existing | Space Heating | Natural Gas | Boiler | E3 | Utility - Cost of Equipment | 0 | 0 | 0 | 0 | 0 | 0 | 0 | 0 | 0 | 0 | 0 | 0 | 0 | 0 | 0 | 0 | 0 | 0 | 0 | 0 | 0 | 0 | 0 | 0 | 0 | 0 | 0 | 0 | 0 | 0 | 0 | 0 | 0
F4_Industrial_Electronics Manufacturing_Existing_Space Heating_Natural Gas_Boiler_E4 | F4 | Industrial | Electronics Manufacturing | Existing | Space Heating | Natural Gas | Boiler | E4 | Utility - Cost of Equipment | 0 | 0 | 0 | 0 | 0 | 0 | 0 | 0 | 0 | 0 | 0 | 0 | 0 | 0 | 0 | 0 | 0 | 0 | 0 | 0 | 0 | 0 | 0 | 0 | 0 | 0 | 0 | 0 | 0 | 0 | 0 | 0 | 0
F4_Industrial_Electronics Manufacturing_Existing_Space Heating_Natural Gas_Boiler_E5 | F4 | Industrial | Electronics Manufacturing | Existing | Space Heating | Natural Gas | Boiler | E5 | Utility - Cost of Equipment | 0 | 0 | 0 | 0 | 0 | 0 | 0 | 0 | 0 | 0 | 0 | 0 | 0 | 0 | 0 | 0 | 0 | 0 | 0 | 0 | 0 | 0 | 0 | 0 | 0 | 0 | 0 | 0 | 0 | 0 | 0 | 0 | 0
F4_Industrial_Electronics Manufacturing_Existing_Space Heating_Natural Gas_Boiler_E6 | F4 | Industrial | Electronics Manufacturing | Existing | Space Heating | Natural Gas | Boiler | E6 | Utility - Cost of Equipment | 0 | 0 | 0 | 0 | 0 | 0 | 0 | 0 | 0 | 0 | 0 | 0 | 0 | 0 | 0 | 0 | 0 | 0 | 0 | 0 | 0 | 0 | 0 | 0 | 0 | 0 | 0 | 0 | 0 | 0 | 0 | 0 | 0
F4_Industrial_Electronics Manufacturing_Existing_Space Heating_Natural Gas_Boiler_E7 | F4 | Industrial | Electronics Manufacturing | Existing | Space Heating | Natural Gas | Boiler | E7 | Utility - Cost of Equipment | 0 | 0 | 0 | 0 | 0 | 0 | 0 | 0 | 0 | 0 | 0 | 0 | 0 | 0 | 0 | 0 | 0 | 0 | 0 | 0 | 0 | 0 | 0 | 0 | 0 | 0 | 0 | 0 | 0 | 0 | 0 | 0 | 0
F4_Industrial_Electronics Manufacturing_Existing_Space Heating_Natural Gas_Boiler_E8 | F4 | Industrial | Electronics Manufacturing | Existing | Space Heating | Natural Gas | Boiler | E8 | Utility - Cost of Equipment | 0 | 0 | 0 | 0 | 0 | 0 | 0 | 0 | 0 | 0 | 0 | 0 | 0 | 0 | 0 | 0 | 0 | 0 | 0 | 0 | 0 | 0 | 0 | 0 | 0 | 0 | 0 | 0 | 0 | 0 | 0 | 0 | 0
F4_Industrial_Electronics Manufacturing_Existing_Space Heating_Natural Gas_Boiler_E9 | F4 | Industrial | Electronics Manufacturing | Existing | Space Heating | Natural Gas | Boiler | E9 | Utility - Cost of Equipment | 0 | 0 | 0 | 0 | 0 | 0 | 0 | 0 | 0 | 0 | 0 | 0 | 0 | 0 | 0 | 0 | 0 | 0 | 0 | 0 | 0 | 0 | 0 | 0 | 0 | 0 | 0 | 0 | 0 | 0 | 0 | 0 | 0
F4_Industrial_Electronics Manufacturing_Existing_Space Heating_Natural Gas_Boiler_E10 | F4 | Industrial | Electronics Manufacturing | Existing | Space Heating | Natural Gas | Boiler | E10 | Utility - Cost of Equipment | 0 | 0 | 0 | 0 | 0 | 0 | 0 | 0 | 0 | 0 | 0 | 0 | 0 | 0 | 0 | 0 | 0 | 0 | 0 | 0 | 0 | 0 | 0 | 0 | 0 | 0 | 0 | 0 | 0 | 0 | 0 | 0 | 0
F5_Industrial_Electronics Manufacturing_Existing_Space Heating_Natural Gas_Boiler_E1 | F5 | Industrial | Electronics Manufacturing | Existing | Space Heating | Natural Gas | Boiler | E1 | Utility - Cost of Operation | 0 | 0 | 0 | 0 | 0 | 0 | 0 | 0 | 0 | 0 | 0 | 0 | 0 | 0 | 0 | 0 | 0 | 0 | 0 | 0 | 0 | 0 | 0 | 0 | 0 | 0 | 0 | 0 | 0 | 0 | 0 | 0 | 0
F5_Industrial_Electronics Manufacturing_Existing_Space Heating_Natural Gas_Boiler_E2 | F5 | Industrial | Electronics Manufacturing | Existing | Space Heating | Natural Gas | Boiler | E2 | Utility - Cost of Operation | 0 | 0 | 0 | 0 | 0 | 0 | 0 | 0 | 0 | 0 | 0 | 0 | 0 | 0 | 0 | 0 | 0 | 0 | 0 | 0 | 0 | 0 | 0 | 0 | 0 | 0 | 0 | 0 | 0 | 0 | 0 | 0 | 0
F5_Industrial_Electronics Manufacturing_Existing_Space Heating_Natural Gas_Boiler_E3 | F5 | Industrial | Electronics Manufacturing | Existing | Space Heating | Natural Gas | Boiler | E3 | Utility - Cost of Operation | 0 | 0 | 0 | 0 | 0 | 0 | 0 | 0 | 0 | 0 | 0 | 0 | 0 | 0 | 0 | 0 | 0 | 0 | 0 | 0 | 0 | 0 | 0 | 0 | 0 | 0 | 0 | 0 | 0 | 0 | 0 | 0 | 0
F5_Industrial_Electronics Manufacturing_Existing_Space Heating_Natural Gas_Boiler_E4 | F5 | Industrial | Electronics Manufacturing | Existing | Space Heating | Natural Gas | Boiler | E4 | Utility - Cost of Operation | 0 | 0 | 0 | 0 | 0 | 0 | 0 | 0 | 0 | 0 | 0 | 0 | 0 | 0 | 0 | 0 | 0 | 0 | 0 | 0 | 0 | 0 | 0 | 0 | 0 | 0 | 0 | 0 | 0 | 0 | 0 | 0 | 0
F5_Industrial_Electronics Manufacturing_Existing_Space Heating_Natural Gas_Boiler_E5 | F5 | Industrial | Electronics Manufacturing | Existing | Space Heating | Natural Gas | Boiler | E5 | Utility - Cost of Operation | 0 | 0 | 0 | 0 | 0 | 0 | 0 | 0 | 0 | 0 | 0 | 0 | 0 | 0 | 0 | 0 | 0 | 0 | 0 | 0 | 0 | 0 | 0 | 0 | 0 | 0 | 0 | 0 | 0 | 0 | 0 | 0 | 0
F5_Industrial_Electronics Manufacturing_Existing_Space Heating_Natural Gas_Boiler_E6 | F5 | Industrial | Electronics Manufacturing | Existing | Space Heating | Natural Gas | Boiler | E6 | Utility - Cost of Operation | 0 | 0 | 0 | 0 | 0 | 0 | 0 | 0 | 0 | 0 | 0 | 0 | 0 | 0 | 0 | 0 | 0 | 0 | 0 | 0 | 0 | 0 | 0 | 0 | 0 | 0 | 0 | 0 | 0 | 0 | 0 | 0 | 0
F5_Industrial_Electronics Manufacturing_Existing_Space Heating_Natural Gas_Boiler_E7 | F5 | Industrial | Electronics Manufacturing | Existing | Space Heating | Natural Gas | Boiler | E7 | Utility - Cost of Operation | 0 | 0 | 0 | 0 | 0 | 0 | 0 | 0 | 0 | 0 | 0 | 0 | 0 | 0 | 0 | 0 | 0 | 0 | 0 | 0 | 0 | 0 | 0 | 0 | 0 | 0 | 0 | 0 | 0 | 0 | 0 | 0 | 0
F5_Industrial_Electronics Manufacturing_Existing_Space Heating_Natural Gas_Boiler_E8 | F5 | Industrial | Electronics Manufacturing | Existing | Space Heating | Natural Gas | Boiler | E8 | Utility - Cost of Operation | 0 | 0 | 0 | 0 | 0 | 0 | 0 | 0 | 0 | 0 | 0 | 0 | 0 | 0 | 0 | 0 | 0 | 0 | 0 | 0 | 0 | 0 | 0 | 0 | 0 | 0 | 0 | 0 | 0 | 0 | 0 | 0 | 0
F5_Industrial_Electronics Manufacturing_Existing_Space Heating_Natural Gas_Boiler_E9 | F5 | Industrial | Electronics Manufacturing | Existing | Space Heating | Natural Gas | Boiler | E9 | Utility - Cost of Operation | 0 | 0 | 0 | 0 | 0 | 0 | 0 | 0 | 0 | 0 | 0 | 0 | 0 | 0 | 0 | 0 | 0 | 0 | 0 | 0 | 0 | 0 | 0 | 0 | 0 | 0 | 0 | 0 | 0 | 0 | 0 | 0 | 0
F5_Industrial_Electronics Manufacturing_Existing_Space Heating_Natural Gas_Boiler_E10 | F5 | Industrial | Electronics Manufacturing | Existing | Space Heating | Natural Gas | Boiler | E10 | Utility - Cost of Operation | 0 | 0 | 0 | 0 | 0 | 0 | 0 | 0 | 0 | 0 | 0 | 0 | 0 | 0 | 0 | 0 | 0 | 0 | 0 | 0 | 0 | 0 | 0 | 0 | 0 | 0 | 0 | 0 | 0 | 0 | 0 | 0 | 0
F6_Industrial_Electronics Manufacturing_Existing_Space Heating_Natural Gas_Boiler_E1 | F6 | Industrial | Electronics Manufacturing | Existing | Space Heating | Natural Gas | Boiler | E1 | Utility - Value of Sales | 0 | 0 | 0 | 0 | 0 | 0 | 0 | 0 | 0 | 0 | 0 | 0 | 0 | 0 | 0 | 0 | 0 | 0 | 0 | 0 | 0 | 0 | 0 | 0 | 0 | 0 | 0 | 0 | 0 | 0 | 0 | 0 | 0
F6_Industrial_Electronics Manufacturing_Existing_Space Heating_Natural Gas_Boiler_E2 | F6 | Industrial | Electronics Manufacturing | Existing | Space Heating | Natural Gas | Boiler | E2 | Utility - Value of Sales | 0 | 0 | 0 | 0 | 0 | 0 | 0 | 0 | 0 | 0 | 0 | 0 | 0 | 0 | 0 | 0 | 0 | 0 | 0 | 0 | 0 | 0 | 0 | 0 | 0 | 0 | 0 | 0 | 0 | 0 | 0 | 0 | 0
F6_Industrial_Electronics Manufacturing_Existing_Space Heating_Natural Gas_Boiler_E3 | F6 | Industrial | Electronics Manufacturing | Existing | Space Heating | Natural Gas | Boiler | E3 | Utility - Value of Sales | 0 | 0 | 0 | 0 | 0 | 0 | 0 | 0 | 0 | 0 | 0 | 0 | 0 | 0 | 0 | 0 | 0 | 0 | 0 | 0 | 0 | 0 | 0 | 0 | 0 | 0 | 0 | 0 | 0 | 0 | 0 | 0 | 0
F6_Industrial_Electronics Manufacturing_Existing_Space Heating_Natural Gas_Boiler_E4 | F6 | Industrial | Electronics Manufacturing | Existing | Space Heating | Natural Gas | Boiler | E4 | Utility - Value of Sales | 0 | 0 | 0 | 0 | 0 | 0 | 0 | 0 | 0 | 0 | 0 | 0 | 0 | 0 | 0 | 0 | 0 | 0 | 0 | 0 | 0 | 0 | 0 | 0 | 0 | 0 | 0 | 0 | 0 | 0 | 0 | 0 | 0
F6_Industrial_Electronics Manufacturing_Existing_Space Heating_Natural Gas_Boiler_E5 | F6 | Industrial | Electronics Manufacturing | Existing | Space Heating | Natural Gas | Boiler | E5 | Utility - Value of Sales | 0 | 0 | 0 | 0 | 0 | 0 | 0 | 0 | 0 | 0 | 0 | 0 | 0 | 0 | 0 | 0 | 0 | 0 | 0 | 0 | 0 | 0 | 0 | 0 | 0 | 0 | 0 | 0 | 0 | 0 | 0 | 0 | 0
F6_Industrial_Electronics Manufacturing_Existing_Space Heating_Natural Gas_Boiler_E6 | F6 | Industrial | Electronics Manufacturing | Existing | Space Heating | Natural Gas | Boiler | E6 | Utility - Value of Sales | 0 | 0 | 0 | 0 | 0 | 0 | 0 | 0 | 0 | 0 | 0 | 0 | 0 | 0 | 0 | 0 | 0 | 0 | 0 | 0 | 0 | 0 | 0 | 0 | 0 | 0 | 0 | 0 | 0 | 0 | 0 | 0 | 0
F6_Industrial_Electronics Manufacturing_Existing_Space Heating_Natural Gas_Boiler_E7 | F6 | Industrial | Electronics Manufacturing | Existing | Space Heating | Natural Gas | Boiler | E7 | Utility - Value of Sales | 0 | 0 | 0 | 0 | 0 | 0 | 0 | 0 | 0 | 0 | 0 | 0 | 0 | 0 | 0 | 0 | 0 | 0 | 0 | 0 | 0 | 0 | 0 | 0 | 0 | 0 | 0 | 0 | 0 | 0 | 0 | 0 | 0
F6_Industrial_Electronics Manufacturing_Existing_Space Heating_Natural Gas_Boiler_E8 | F6 | Industrial | Electronics Manufacturing | Existing | Space Heating | Natural Gas | Boiler | E8 | Utility - Value of Sales | 0 | 0 | 0 | 0 | 0 | 0 | 0 | 0 | 0 | 0 | 0 | 0 | 0 | 0 | 0 | 0 | 0 | 0 | 0 | 0 | 0 | 0 | 0 | 0 | 0 | 0 | 0 | 0 | 0 | 0 | 0 | 0 | 0
F6_Industrial_Electronics Manufacturing_Existing_Space Heating_Natural Gas_Boiler_E9 | F6 | Industrial | Electronics Manufacturing | Existing | Space Heating | Natural Gas | Boiler | E9 | Utility - Value of Sales | 0 | 0 | 0 | 0 | 0 | 0 | 0 | 0 | 0 | 0 | 0 | 0 | 0 | 0 | 0 | 0 | 0 | 0 | 0 | 0 | 0 | 0 | 0 | 0 | 0 | 0 | 0 | 0 | 0 | 0 | 0 | 0 | 0
F6_Industrial_Electronics Manufacturing_Existing_Space Heating_Natural Gas_Boiler_E10 | F6 | Industrial | Electronics Manufacturing | Existing | Space Heating | Natural Gas | Boiler | E10 | Utility - Value of Sales | 0 | 0 | 0 | 0 | 0 | 0 | 0 | 0 | 0 | 0 | 0 | 0 | 0 | 0 | 0 | 0 | 0 | 0 | 0 | 0 | 0 | 0 | 0 | 0 | 0 | 0 | 0 | 0 | 0 | 0 | 0 | 0 | 0
F1_Industrial_Electronics Manufacturing_Existing_Space Heating_Natural Gas_Unit Heater_E1 | F1 | Industrial | Electronics Manufacturing | Existing | Space Heating | Natural Gas | Unit Heater | E1 | RVT - Cost of Equipment | 0 | 0 | 0 | 0 | 0 | 0 | 0 | 0 | 0 | 0 | 0 | 0 | 0 | 0 | 0 | 0 | 0 | 0 | 0 | 0 | 0 | 0 | 0 | 0 | 0 | 0 | 0 | 0 | 0 | 0 | 0 | 0 | 0
F1_Industrial_Electronics Manufacturing_Existing_Space Heating_Natural Gas_Unit Heater_E2 | F1 | Industrial | Electronics Manufacturing | Existing | Space Heating | Natural Gas | Unit Heater | E2 | RVT - Cost of Equipment | 0 | 0 | 0 | 0 | 0 | 0 | 0 | 0 | 0 | 0 | 0 | 0 | 0 | 0 | 0 | 0 | 0 | 0 | 0 | 0 | 0 | 0 | 0 | 0 | 0 | 0 | 0 | 0 | 0 | 0 | 0 | 0 | 0
F1_Industrial_Electronics Manufacturing_Existing_Space Heating_Natural Gas_Unit Heater_E3 | F1 | Industrial | Electronics Manufacturing | Existing | Space Heating | Natural Gas | Unit Heater | E3 | RVT - Cost of Equipment | 0 | 0 | 0 | 0 | 0 | 0 | 0 | 0 | 0 | 0 | 0 | 0 | 0 | 0 | 0 | 0 | 0 | 0 | 0 | 0 | 0 | 0 | 0 | 0 | 0 | 0 | 0 | 0 | 0 | 0 | 0 | 0 | 0
F1_Industrial_Electronics Manufacturing_Existing_Space Heating_Natural Gas_Unit Heater_E4 | F1 | Industrial | Electronics Manufacturing | Existing | Space Heating | Natural Gas | Unit Heater | E4 | RVT - Cost of Equipment | 0 | 0 | 0 | 0 | 0 | 0 | 0 | 0 | 0 | 0 | 0 | 0 | 0 | 0 | 0 | 0 | 0 | 0 | 0 | 0 | 0 | 0 | 0 | 0 | 0 | 0 | 0 | 0 | 0 | 0 | 0 | 0 | 0
F1_Industrial_Electronics Manufacturing_Existing_Space Heating_Natural Gas_Unit Heater_E5 | F1 | Industrial | Electronics Manufacturing | Existing | Space Heating | Natural Gas | Unit Heater | E5 | RVT - Cost of Equipment | 0 | 0 | 0 | 0 | 0 | 0 | 0 | 0 | 0 | 0 | 0 | 0 | 0 | 0 | 0 | 0 | 0 | 0 | 0 | 0 | 0 | 0 | 0 | 0 | 0 | 0 | 0 | 0 | 0 | 0 | 0 | 0 | 0
F1_Industrial_Electronics Manufacturing_Existing_Space Heating_Natural Gas_Unit Heater_E6 | F1 | Industrial | Electronics Manufacturing | Existing | Space Heating | Natural Gas | Unit Heater | E6 | RVT - Cost of Equipment | 0 | 0 | 0 | 0 | 0 | 0 | 0 | 0 | 0 | 0 | 0 | 0 | 0 | 0 | 0 | 0 | 0 | 0 | 0 | 0 | 0 | 0 | 0 | 0 | 0 | 0 | 0 | 0 | 0 | 0 | 0 | 0 | 0
F1_Industrial_Electronics Manufacturing_Existing_Space Heating_Natural Gas_Unit Heater_E7 | F1 | Industrial | Electronics Manufacturing | Existing | Space Heating | Natural Gas | Unit Heater | E7 | RVT - Cost of Equipment | 0 | 0 | 0 | 0 | 0 | 0 | 0 | 0 | 0 | 0 | 0 | 0 | 0 | 0 | 0 | 0 | 0 | 0 | 0 | 0 | 0 | 0 | 0 | 0 | 0 | 0 | 0 | 0 | 0 | 0 | 0 | 0 | 0
F1_Industrial_Electronics Manufacturing_Existing_Space Heating_Natural Gas_Unit Heater_E8 | F1 | Industrial | Electronics Manufacturing | Existing | Space Heating | Natural Gas | Unit Heater | E8 | RVT - Cost of Equipment | 0 | 0 | 0 | 0 | 0 | 0 | 0 | 0 | 0 | 0 | 0 | 0 | 0 | 0 | 0 | 0 | 0 | 0 | 0 | 0 | 0 | 0 | 0 | 0 | 0 | 0 | 0 | 0 | 0 | 0 | 0 | 0 | 0
F1_Industrial_Electronics Manufacturing_Existing_Space Heating_Natural Gas_Unit Heater_E9 | F1 | Industrial | Electronics Manufacturing | Existing | Space Heating | Natural Gas | Unit Heater | E9 | RVT - Cost of Equipment | 0 | 0 | 0 | 0 | 0 | 0 | 0 | 0 | 0 | 0 | 0 | 0 | 0 | 0 | 0 | 0 | 0 | 0 | 0 | 0 | 0 | 0 | 0 | 0 | 0 | 0 | 0 | 0 | 0 | 0 | 0 | 0 | 0
F1_Industrial_Electronics Manufacturing_Existing_Space Heating_Natural Gas_Unit Heater_E10 | F1 | Industrial | Electronics Manufacturing | Existing | Space Heating | Natural Gas | Unit Heater | E10 | RVT - Cost of Equipment | 0 | 0 | 0 | 0 | 0 | 0 | 0 | 0 | 0 | 0 | 0 | 0 | 0 | 0 | 0 | 0 | 0 | 0 | 0 | 0 | 0 | 0 | 0 | 0 | 0 | 0 | 0 | 0 | 0 | 0 | 0 | 0 | 0
F2_Industrial_Electronics Manufacturing_Existing_Space Heating_Natural Gas_Unit Heater_E1 | F2 | Industrial | Electronics Manufacturing | Existing | Space Heating | Natural Gas | Unit Heater | E1 | RVT - Cost of Operation | 0 | 0 | 0 | 0 | 0 | 0 | 0 | 0 | 0 | 0 | 0 | 0 | 0 | 0 | 0 | 0 | 0 | 0 | 0 | 0 | 0 | 0 | 0 | 0 | 0 | 0 | 0 | 0 | 0 | 0 | 0 | 0 | 0
F2_Industrial_Electronics Manufacturing_Existing_Space Heating_Natural Gas_Unit Heater_E2 | F2 | Industrial | Electronics Manufacturing | Existing | Space Heating | Natural Gas | Unit Heater | E2 | RVT - Cost of Operation | 0 | 0 | 0 | 0 | 0 | 0 | 0 | 0 | 0 | 0 | 0 | 0 | 0 | 0 | 0 | 0 | 0 | 0 | 0 | 0 | 0 | 0 | 0 | 0 | 0 | 0 | 0 | 0 | 0 | 0 | 0 | 0 | 0
F2_Industrial_Electronics Manufacturing_Existing_Space Heating_Natural Gas_Unit Heater_E3 | F2 | Industrial | Electronics Manufacturing | Existing | Space Heating | Natural Gas | Unit Heater | E3 | RVT - Cost of Operation | 0 | 0 | 0 | 0 | 0 | 0 | 0 | 0 | 0 | 0 | 0 | 0 | 0 | 0 | 0 | 0 | 0 | 0 | 0 | 0 | 0 | 0 | 0 | 0 | 0 | 0 | 0 | 0 | 0 | 0 | 0 | 0 | 0
F2_Industrial_Electronics Manufacturing_Existing_Space Heating_Natural Gas_Unit Heater_E4 | F2 | Industrial | Electronics Manufacturing | Existing | Space Heating | Natural Gas | Unit Heater | E4 | RVT - Cost of Operation | 0 | 0 | 0 | 0 | 0 | 0 | 0 | 0 | 0 | 0 | 0 | 0 | 0 | 0 | 0 | 0 | 0 | 0 | 0 | 0 | 0 | 0 | 0 | 0 | 0 | 0 | 0 | 0 | 0 | 0 | 0 | 0 | 0
F2_Industrial_Electronics Manufacturing_Existing_Space Heating_Natural Gas_Unit Heater_E5 | F2 | Industrial | Electronics Manufacturing | Existing | Space Heating | Natural Gas | Unit Heater | E5 | RVT - Cost of Operation | 0 | 0 | 0 | 0 | 0 | 0 | 0 | 0 | 0 | 0 | 0 | 0 | 0 | 0 | 0 | 0 | 0 | 0 | 0 | 0 | 0 | 0 | 0 | 0 | 0 | 0 | 0 | 0 | 0 | 0 | 0 | 0 | 0
F2_Industrial_Electronics Manufacturing_Existing_Space Heating_Natural Gas_Unit Heater_E6 | F2 | Industrial | Electronics Manufacturing | Existing | Space Heating | Natural Gas | Unit Heater | E6 | RVT - Cost of Operation | 0 | 0 | 0 | 0 | 0 | 0 | 0 | 0 | 0 | 0 | 0 | 0 | 0 | 0 | 0 | 0 | 0 | 0 | 0 | 0 | 0 | 0 | 0 | 0 | 0 | 0 | 0 | 0 | 0 | 0 | 0 | 0 | 0
F2_Industrial_Electronics Manufacturing_Existing_Space Heating_Natural Gas_Unit Heater_E7 | F2 | Industrial | Electronics Manufacturing | Existing | Space Heating | Natural Gas | Unit Heater | E7 | RVT - Cost of Operation | 0 | 0 | 0 | 0 | 0 | 0 | 0 | 0 | 0 | 0 | 0 | 0 | 0 | 0 | 0 | 0 | 0 | 0 | 0 | 0 | 0 | 0 | 0 | 0 | 0 | 0 | 0 | 0 | 0 | 0 | 0 | 0 | 0
F2_Industrial_Electronics Manufacturing_Existing_Space Heating_Natural Gas_Unit Heater_E8 | F2 | Industrial | Electronics Manufacturing | Existing | Space Heating | Natural Gas | Unit Heater | E8 | RVT - Cost of Operation | 0 | 0 | 0 | 0 | 0 | 0 | 0 | 0 | 0 | 0 | 0 | 0 | 0 | 0 | 0 | 0 | 0 | 0 | 0 | 0 | 0 | 0 | 0 | 0 | 0 | 0 | 0 | 0 | 0 | 0 | 0 | 0 | 0
F2_Industrial_Electronics Manufacturing_Existing_Space Heating_Natural Gas_Unit Heater_E9 | F2 | Industrial | Electronics Manufacturing | Existing | Space Heating | Natural Gas | Unit Heater | E9 | RVT - Cost of Operation | 0 | 0 | 0 | 0 | 0 | 0 | 0 | 0 | 0 | 0 | 0 | 0 | 0 | 0 | 0 | 0 | 0 | 0 | 0 | 0 | 0 | 0 | 0 | 0 | 0 | 0 | 0 | 0 | 0 | 0 | 0 | 0 | 0
F2_Industrial_Electronics Manufacturing_Existing_Space Heating_Natural Gas_Unit Heater_E10 | F2 | Industrial | Electronics Manufacturing | Existing | Space Heating | Natural Gas | Unit Heater | E10 | RVT - Cost of Operation | 0 | 0 | 0 | 0 | 0 | 0 | 0 | 0 | 0 | 0 | 0 | 0 | 0 | 0 | 0 | 0 | 0 | 0 | 0 | 0 | 0 | 0 | 0 | 0 | 0 | 0 | 0 | 0 | 0 | 0 | 0 | 0 | 0
F3_Industrial_Electronics Manufacturing_Existing_Space Heating_Natural Gas_Unit Heater_E1 | F3 | Industrial | Electronics Manufacturing | Existing | Space Heating | Natural Gas | Unit Heater | E1 | System - kBTUs of Consumption | 0 | 0 | 0 | 0 | 0 | 0 | 0 | 0 | 0 | 0 | 0 | 0 | 0 | 0 | 0 | 0 | 0 | 0 | 0 | 0 | 0 | 0 | 0 | 0 | 0 | 0 | 0 | 0 | 0 | 0 | 0 | 0 | 0
F3_Industrial_Electronics Manufacturing_Existing_Space Heating_Natural Gas_Unit Heater_E2 | F3 | Industrial | Electronics Manufacturing | Existing | Space Heating | Natural Gas | Unit Heater | E2 | System - kBTUs of Consumption | 0 | 0 | 0 | 0 | 0 | 0 | 0 | 0 | 0 | 0 | 0 | 0 | 0 | 0 | 0 | 0 | 0 | 0 | 0 | 0 | 0 | 0 | 0 | 0 | 0 | 0 | 0 | 0 | 0 | 0 | 0 | 0 | 0
F3_Industrial_Electronics Manufacturing_Existing_Space Heating_Natural Gas_Unit Heater_E3 | F3 | Industrial | Electronics Manufacturing | Existing | Space Heating | Natural Gas | Unit Heater | E3 | System - kBTUs of Consumption | 0 | 0 | 0 | 0 | 0 | 0 | 0 | 0 | 0 | 0 | 0 | 0 | 0 | 0 | 0 | 0 | 0 | 0 | 0 | 0 | 0 | 0 | 0 | 0 | 0 | 0 | 0 | 0 | 0 | 0 | 0 | 0 | 0
F3_Industrial_Electronics Manufacturing_Existing_Space Heating_Natural Gas_Unit Heater_E4 | F3 | Industrial | Electronics Manufacturing | Existing | Space Heating | Natural Gas | Unit Heater | E4 | System - kBTUs of Consumption | 0 | 0 | 0 | 0 | 0 | 0 | 0 | 0 | 0 | 0 | 0 | 0 | 0 | 0 | 0 | 0 | 0 | 0 | 0 | 0 | 0 | 0 | 0 | 0 | 0 | 0 | 0 | 0 | 0 | 0 | 0 | 0 | 0
F3_Industrial_Electronics Manufacturing_Existing_Space Heating_Natural Gas_Unit Heater_E5 | F3 | Industrial | Electronics Manufacturing | Existing | Space Heating | Natural Gas | Unit Heater | E5 | System - kBTUs of Consumption | 0 | 0 | 0 | 0 | 0 | 0 | 0 | 0 | 0 | 0 | 0 | 0 | 0 | 0 | 0 | 0 | 0 | 0 | 0 | 0 | 0 | 0 | 0 | 0 | 0 | 0 | 0 | 0 | 0 | 0 | 0 | 0 | 0
F3_Industrial_Electronics Manufacturing_Existing_Space Heating_Natural Gas_Unit Heater_E6 | F3 | Industrial | Electronics Manufacturing | Existing | Space Heating | Natural Gas | Unit Heater | E6 | System - kBTUs of Consumption | 0 | 0 | 0 | 0 | 0 | 0 | 0 | 0 | 0 | 0 | 0 | 0 | 0 | 0 | 0 | 0 | 0 | 0 | 0 | 0 | 0 | 0 | 0 | 0 | 0 | 0 | 0 | 0 | 0 | 0 | 0 | 0 | 0
F3_Industrial_Electronics Manufacturing_Existing_Space Heating_Natural Gas_Unit Heater_E7 | F3 | Industrial | Electronics Manufacturing | Existing | Space Heating | Natural Gas | Unit Heater | E7 | System - kBTUs of Consumption | 0 | 0 | 0 | 0 | 0 | 0 | 0 | 0 | 0 | 0 | 0 | 0 | 0 | 0 | 0 | 0 | 0 | 0 | 0 | 0 | 0 | 0 | 0 | 0 | 0 | 0 | 0 | 0 | 0 | 0 | 0 | 0 | 0
F3_Industrial_Electronics Manufacturing_Existing_Space Heating_Natural Gas_Unit Heater_E8 | F3 | Industrial | Electronics Manufacturing | Existing | Space Heating | Natural Gas | Unit Heater | E8 | System - kBTUs of Consumption | 0 | 0 | 0 | 0 | 0 | 0 | 0 | 0 | 0 | 0 | 0 | 0 | 0 | 0 | 0 | 0 | 0 | 0 | 0 | 0 | 0 | 0 | 0 | 0 | 0 | 0 | 0 | 0 | 0 | 0 | 0 | 0 | 0
F3_Industrial_Electronics Manufacturing_Existing_Space Heating_Natural Gas_Unit Heater_E9 | F3 | Industrial | Electronics Manufacturing | Existing | Space Heating | Natural Gas | Unit Heater | E9 | System - kBTUs of Consumption | 0 | 0 | 0 | 0 | 0 | 0 | 0 | 0 | 0 | 0 | 0 | 0 | 0 | 0 | 0 | 0 | 0 | 0 | 0 | 0 | 0 | 0 | 0 | 0 | 0 | 0 | 0 | 0 | 0 | 0 | 0 | 0 | 0
F3_Industrial_Electronics Manufacturing_Existing_Space Heating_Natural Gas_Unit Heater_E10 | F3 | Industrial | Electronics Manufacturing | Existing | Space Heating | Natural Gas | Unit Heater | E10 | System - kBTUs of Consumption | 0 | 0 | 0 | 0 | 0 | 0 | 0 | 0 | 0 | 0 | 0 | 0 | 0 | 0 | 0 | 0 | 0 | 0 | 0 | 0 | 0 | 0 | 0 | 0 | 0 | 0 | 0 | 0 | 0 | 0 | 0 | 0 | 0
F4_Industrial_Electronics Manufacturing_Existing_Space Heating_Natural Gas_Unit Heater_E1 | F4 | Industrial | Electronics Manufacturing | Existing | Space Heating | Natural Gas | Unit Heater | E1 | Utility - Cost of Equipment | 0 | 0 | 0 | 0 | 0 | 0 | 0 | 0 | 0 | 0 | 0 | 0 | 0 | 0 | 0 | 0 | 0 | 0 | 0 | 0 | 0 | 0 | 0 | 0 | 0 | 0 | 0 | 0 | 0 | 0 | 0 | 0 | 0
F4_Industrial_Electronics Manufacturing_Existing_Space Heating_Natural Gas_Unit Heater_E2 | F4 | Industrial | Electronics Manufacturing | Existing | Space Heating | Natural Gas | Unit Heater | E2 | Utility - Cost of Equipment | 0 | 0 | 0 | 0 | 0 | 0 | 0 | 0 | 0 | 0 | 0 | 0 | 0 | 0 | 0 | 0 | 0 | 0 | 0 | 0 | 0 | 0 | 0 | 0 | 0 | 0 | 0 | 0 | 0 | 0 | 0 | 0 | 0
F4_Industrial_Electronics Manufacturing_Existing_Space Heating_Natural Gas_Unit Heater_E3 | F4 | Industrial | Electronics Manufacturing | Existing | Space Heating | Natural Gas | Unit Heater | E3 | Utility - Cost of Equipment | 0 | 0 | 0 | 0 | 0 | 0 | 0 | 0 | 0 | 0 | 0 | 0 | 0 | 0 | 0 | 0 | 0 | 0 | 0 | 0 | 0 | 0 | 0 | 0 | 0 | 0 | 0 | 0 | 0 | 0 | 0 | 0 | 0
F4_Industrial_Electronics Manufacturing_Existing_Space Heating_Natural Gas_Unit Heater_E4 | F4 | Industrial | Electronics Manufacturing | Existing | Space Heating | Natural Gas | Unit Heater | E4 | Utility - Cost of Equipment | 0 | 0 | 0 | 0 | 0 | 0 | 0 | 0 | 0 | 0 | 0 | 0 | 0 | 0 | 0 | 0 | 0 | 0 | 0 | 0 | 0 | 0 | 0 | 0 | 0 | 0 | 0 | 0 | 0 | 0 | 0 | 0 | 0
F4_Industrial_Electronics Manufacturing_Existing_Space Heating_Natural Gas_Unit Heater_E5 | F4 | Industrial | Electronics Manufacturing | Existing | Space Heating | Natural Gas | Unit Heater | E5 | Utility - Cost of Equipment | 0 | 0 | 0 | 0 | 0 | 0 | 0 | 0 | 0 | 0 | 0 | 0 | 0 | 0 | 0 | 0 | 0 | 0 | 0 | 0 | 0 | 0 | 0 | 0 | 0 | 0 | 0 | 0 | 0 | 0 | 0 | 0 | 0
F4_Industrial_Electronics Manufacturing_Existing_Space Heating_Natural Gas_Unit Heater_E6 | F4 | Industrial | Electronics Manufacturing | Existing | Space Heating | Natural Gas | Unit Heater | E6 | Utility - Cost of Equipment | 0 | 0 | 0 | 0 | 0 | 0 | 0 | 0 | 0 | 0 | 0 | 0 | 0 | 0 | 0 | 0 | 0 | 0 | 0 | 0 | 0 | 0 | 0 | 0 | 0 | 0 | 0 | 0 | 0 | 0 | 0 | 0 | 0
F4_Industrial_Electronics Manufacturing_Existing_Space Heating_Natural Gas_Unit Heater_E7 | F4 | Industrial | Electronics Manufacturing | Existing | Space Heating | Natural Gas | Unit Heater | E7 | Utility - Cost of Equipment | 0 | 0 | 0 | 0 | 0 | 0 | 0 | 0 | 0 | 0 | 0 | 0 | 0 | 0 | 0 | 0 | 0 | 0 | 0 | 0 | 0 | 0 | 0 | 0 | 0 | 0 | 0 | 0 | 0 | 0 | 0 | 0 | 0
F4_Industrial_Electronics Manufacturing_Existing_Space Heating_Natural Gas_Unit Heater_E8 | F4 | Industrial | Electronics Manufacturing | Existing | Space Heating | Natural Gas | Unit Heater | E8 | Utility - Cost of Equipment | 0 | 0 | 0 | 0 | 0 | 0 | 0 | 0 | 0 | 0 | 0 | 0 | 0 | 0 | 0 | 0 | 0 | 0 | 0 | 0 | 0 | 0 | 0 | 0 | 0 | 0 | 0 | 0 | 0 | 0 | 0 | 0 | 0
F4_Industrial_Electronics Manufacturing_Existing_Space Heating_Natural Gas_Unit Heater_E9 | F4 | Industrial | Electronics Manufacturing | Existing | Space Heating | Natural Gas | Unit Heater | E9 | Utility - Cost of Equipment | 0 | 0 | 0 | 0 | 0 | 0 | 0 | 0 | 0 | 0 | 0 | 0 | 0 | 0 | 0 | 0 | 0 | 0 | 0 | 0 | 0 | 0 | 0 | 0 | 0 | 0 | 0 | 0 | 0 | 0 | 0 | 0 | 0
F4_Industrial_Electronics Manufacturing_Existing_Space Heating_Natural Gas_Unit Heater_E10 | F4 | Industrial | Electronics Manufacturing | Existing | Space Heating | Natural Gas | Unit Heater | E10 | Utility - Cost of Equipment | 0 | 0 | 0 | 0 | 0 | 0 | 0 | 0 | 0 | 0 | 0 | 0 | 0 | 0 | 0 | 0 | 0 | 0 | 0 | 0 | 0 | 0 | 0 | 0 | 0 | 0 | 0 | 0 | 0 | 0 | 0 | 0 | 0
F5_Industrial_Electronics Manufacturing_Existing_Space Heating_Natural Gas_Unit Heater_E1 | F5 | Industrial | Electronics Manufacturing | Existing | Space Heating | Natural Gas | Unit Heater | E1 | Utility - Cost of Operation | 0 | 0 | 0 | 0 | 0 | 0 | 0 | 0 | 0 | 0 | 0 | 0 | 0 | 0 | 0 | 0 | 0 | 0 | 0 | 0 | 0 | 0 | 0 | 0 | 0 | 0 | 0 | 0 | 0 | 0 | 0 | 0 | 0
F5_Industrial_Electronics Manufacturing_Existing_Space Heating_Natural Gas_Unit Heater_E2 | F5 | Industrial | Electronics Manufacturing | Existing | Space Heating | Natural Gas | Unit Heater | E2 | Utility - Cost of Operation | 0 | 0 | 0 | 0 | 0 | 0 | 0 | 0 | 0 | 0 | 0 | 0 | 0 | 0 | 0 | 0 | 0 | 0 | 0 | 0 | 0 | 0 | 0 | 0 | 0 | 0 | 0 | 0 | 0 | 0 | 0 | 0 | 0
F5_Industrial_Electronics Manufacturing_Existing_Space Heating_Natural Gas_Unit Heater_E3 | F5 | Industrial | Electronics Manufacturing | Existing | Space Heating | Natural Gas | Unit Heater | E3 | Utility - Cost of Operation | 0 | 0 | 0 | 0 | 0 | 0 | 0 | 0 | 0 | 0 | 0 | 0 | 0 | 0 | 0 | 0 | 0 | 0 | 0 | 0 | 0 | 0 | 0 | 0 | 0 | 0 | 0 | 0 | 0 | 0 | 0 | 0 | 0
F5_Industrial_Electronics Manufacturing_Existing_Space Heating_Natural Gas_Unit Heater_E4 | F5 | Industrial | Electronics Manufacturing | Existing | Space Heating | Natural Gas | Unit Heater | E4 | Utility - Cost of Operation | 0 | 0 | 0 | 0 | 0 | 0 | 0 | 0 | 0 | 0 | 0 | 0 | 0 | 0 | 0 | 0 | 0 | 0 | 0 | 0 | 0 | 0 | 0 | 0 | 0 | 0 | 0 | 0 | 0 | 0 | 0 | 0 | 0
F5_Industrial_Electronics Manufacturing_Existing_Space Heating_Natural Gas_Unit Heater_E5 | F5 | Industrial | Electronics Manufacturing | Existing | Space Heating | Natural Gas | Unit Heater | E5 | Utility - Cost of Operation | 0 | 0 | 0 | 0 | 0 | 0 | 0 | 0 | 0 | 0 | 0 | 0 | 0 | 0 | 0 | 0 | 0 | 0 | 0 | 0 | 0 | 0 | 0 | 0 | 0 | 0 | 0 | 0 | 0 | 0 | 0 | 0 | 0
F5_Industrial_Electronics Manufacturing_Existing_Space Heating_Natural Gas_Unit Heater_E6 | F5 | Industrial | Electronics Manufacturing | Existing | Space Heating | Natural Gas | Unit Heater | E6 | Utility - Cost of Operation | 0 | 0 | 0 | 0 | 0 | 0 | 0 | 0 | 0 | 0 | 0 | 0 | 0 | 0 | 0 | 0 | 0 | 0 | 0 | 0 | 0 | 0 | 0 | 0 | 0 | 0 | 0 | 0 | 0 | 0 | 0 | 0 | 0
F5_Industrial_Electronics Manufacturing_Existing_Space Heating_Natural Gas_Unit Heater_E7 | F5 | Industrial | Electronics Manufacturing | Existing | Space Heating | Natural Gas | Unit Heater | E7 | Utility - Cost of Operation | 0 | 0 | 0 | 0 | 0 | 0 | 0 | 0 | 0 | 0 | 0 | 0 | 0 | 0 | 0 | 0 | 0 | 0 | 0 | 0 | 0 | 0 | 0 | 0 | 0 | 0 | 0 | 0 | 0 | 0 | 0 | 0 | 0
F5_Industrial_Electronics Manufacturing_Existing_Space Heating_Natural Gas_Unit Heater_E8 | F5 | Industrial | Electronics Manufacturing | Existing | Space Heating | Natural Gas | Unit Heater | E8 | Utility - Cost of Operation | 0 | 0 | 0 | 0 | 0 | 0 | 0 | 0 | 0 | 0 | 0 | 0 | 0 | 0 | 0 | 0 | 0 | 0 | 0 | 0 | 0 | 0 | 0 | 0 | 0 | 0 | 0 | 0 | 0 | 0 | 0 | 0 | 0
F5_Industrial_Electronics Manufacturing_Existing_Space Heating_Natural Gas_Unit Heater_E9 | F5 | Industrial | Electronics Manufacturing | Existing | Space Heating | Natural Gas | Unit Heater | E9 | Utility - Cost of Operation | 0 | 0 | 0 | 0 | 0 | 0 | 0 | 0 | 0 | 0 | 0 | 0 | 0 | 0 | 0 | 0 | 0 | 0 | 0 | 0 | 0 | 0 | 0 | 0 | 0 | 0 | 0 | 0 | 0 | 0 | 0 | 0 | 0
F5_Industrial_Electronics Manufacturing_Existing_Space Heating_Natural Gas_Unit Heater_E10 | F5 | Industrial | Electronics Manufacturing | Existing | Space Heating | Natural Gas | Unit Heater | E10 | Utility - Cost of Operation | 0 | 0 | 0 | 0 | 0 | 0 | 0 | 0 | 0 | 0 | 0 | 0 | 0 | 0 | 0 | 0 | 0 | 0 | 0 | 0 | 0 | 0 | 0 | 0 | 0 | 0 | 0 | 0 | 0 | 0 | 0 | 0 | 0
F6_Industrial_Electronics Manufacturing_Existing_Space Heating_Natural Gas_Unit Heater_E1 | F6 | Industrial | Electronics Manufacturing | Existing | Space Heating | Natural Gas | Unit Heater | E1 | Utility - Value of Sales | 0 | 0 | 0 | 0 | 0 | 0 | 0 | 0 | 0 | 0 | 0 | 0 | 0 | 0 | 0 | 0 | 0 | 0 | 0 | 0 | 0 | 0 | 0 | 0 | 0 | 0 | 0 | 0 | 0 | 0 | 0 | 0 | 0
F6_Industrial_Electronics Manufacturing_Existing_Space Heating_Natural Gas_Unit Heater_E2 | F6 | Industrial | Electronics Manufacturing | Existing | Space Heating | Natural Gas | Unit Heater | E2 | Utility - Value of Sales | 0 | 0 | 0 | 0 | 0 | 0 | 0 | 0 | 0 | 0 | 0 | 0 | 0 | 0 | 0 | 0 | 0 | 0 | 0 | 0 | 0 | 0 | 0 | 0 | 0 | 0 | 0 | 0 | 0 | 0 | 0 | 0 | 0
F6_Industrial_Electronics Manufacturing_Existing_Space Heating_Natural Gas_Unit Heater_E3 | F6 | Industrial | Electronics Manufacturing | Existing | Space Heating | Natural Gas | Unit Heater | E3 | Utility - Value of Sales | 0 | 0 | 0 | 0 | 0 | 0 | 0 | 0 | 0 | 0 | 0 | 0 | 0 | 0 | 0 | 0 | 0 | 0 | 0 | 0 | 0 | 0 | 0 | 0 | 0 | 0 | 0 | 0 | 0 | 0 | 0 | 0 | 0
F6_Industrial_Electronics Manufacturing_Existing_Space Heating_Natural Gas_Unit Heater_E4 | F6 | Industrial | Electronics Manufacturing | Existing | Space Heating | Natural Gas | Unit Heater | E4 | Utility - Value of Sales | 0 | 0 | 0 | 0 | 0 | 0 | 0 | 0 | 0 | 0 | 0 | 0 | 0 | 0 | 0 | 0 | 0 | 0 | 0 | 0 | 0 | 0 | 0 | 0 | 0 | 0 | 0 | 0 | 0 | 0 | 0 | 0 | 0
F6_Industrial_Electronics Manufacturing_Existing_Space Heating_Natural Gas_Unit Heater_E5 | F6 | Industrial | Electronics Manufacturing | Existing | Space Heating | Natural Gas | Unit Heater | E5 | Utility - Value of Sales | 0 | 0 | 0 | 0 | 0 | 0 | 0 | 0 | 0 | 0 | 0 | 0 | 0 | 0 | 0 | 0 | 0 | 0 | 0 | 0 | 0 | 0 | 0 | 0 | 0 | 0 | 0 | 0 | 0 | 0 | 0 | 0 | 0
F6_Industrial_Electronics Manufacturing_Existing_Space Heating_Natural Gas_Unit Heater_E6 | F6 | Industrial | Electronics Manufacturing | Existing | Space Heating | Natural Gas | Unit Heater | E6 | Utility - Value of Sales | 0 | 0 | 0 | 0 | 0 | 0 | 0 | 0 | 0 | 0 | 0 | 0 | 0 | 0 | 0 | 0 | 0 | 0 | 0 | 0 | 0 | 0 | 0 | 0 | 0 | 0 | 0 | 0 | 0 | 0 | 0 | 0 | 0
F6_Industrial_Electronics Manufacturing_Existing_Space Heating_Natural Gas_Unit Heater_E7 | F6 | Industrial | Electronics Manufacturing | Existing | Space Heating | Natural Gas | Unit Heater | E7 | Utility - Value of Sales | 0 | 0 | 0 | 0 | 0 | 0 | 0 | 0 | 0 | 0 | 0 | 0 | 0 | 0 | 0 | 0 | 0 | 0 | 0 | 0 | 0 | 0 | 0 | 0 | 0 | 0 | 0 | 0 | 0 | 0 | 0 | 0 | 0
F6_Industrial_Electronics Manufacturing_Existing_Space Heating_Natural Gas_Unit Heater_E8 | F6 | Industrial | Electronics Manufacturing | Existing | Space Heating | Natural Gas | Unit Heater | E8 | Utility - Value of Sales | 0 | 0 | 0 | 0 | 0 | 0 | 0 | 0 | 0 | 0 | 0 | 0 | 0 | 0 | 0 | 0 | 0 | 0 | 0 | 0 | 0 | 0 | 0 | 0 | 0 | 0 | 0 | 0 | 0 | 0 | 0 | 0 | 0
F6_Industrial_Electronics Manufacturing_Existing_Space Heating_Natural Gas_Unit Heater_E9 | F6 | Industrial | Electronics Manufacturing | Existing | Space Heating | Natural Gas | Unit Heater | E9 | Utility - Value of Sales | 0 | 0 | 0 | 0 | 0 | 0 | 0 | 0 | 0 | 0 | 0 | 0 | 0 | 0 | 0 | 0 | 0 | 0 | 0 | 0 | 0 | 0 | 0 | 0 | 0 | 0 | 0 | 0 | 0 | 0 | 0 | 0 | 0
F6_Industrial_Electronics Manufacturing_Existing_Space Heating_Natural Gas_Unit Heater_E10 | F6 | Industrial | Electronics Manufacturing | Existing | Space Heating | Natural Gas | Unit Heater | E10 | Utility - Value of Sales | 0 | 0 | 0 | 0 | 0 | 0 | 0 | 0 | 0 | 0 | 0 | 0 | 0 | 0 | 0 | 0 | 0 | 0 | 0 | 0 | 0 | 0 | 0 | 0 | 0 | 0 | 0 | 0 | 0 | 0 | 0 | 0 | 0
F1_Industrial_Electronics Manufacturing_Existing_Process_Natural Gas_Process Heating_E1 | F1 | Industrial | Electronics Manufacturing | Existing | Process | Natural Gas | Process Heating | E1 | RVT - Cost of Equipment | 0 | 0 | 0 | 0 | 0 | 0 | 0 | 0 | 0 | 0 | 0 | 0 | 0 | 0 | 0 | 0 | 0 | 0 | 0 | 0 | 0 | 0 | 0 | 0 | 0 | 0 | 0 | 0 | 0 | 0 | 0 | 0 | 0
F1_Industrial_Electronics Manufacturing_Existing_Process_Natural Gas_Process Heating_E2 | F1 | Industrial | Electronics Manufacturing | Existing | Process | Natural Gas | Process Heating | E2 | RVT - Cost of Equipment | 0 | 0 | 0 | 0 | 0 | 0 | 0 | 0 | 0 | 0 | 0 | 0 | 0 | 0 | 0 | 0 | 0 | 0 | 0 | 0 | 0 | 0 | 0 | 0 | 0 | 0 | 0 | 0 | 0 | 0 | 0 | 0 | 0
F1_Industrial_Electronics Manufacturing_Existing_Process_Natural Gas_Process Heating_E3 | F1 | Industrial | Electronics Manufacturing | Existing | Process | Natural Gas | Process Heating | E3 | RVT - Cost of Equipment | 0 | 0 | 0 | 0 | 0 | 0 | 0 | 0 | 0 | 0 | 0 | 0 | 0 | 0 | 0 | 0 | 0 | 0 | 0 | 0 | 0 | 0 | 0 | 0 | 0 | 0 | 0 | 0 | 0 | 0 | 0 | 0 | 0
F1_Industrial_Electronics Manufacturing_Existing_Process_Natural Gas_Process Heating_E4 | F1 | Industrial | Electronics Manufacturing | Existing | Process | Natural Gas | Process Heating | E4 | RVT - Cost of Equipment | 0 | 0 | 0 | 0 | 0 | 0 | 0 | 0 | 0 | 0 | 0 | 0 | 0 | 0 | 0 | 0 | 0 | 0 | 0 | 0 | 0 | 0 | 0 | 0 | 0 | 0 | 0 | 0 | 0 | 0 | 0 | 0 | 0
F1_Industrial_Electronics Manufacturing_Existing_Process_Natural Gas_Process Heating_E5 | F1 | Industrial | Electronics Manufacturing | Existing | Process | Natural Gas | Process Heating | E5 | RVT - Cost of Equipment | 0 | 0 | 0 | 0 | 0 | 0 | 0 | 0 | 0 | 0 | 0 | 0 | 0 | 0 | 0 | 0 | 0 | 0 | 0 | 0 | 0 | 0 | 0 | 0 | 0 | 0 | 0 | 0 | 0 | 0 | 0 | 0 | 0
F1_Industrial_Electronics Manufacturing_Existing_Process_Natural Gas_Process Heating_E6 | F1 | Industrial | Electronics Manufacturing | Existing | Process | Natural Gas | Process Heating | E6 | RVT - Cost of Equipment | 0 | 0 | 0 | 0 | 0 | 0 | 0 | 0 | 0 | 0 | 0 | 0 | 0 | 0 | 0 | 0 | 0 | 0 | 0 | 0 | 0 | 0 | 0 | 0 | 0 | 0 | 0 | 0 | 0 | 0 | 0 | 0 | 0
F1_Industrial_Electronics Manufacturing_Existing_Process_Natural Gas_Process Heating_E7 | F1 | Industrial | Electronics Manufacturing | Existing | Process | Natural Gas | Process Heating | E7 | RVT - Cost of Equipment | 0 | 0 | 0 | 0 | 0 | 0 | 0 | 0 | 0 | 0 | 0 | 0 | 0 | 0 | 0 | 0 | 0 | 0 | 0 | 0 | 0 | 0 | 0 | 0 | 0 | 0 | 0 | 0 | 0 | 0 | 0 | 0 | 0
F1_Industrial_Electronics Manufacturing_Existing_Process_Natural Gas_Process Heating_E8 | F1 | Industrial | Electronics Manufacturing | Existing | Process | Natural Gas | Process Heating | E8 | RVT - Cost of Equipment | 0 | 0 | 0 | 0 | 0 | 0 | 0 | 0 | 0 | 0 | 0 | 0 | 0 | 0 | 0 | 0 | 0 | 0 | 0 | 0 | 0 | 0 | 0 | 0 | 0 | 0 | 0 | 0 | 0 | 0 | 0 | 0 | 0
F1_Industrial_Electronics Manufacturing_Existing_Process_Natural Gas_Process Heating_E9 | F1 | Industrial | Electronics Manufacturing | Existing | Process | Natural Gas | Process Heating | E9 | RVT - Cost of Equipment | 0 | 0 | 0 | 0 | 0 | 0 | 0 | 0 | 0 | 0 | 0 | 0 | 0 | 0 | 0 | 0 | 0 | 0 | 0 | 0 | 0 | 0 | 0 | 0 | 0 | 0 | 0 | 0 | 0 | 0 | 0 | 0 | 0
F1_Industrial_Electronics Manufacturing_Existing_Process_Natural Gas_Process Heating_E10 | F1 | Industrial | Electronics Manufacturing | Existing | Process | Natural Gas | Process Heating | E10 | RVT - Cost of Equipment | 0 | 0 | 0 | 0 | 0 | 0 | 0 | 0 | 0 | 0 | 0 | 0 | 0 | 0 | 0 | 0 | 0 | 0 | 0 | 0 | 0 | 0 | 0 | 0 | 0 | 0 | 0 | 0 | 0 | 0 | 0 | 0 | 0
F2_Industrial_Electronics Manufacturing_Existing_Process_Natural Gas_Process Heating_E1 | F2 | Industrial | Electronics Manufacturing | Existing | Process | Natural Gas | Process Heating | E1 | RVT - Cost of Operation | 0 | 0 | 0 | 0 | 0 | 0 | 0 | 0 | 0 | 0 | 0 | 0 | 0 | 0 | 0 | 0 | 0 | 0 | 0 | 0 | 0 | 0 | 0 | 0 | 0 | 0 | 0 | 0 | 0 | 0 | 0 | 0 | 0
F2_Industrial_Electronics Manufacturing_Existing_Process_Natural Gas_Process Heating_E2 | F2 | Industrial | Electronics Manufacturing | Existing | Process | Natural Gas | Process Heating | E2 | RVT - Cost of Operation | 0 | 0 | 0 | 0 | 0 | 0 | 0 | 0 | 0 | 0 | 0 | 0 | 0 | 0 | 0 | 0 | 0 | 0 | 0 | 0 | 0 | 0 | 0 | 0 | 0 | 0 | 0 | 0 | 0 | 0 | 0 | 0 | 0
F2_Industrial_Electronics Manufacturing_Existing_Process_Natural Gas_Process Heating_E3 | F2 | Industrial | Electronics Manufacturing | Existing | Process | Natural Gas | Process Heating | E3 | RVT - Cost of Operation | 0 | 0 | 0 | 0 | 0 | 0 | 0 | 0 | 0 | 0 | 0 | 0 | 0 | 0 | 0 | 0 | 0 | 0 | 0 | 0 | 0 | 0 | 0 | 0 | 0 | 0 | 0 | 0 | 0 | 0 | 0 | 0 | 0
F2_Industrial_Electronics Manufacturing_Existing_Process_Natural Gas_Process Heating_E4 | F2 | Industrial | Electronics Manufacturing | Existing | Process | Natural Gas | Process Heating | E4 | RVT - Cost of Operation | 0 | 0 | 0 | 0 | 0 | 0 | 0 | 0 | 0 | 0 | 0 | 0 | 0 | 0 | 0 | 0 | 0 | 0 | 0 | 0 | 0 | 0 | 0 | 0 | 0 | 0 | 0 | 0 | 0 | 0 | 0 | 0 | 0
F2_Industrial_Electronics Manufacturing_Existing_Process_Natural Gas_Process Heating_E5 | F2 | Industrial | Electronics Manufacturing | Existing | Process | Natural Gas | Process Heating | E5 | RVT - Cost of Operation | 0 | 0 | 0 | 0 | 0 | 0 | 0 | 0 | 0 | 0 | 0 | 0 | 0 | 0 | 0 | 0 | 0 | 0 | 0 | 0 | 0 | 0 | 0 | 0 | 0 | 0 | 0 | 0 | 0 | 0 | 0 | 0 | 0
F2_Industrial_Electronics Manufacturing_Existing_Process_Natural Gas_Process Heating_E6 | F2 | Industrial | Electronics Manufacturing | Existing | Process | Natural Gas | Process Heating | E6 | RVT - Cost of Operation | 0 | 0 | 0 | 0 | 0 | 0 | 0 | 0 | 0 | 0 | 0 | 0 | 0 | 0 | 0 | 0 | 0 | 0 | 0 | 0 | 0 | 0 | 0 | 0 | 0 | 0 | 0 | 0 | 0 | 0 | 0 | 0 | 0
F2_Industrial_Electronics Manufacturing_Existing_Process_Natural Gas_Process Heating_E7 | F2 | Industrial | Electronics Manufacturing | Existing | Process | Natural Gas | Process Heating | E7 | RVT - Cost of Operation | 0 | 0 | 0 | 0 | 0 | 0 | 0 | 0 | 0 | 0 | 0 | 0 | 0 | 0 | 0 | 0 | 0 | 0 | 0 | 0 | 0 | 0 | 0 | 0 | 0 | 0 | 0 | 0 | 0 | 0 | 0 | 0 | 0
F2_Industrial_Electronics Manufacturing_Existing_Process_Natural Gas_Process Heating_E8 | F2 | Industrial | Electronics Manufacturing | Existing | Process | Natural Gas | Process Heating | E8 | RVT - Cost of Operation | 0 | 0 | 0 | 0 | 0 | 0 | 0 | 0 | 0 | 0 | 0 | 0 | 0 | 0 | 0 | 0 | 0 | 0 | 0 | 0 | 0 | 0 | 0 | 0 | 0 | 0 | 0 | 0 | 0 | 0 | 0 | 0 | 0
F2_Industrial_Electronics Manufacturing_Existing_Process_Natural Gas_Process Heating_E9 | F2 | Industrial | Electronics Manufacturing | Existing | Process | Natural Gas | Process Heating | E9 | RVT - Cost of Operation | 0 | 0 | 0 | 0 | 0 | 0 | 0 | 0 | 0 | 0 | 0 | 0 | 0 | 0 | 0 | 0 | 0 | 0 | 0 | 0 | 0 | 0 | 0 | 0 | 0 | 0 | 0 | 0 | 0 | 0 | 0 | 0 | 0
F2_Industrial_Electronics Manufacturing_Existing_Process_Natural Gas_Process Heating_E10 | F2 | Industrial | Electronics Manufacturing | Existing | Process | Natural Gas | Process Heating | E10 | RVT - Cost of Operation | 0 | 0 | 0 | 0 | 0 | 0 | 0 | 0 | 0 | 0 | 0 | 0 | 0 | 0 | 0 | 0 | 0 | 0 | 0 | 0 | 0 | 0 | 0 | 0 | 0 | 0 | 0 | 0 | 0 | 0 | 0 | 0 | 0
F3_Industrial_Electronics Manufacturing_Existing_Process_Natural Gas_Process Heating_E1 | F3 | Industrial | Electronics Manufacturing | Existing | Process | Natural Gas | Process Heating | E1 | System - kBTUs of Consumption | 0 | 0 | 0 | 0 | 0 | 0 | 0 | 0 | 0 | 0 | 0 | 0 | 0 | 0 | 0 | 0 | 0 | 0 | 0 | 0 | 0 | 0 | 0 | 0 | 0 | 0 | 0 | 0 | 0 | 0 | 0 | 0 | 0
F3_Industrial_Electronics Manufacturing_Existing_Process_Natural Gas_Process Heating_E2 | F3 | Industrial | Electronics Manufacturing | Existing | Process | Natural Gas | Process Heating | E2 | System - kBTUs of Consumption | 0 | 0 | 0 | 0 | 0 | 0 | 0 | 0 | 0 | 0 | 0 | 0 | 0 | 0 | 0 | 0 | 0 | 0 | 0 | 0 | 0 | 0 | 0 | 0 | 0 | 0 | 0 | 0 | 0 | 0 | 0 | 0 | 0
F3_Industrial_Electronics Manufacturing_Existing_Process_Natural Gas_Process Heating_E3 | F3 | Industrial | Electronics Manufacturing | Existing | Process | Natural Gas | Process Heating | E3 | System - kBTUs of Consumption | 0 | 0 | 0 | 0 | 0 | 0 | 0 | 0 | 0 | 0 | 0 | 0 | 0 | 0 | 0 | 0 | 0 | 0 | 0 | 0 | 0 | 0 | 0 | 0 | 0 | 0 | 0 | 0 | 0 | 0 | 0 | 0 | 0
F3_Industrial_Electronics Manufacturing_Existing_Process_Natural Gas_Process Heating_E4 | F3 | Industrial | Electronics Manufacturing | Existing | Process | Natural Gas | Process Heating | E4 | System - kBTUs of Consumption | 0 | 0 | 0 | 0 | 0 | 0 | 0 | 0 | 0 | 0 | 0 | 0 | 0 | 0 | 0 | 0 | 0 | 0 | 0 | 0 | 0 | 0 | 0 | 0 | 0 | 0 | 0 | 0 | 0 | 0 | 0 | 0 | 0
F3_Industrial_Electronics Manufacturing_Existing_Process_Natural Gas_Process Heating_E5 | F3 | Industrial | Electronics Manufacturing | Existing | Process | Natural Gas | Process Heating | E5 | System - kBTUs of Consumption | 0 | 0 | 0 | 0 | 0 | 0 | 0 | 0 | 0 | 0 | 0 | 0 | 0 | 0 | 0 | 0 | 0 | 0 | 0 | 0 | 0 | 0 | 0 | 0 | 0 | 0 | 0 | 0 | 0 | 0 | 0 | 0 | 0
F3_Industrial_Electronics Manufacturing_Existing_Process_Natural Gas_Process Heating_E6 | F3 | Industrial | Electronics Manufacturing | Existing | Process | Natural Gas | Process Heating | E6 | System - kBTUs of Consumption | 0 | 0 | 0 | 0 | 0 | 0 | 0 | 0 | 0 | 0 | 0 | 0 | 0 | 0 | 0 | 0 | 0 | 0 | 0 | 0 | 0 | 0 | 0 | 0 | 0 | 0 | 0 | 0 | 0 | 0 | 0 | 0 | 0
F3_Industrial_Electronics Manufacturing_Existing_Process_Natural Gas_Process Heating_E7 | F3 | Industrial | Electronics Manufacturing | Existing | Process | Natural Gas | Process Heating | E7 | System - kBTUs of Consumption | 0 | 0 | 0 | 0 | 0 | 0 | 0 | 0 | 0 | 0 | 0 | 0 | 0 | 0 | 0 | 0 | 0 | 0 | 0 | 0 | 0 | 0 | 0 | 0 | 0 | 0 | 0 | 0 | 0 | 0 | 0 | 0 | 0
F3_Industrial_Electronics Manufacturing_Existing_Process_Natural Gas_Process Heating_E8 | F3 | Industrial | Electronics Manufacturing | Existing | Process | Natural Gas | Process Heating | E8 | System - kBTUs of Consumption | 0 | 0 | 0 | 0 | 0 | 0 | 0 | 0 | 0 | 0 | 0 | 0 | 0 | 0 | 0 | 0 | 0 | 0 | 0 | 0 | 0 | 0 | 0 | 0 | 0 | 0 | 0 | 0 | 0 | 0 | 0 | 0 | 0
F3_Industrial_Electronics Manufacturing_Existing_Process_Natural Gas_Process Heating_E9 | F3 | Industrial | Electronics Manufacturing | Existing | Process | Natural Gas | Process Heating | E9 | System - kBTUs of Consumption | 0 | 0 | 0 | 0 | 0 | 0 | 0 | 0 | 0 | 0 | 0 | 0 | 0 | 0 | 0 | 0 | 0 | 0 | 0 | 0 | 0 | 0 | 0 | 0 | 0 | 0 | 0 | 0 | 0 | 0 | 0 | 0 | 0
F3_Industrial_Electronics Manufacturing_Existing_Process_Natural Gas_Process Heating_E10 | F3 | Industrial | Electronics Manufacturing | Existing | Process | Natural Gas | Process Heating | E10 | System - kBTUs of Consumption | 0 | 0 | 0 | 0 | 0 | 0 | 0 | 0 | 0 | 0 | 0 | 0 | 0 | 0 | 0 | 0 | 0 | 0 | 0 | 0 | 0 | 0 | 0 | 0 | 0 | 0 | 0 | 0 | 0 | 0 | 0 | 0 | 0
F4_Industrial_Electronics Manufacturing_Existing_Process_Natural Gas_Process Heating_E1 | F4 | Industrial | Electronics Manufacturing | Existing | Process | Natural Gas | Process Heating | E1 | Utility - Cost of Equipment | 0 | 0 | 0 | 0 | 0 | 0 | 0 | 0 | 0 | 0 | 0 | 0 | 0 | 0 | 0 | 0 | 0 | 0 | 0 | 0 | 0 | 0 | 0 | 0 | 0 | 0 | 0 | 0 | 0 | 0 | 0 | 0 | 0
F4_Industrial_Electronics Manufacturing_Existing_Process_Natural Gas_Process Heating_E2 | F4 | Industrial | Electronics Manufacturing | Existing | Process | Natural Gas | Process Heating | E2 | Utility - Cost of Equipment | 0 | 0 | 0 | 0 | 0 | 0 | 0 | 0 | 0 | 0 | 0 | 0 | 0 | 0 | 0 | 0 | 0 | 0 | 0 | 0 | 0 | 0 | 0 | 0 | 0 | 0 | 0 | 0 | 0 | 0 | 0 | 0 | 0
F4_Industrial_Electronics Manufacturing_Existing_Process_Natural Gas_Process Heating_E3 | F4 | Industrial | Electronics Manufacturing | Existing | Process | Natural Gas | Process Heating | E3 | Utility - Cost of Equipment | 0 | 0 | 0 | 0 | 0 | 0 | 0 | 0 | 0 | 0 | 0 | 0 | 0 | 0 | 0 | 0 | 0 | 0 | 0 | 0 | 0 | 0 | 0 | 0 | 0 | 0 | 0 | 0 | 0 | 0 | 0 | 0 | 0
F4_Industrial_Electronics Manufacturing_Existing_Process_Natural Gas_Process Heating_E4 | F4 | Industrial | Electronics Manufacturing | Existing | Process | Natural Gas | Process Heating | E4 | Utility - Cost of Equipment | 0 | 0 | 0 | 0 | 0 | 0 | 0 | 0 | 0 | 0 | 0 | 0 | 0 | 0 | 0 | 0 | 0 | 0 | 0 | 0 | 0 | 0 | 0 | 0 | 0 | 0 | 0 | 0 | 0 | 0 | 0 | 0 | 0
F4_Industrial_Electronics Manufacturing_Existing_Process_Natural Gas_Process Heating_E5 | F4 | Industrial | Electronics Manufacturing | Existing | Process | Natural Gas | Process Heating | E5 | Utility - Cost of Equipment | 0 | 0 | 0 | 0 | 0 | 0 | 0 | 0 | 0 | 0 | 0 | 0 | 0 | 0 | 0 | 0 | 0 | 0 | 0 | 0 | 0 | 0 | 0 | 0 | 0 | 0 | 0 | 0 | 0 | 0 | 0 | 0 | 0
F4_Industrial_Electronics Manufacturing_Existing_Process_Natural Gas_Process Heating_E6 | F4 | Industrial | Electronics Manufacturing | Existing | Process | Natural Gas | Process Heating | E6 | Utility - Cost of Equipment | 0 | 0 | 0 | 0 | 0 | 0 | 0 | 0 | 0 | 0 | 0 | 0 | 0 | 0 | 0 | 0 | 0 | 0 | 0 | 0 | 0 | 0 | 0 | 0 | 0 | 0 | 0 | 0 | 0 | 0 | 0 | 0 | 0
F4_Industrial_Electronics Manufacturing_Existing_Process_Natural Gas_Process Heating_E7 | F4 | Industrial | Electronics Manufacturing | Existing | Process | Natural Gas | Process Heating | E7 | Utility - Cost of Equipment | 0 | 0 | 0 | 0 | 0 | 0 | 0 | 0 | 0 | 0 | 0 | 0 | 0 | 0 | 0 | 0 | 0 | 0 | 0 | 0 | 0 | 0 | 0 | 0 | 0 | 0 | 0 | 0 | 0 | 0 | 0 | 0 | 0
F4_Industrial_Electronics Manufacturing_Existing_Process_Natural Gas_Process Heating_E8 | F4 | Industrial | Electronics Manufacturing | Existing | Process | Natural Gas | Process Heating | E8 | Utility - Cost of Equipment | 0 | 0 | 0 | 0 | 0 | 0 | 0 | 0 | 0 | 0 | 0 | 0 | 0 | 0 | 0 | 0 | 0 | 0 | 0 | 0 | 0 | 0 | 0 | 0 | 0 | 0 | 0 | 0 | 0 | 0 | 0 | 0 | 0
F4_Industrial_Electronics Manufacturing_Existing_Process_Natural Gas_Process Heating_E9 | F4 | Industrial | Electronics Manufacturing | Existing | Process | Natural Gas | Process Heating | E9 | Utility - Cost of Equipment | 0 | 0 | 0 | 0 | 0 | 0 | 0 | 0 | 0 | 0 | 0 | 0 | 0 | 0 | 0 | 0 | 0 | 0 | 0 | 0 | 0 | 0 | 0 | 0 | 0 | 0 | 0 | 0 | 0 | 0 | 0 | 0 | 0
F4_Industrial_Electronics Manufacturing_Existing_Process_Natural Gas_Process Heating_E10 | F4 | Industrial | Electronics Manufacturing | Existing | Process | Natural Gas | Process Heating | E10 | Utility - Cost of Equipment | 0 | 0 | 0 | 0 | 0 | 0 | 0 | 0 | 0 | 0 | 0 | 0 | 0 | 0 | 0 | 0 | 0 | 0 | 0 | 0 | 0 | 0 | 0 | 0 | 0 | 0 | 0 | 0 | 0 | 0 | 0 | 0 | 0
F5_Industrial_Electronics Manufacturing_Existing_Process_Natural Gas_Process Heating_E1 | F5 | Industrial | Electronics Manufacturing | Existing | Process | Natural Gas | Process Heating | E1 | Utility - Cost of Operation | 0 | 0 | 0 | 0 | 0 | 0 | 0 | 0 | 0 | 0 | 0 | 0 | 0 | 0 | 0 | 0 | 0 | 0 | 0 | 0 | 0 | 0 | 0 | 0 | 0 | 0 | 0 | 0 | 0 | 0 | 0 | 0 | 0
F5_Industrial_Electronics Manufacturing_Existing_Process_Natural Gas_Process Heating_E2 | F5 | Industrial | Electronics Manufacturing | Existing | Process | Natural Gas | Process Heating | E2 | Utility - Cost of Operation | 0 | 0 | 0 | 0 | 0 | 0 | 0 | 0 | 0 | 0 | 0 | 0 | 0 | 0 | 0 | 0 | 0 | 0 | 0 | 0 | 0 | 0 | 0 | 0 | 0 | 0 | 0 | 0 | 0 | 0 | 0 | 0 | 0
F5_Industrial_Electronics Manufacturing_Existing_Process_Natural Gas_Process Heating_E3 | F5 | Industrial | Electronics Manufacturing | Existing | Process | Natural Gas | Process Heating | E3 | Utility - Cost of Operation | 0 | 0 | 0 | 0 | 0 | 0 | 0 | 0 | 0 | 0 | 0 | 0 | 0 | 0 | 0 | 0 | 0 | 0 | 0 | 0 | 0 | 0 | 0 | 0 | 0 | 0 | 0 | 0 | 0 | 0 | 0 | 0 | 0
F5_Industrial_Electronics Manufacturing_Existing_Process_Natural Gas_Process Heating_E4 | F5 | Industrial | Electronics Manufacturing | Existing | Process | Natural Gas | Process Heating | E4 | Utility - Cost of Operation | 0 | 0 | 0 | 0 | 0 | 0 | 0 | 0 | 0 | 0 | 0 | 0 | 0 | 0 | 0 | 0 | 0 | 0 | 0 | 0 | 0 | 0 | 0 | 0 | 0 | 0 | 0 | 0 | 0 | 0 | 0 | 0 | 0
F5_Industrial_Electronics Manufacturing_Existing_Process_Natural Gas_Process Heating_E5 | F5 | Industrial | Electronics Manufacturing | Existing | Process | Natural Gas | Process Heating | E5 | Utility - Cost of Operation | 0 | 0 | 0 | 0 | 0 | 0 | 0 | 0 | 0 | 0 | 0 | 0 | 0 | 0 | 0 | 0 | 0 | 0 | 0 | 0 | 0 | 0 | 0 | 0 | 0 | 0 | 0 | 0 | 0 | 0 | 0 | 0 | 0
F5_Industrial_Electronics Manufacturing_Existing_Process_Natural Gas_Process Heating_E6 | F5 | Industrial | Electronics Manufacturing | Existing | Process | Natural Gas | Process Heating | E6 | Utility - Cost of Operation | 0 | 0 | 0 | 0 | 0 | 0 | 0 | 0 | 0 | 0 | 0 | 0 | 0 | 0 | 0 | 0 | 0 | 0 | 0 | 0 | 0 | 0 | 0 | 0 | 0 | 0 | 0 | 0 | 0 | 0 | 0 | 0 | 0
F5_Industrial_Electronics Manufacturing_Existing_Process_Natural Gas_Process Heating_E7 | F5 | Industrial | Electronics Manufacturing | Existing | Process | Natural Gas | Process Heating | E7 | Utility - Cost of Operation | 0 | 0 | 0 | 0 | 0 | 0 | 0 | 0 | 0 | 0 | 0 | 0 | 0 | 0 | 0 | 0 | 0 | 0 | 0 | 0 | 0 | 0 | 0 | 0 | 0 | 0 | 0 | 0 | 0 | 0 | 0 | 0 | 0
F5_Industrial_Electronics Manufacturing_Existing_Process_Natural Gas_Process Heating_E8 | F5 | Industrial | Electronics Manufacturing | Existing | Process | Natural Gas | Process Heating | E8 | Utility - Cost of Operation | 0 | 0 | 0 | 0 | 0 | 0 | 0 | 0 | 0 | 0 | 0 | 0 | 0 | 0 | 0 | 0 | 0 | 0 | 0 | 0 | 0 | 0 | 0 | 0 | 0 | 0 | 0 | 0 | 0 | 0 | 0 | 0 | 0
F5_Industrial_Electronics Manufacturing_Existing_Process_Natural Gas_Process Heating_E9 | F5 | Industrial | Electronics Manufacturing | Existing | Process | Natural Gas | Process Heating | E9 | Utility - Cost of Operation | 0 | 0 | 0 | 0 | 0 | 0 | 0 | 0 | 0 | 0 | 0 | 0 | 0 | 0 | 0 | 0 | 0 | 0 | 0 | 0 | 0 | 0 | 0 | 0 | 0 | 0 | 0 | 0 | 0 | 0 | 0 | 0 | 0
F5_Industrial_Electronics Manufacturing_Existing_Process_Natural Gas_Process Heating_E10 | F5 | Industrial | Electronics Manufacturing | Existing | Process | Natural Gas | Process Heating | E10 | Utility - Cost of Operation | 0 | 0 | 0 | 0 | 0 | 0 | 0 | 0 | 0 | 0 | 0 | 0 | 0 | 0 | 0 | 0 | 0 | 0 | 0 | 0 | 0 | 0 | 0 | 0 | 0 | 0 | 0 | 0 | 0 | 0 | 0 | 0 | 0
F6_Industrial_Electronics Manufacturing_Existing_Process_Natural Gas_Process Heating_E1 | F6 | Industrial | Electronics Manufacturing | Existing | Process | Natural Gas | Process Heating | E1 | Utility - Value of Sales | 0 | 0 | 0 | 0 | 0 | 0 | 0 | 0 | 0 | 0 | 0 | 0 | 0 | 0 | 0 | 0 | 0 | 0 | 0 | 0 | 0 | 0 | 0 | 0 | 0 | 0 | 0 | 0 | 0 | 0 | 0 | 0 | 0
F6_Industrial_Electronics Manufacturing_Existing_Process_Natural Gas_Process Heating_E2 | F6 | Industrial | Electronics Manufacturing | Existing | Process | Natural Gas | Process Heating | E2 | Utility - Value of Sales | 0 | 0 | 0 | 0 | 0 | 0 | 0 | 0 | 0 | 0 | 0 | 0 | 0 | 0 | 0 | 0 | 0 | 0 | 0 | 0 | 0 | 0 | 0 | 0 | 0 | 0 | 0 | 0 | 0 | 0 | 0 | 0 | 0
F6_Industrial_Electronics Manufacturing_Existing_Process_Natural Gas_Process Heating_E3 | F6 | Industrial | Electronics Manufacturing | Existing | Process | Natural Gas | Process Heating | E3 | Utility - Value of Sales | 0 | 0 | 0 | 0 | 0 | 0 | 0 | 0 | 0 | 0 | 0 | 0 | 0 | 0 | 0 | 0 | 0 | 0 | 0 | 0 | 0 | 0 | 0 | 0 | 0 | 0 | 0 | 0 | 0 | 0 | 0 | 0 | 0
F6_Industrial_Electronics Manufacturing_Existing_Process_Natural Gas_Process Heating_E4 | F6 | Industrial | Electronics Manufacturing | Existing | Process | Natural Gas | Process Heating | E4 | Utility - Value of Sales | 0 | 0 | 0 | 0 | 0 | 0 | 0 | 0 | 0 | 0 | 0 | 0 | 0 | 0 | 0 | 0 | 0 | 0 | 0 | 0 | 0 | 0 | 0 | 0 | 0 | 0 | 0 | 0 | 0 | 0 | 0 | 0 | 0
F6_Industrial_Electronics Manufacturing_Existing_Process_Natural Gas_Process Heating_E5 | F6 | Industrial | Electronics Manufacturing | Existing | Process | Natural Gas | Process Heating | E5 | Utility - Value of Sales | 0 | 0 | 0 | 0 | 0 | 0 | 0 | 0 | 0 | 0 | 0 | 0 | 0 | 0 | 0 | 0 | 0 | 0 | 0 | 0 | 0 | 0 | 0 | 0 | 0 | 0 | 0 | 0 | 0 | 0 | 0 | 0 | 0
F6_Industrial_Electronics Manufacturing_Existing_Process_Natural Gas_Process Heating_E6 | F6 | Industrial | Electronics Manufacturing | Existing | Process | Natural Gas | Process Heating | E6 | Utility - Value of Sales | 0 | 0 | 0 | 0 | 0 | 0 | 0 | 0 | 0 | 0 | 0 | 0 | 0 | 0 | 0 | 0 | 0 | 0 | 0 | 0 | 0 | 0 | 0 | 0 | 0 | 0 | 0 | 0 | 0 | 0 | 0 | 0 | 0
F6_Industrial_Electronics Manufacturing_Existing_Process_Natural Gas_Process Heating_E7 | F6 | Industrial | Electronics Manufacturing | Existing | Process | Natural Gas | Process Heating | E7 | Utility - Value of Sales | 0 | 0 | 0 | 0 | 0 | 0 | 0 | 0 | 0 | 0 | 0 | 0 | 0 | 0 | 0 | 0 | 0 | 0 | 0 | 0 | 0 | 0 | 0 | 0 | 0 | 0 | 0 | 0 | 0 | 0 | 0 | 0 | 0
F6_Industrial_Electronics Manufacturing_Existing_Process_Natural Gas_Process Heating_E8 | F6 | Industrial | Electronics Manufacturing | Existing | Process | Natural Gas | Process Heating | E8 | Utility - Value of Sales | 0 | 0 | 0 | 0 | 0 | 0 | 0 | 0 | 0 | 0 | 0 | 0 | 0 | 0 | 0 | 0 | 0 | 0 | 0 | 0 | 0 | 0 | 0 | 0 | 0 | 0 | 0 | 0 | 0 | 0 | 0 | 0 | 0
F6_Industrial_Electronics Manufacturing_Existing_Process_Natural Gas_Process Heating_E9 | F6 | Industrial | Electronics Manufacturing | Existing | Process | Natural Gas | Process Heating | E9 | Utility - Value of Sales | 0 | 0 | 0 | 0 | 0 | 0 | 0 | 0 | 0 | 0 | 0 | 0 | 0 | 0 | 0 | 0 | 0 | 0 | 0 | 0 | 0 | 0 | 0 | 0 | 0 | 0 | 0 | 0 | 0 | 0 | 0 | 0 | 0
F6_Industrial_Electronics Manufacturing_Existing_Process_Natural Gas_Process Heating_E10 | F6 | Industrial | Electronics Manufacturing | Existing | Process | Natural Gas | Process Heating | E10 | Utility - Value of Sales | 0 | 0 | 0 | 0 | 0 | 0 | 0 | 0 | 0 | 0 | 0 | 0 | 0 | 0 | 0 | 0 | 0 | 0 | 0 | 0 | 0 | 0 | 0 | 0 | 0 | 0 | 0 | 0 | 0 | 0 | 0 | 0 | 0
F1_Industrial_Electronics Manufacturing_Existing_Process_Natural Gas_Process Boiler_E1 | F1 | Industrial | Electronics Manufacturing | Existing | Process | Natural Gas | Process Boiler | E1 | RVT - Cost of Equipment | 0 | 0 | 0 | 0 | 0 | 0 | 0 | 0 | 0 | 0 | 0 | 0 | 0 | 0 | 0 | 0 | 0 | 0 | 0 | 0 | 0 | 0 | 0 | 0 | 0 | 0 | 0 | 0 | 0 | 0 | 0 | 0 | 0
F1_Industrial_Electronics Manufacturing_Existing_Process_Natural Gas_Process Boiler_E2 | F1 | Industrial | Electronics Manufacturing | Existing | Process | Natural Gas | Process Boiler | E2 | RVT - Cost of Equipment | 0 | 0 | 0 | 0 | 0 | 0 | 0 | 0 | 0 | 0 | 0 | 0 | 0 | 0 | 0 | 0 | 0 | 0 | 0 | 0 | 0 | 0 | 0 | 0 | 0 | 0 | 0 | 0 | 0 | 0 | 0 | 0 | 0
F1_Industrial_Electronics Manufacturing_Existing_Process_Natural Gas_Process Boiler_E3 | F1 | Industrial | Electronics Manufacturing | Existing | Process | Natural Gas | Process Boiler | E3 | RVT - Cost of Equipment | 0 | 0 | 0 | 0 | 0 | 0 | 0 | 0 | 0 | 0 | 0 | 0 | 0 | 0 | 0 | 0 | 0 | 0 | 0 | 0 | 0 | 0 | 0 | 0 | 0 | 0 | 0 | 0 | 0 | 0 | 0 | 0 | 0
F1_Industrial_Electronics Manufacturing_Existing_Process_Natural Gas_Process Boiler_E4 | F1 | Industrial | Electronics Manufacturing | Existing | Process | Natural Gas | Process Boiler | E4 | RVT - Cost of Equipment | 0 | 0 | 0 | 0 | 0 | 0 | 0 | 0 | 0 | 0 | 0 | 0 | 0 | 0 | 0 | 0 | 0 | 0 | 0 | 0 | 0 | 0 | 0 | 0 | 0 | 0 | 0 | 0 | 0 | 0 | 0 | 0 | 0
F1_Industrial_Electronics Manufacturing_Existing_Process_Natural Gas_Process Boiler_E5 | F1 | Industrial | Electronics Manufacturing | Existing | Process | Natural Gas | Process Boiler | E5 | RVT - Cost of Equipment | 0 | 0 | 0 | 0 | 0 | 0 | 0 | 0 | 0 | 0 | 0 | 0 | 0 | 0 | 0 | 0 | 0 | 0 | 0 | 0 | 0 | 0 | 0 | 0 | 0 | 0 | 0 | 0 | 0 | 0 | 0 | 0 | 0
F1_Industrial_Electronics Manufacturing_Existing_Process_Natural Gas_Process Boiler_E6 | F1 | Industrial | Electronics Manufacturing | Existing | Process | Natural Gas | Process Boiler | E6 | RVT - Cost of Equipment | 0 | 0 | 0 | 0 | 0 | 0 | 0 | 0 | 0 | 0 | 0 | 0 | 0 | 0 | 0 | 0 | 0 | 0 | 0 | 0 | 0 | 0 | 0 | 0 | 0 | 0 | 0 | 0 | 0 | 0 | 0 | 0 | 0
F1_Industrial_Electronics Manufacturing_Existing_Process_Natural Gas_Process Boiler_E7 | F1 | Industrial | Electronics Manufacturing | Existing | Process | Natural Gas | Process Boiler | E7 | RVT - Cost of Equipment | 0 | 0 | 0 | 0 | 0 | 0 | 0 | 0 | 0 | 0 | 0 | 0 | 0 | 0 | 0 | 0 | 0 | 0 | 0 | 0 | 0 | 0 | 0 | 0 | 0 | 0 | 0 | 0 | 0 | 0 | 0 | 0 | 0
F1_Industrial_Electronics Manufacturing_Existing_Process_Natural Gas_Process Boiler_E8 | F1 | Industrial | Electronics Manufacturing | Existing | Process | Natural Gas | Process Boiler | E8 | RVT - Cost of Equipment | 0 | 0 | 0 | 0 | 0 | 0 | 0 | 0 | 0 | 0 | 0 | 0 | 0 | 0 | 0 | 0 | 0 | 0 | 0 | 0 | 0 | 0 | 0 | 0 | 0 | 0 | 0 | 0 | 0 | 0 | 0 | 0 | 0
F1_Industrial_Electronics Manufacturing_Existing_Process_Natural Gas_Process Boiler_E9 | F1 | Industrial | Electronics Manufacturing | Existing | Process | Natural Gas | Process Boiler | E9 | RVT - Cost of Equipment | 0 | 0 | 0 | 0 | 0 | 0 | 0 | 0 | 0 | 0 | 0 | 0 | 0 | 0 | 0 | 0 | 0 | 0 | 0 | 0 | 0 | 0 | 0 | 0 | 0 | 0 | 0 | 0 | 0 | 0 | 0 | 0 | 0
F1_Industrial_Electronics Manufacturing_Existing_Process_Natural Gas_Process Boiler_E10 | F1 | Industrial | Electronics Manufacturing | Existing | Process | Natural Gas | Process Boiler | E10 | RVT - Cost of Equipment | 0 | 0 | 0 | 0 | 0 | 0 | 0 | 0 | 0 | 0 | 0 | 0 | 0 | 0 | 0 | 0 | 0 | 0 | 0 | 0 | 0 | 0 | 0 | 0 | 0 | 0 | 0 | 0 | 0 | 0 | 0 | 0 | 0
F2_Industrial_Electronics Manufacturing_Existing_Process_Natural Gas_Process Boiler_E1 | F2 | Industrial | Electronics Manufacturing | Existing | Process | Natural Gas | Process Boiler | E1 | RVT - Cost of Operation | 0 | 0 | 0 | 0 | 0 | 0 | 0 | 0 | 0 | 0 | 0 | 0 | 0 | 0 | 0 | 0 | 0 | 0 | 0 | 0 | 0 | 0 | 0 | 0 | 0 | 0 | 0 | 0 | 0 | 0 | 0 | 0 | 0
F2_Industrial_Electronics Manufacturing_Existing_Process_Natural Gas_Process Boiler_E2 | F2 | Industrial | Electronics Manufacturing | Existing | Process | Natural Gas | Process Boiler | E2 | RVT - Cost of Operation | 0 | 0 | 0 | 0 | 0 | 0 | 0 | 0 | 0 | 0 | 0 | 0 | 0 | 0 | 0 | 0 | 0 | 0 | 0 | 0 | 0 | 0 | 0 | 0 | 0 | 0 | 0 | 0 | 0 | 0 | 0 | 0 | 0
F2_Industrial_Electronics Manufacturing_Existing_Process_Natural Gas_Process Boiler_E3 | F2 | Industrial | Electronics Manufacturing | Existing | Process | Natural Gas | Process Boiler | E3 | RVT - Cost of Operation | 0 | 0 | 0 | 0 | 0 | 0 | 0 | 0 | 0 | 0 | 0 | 0 | 0 | 0 | 0 | 0 | 0 | 0 | 0 | 0 | 0 | 0 | 0 | 0 | 0 | 0 | 0 | 0 | 0 | 0 | 0 | 0 | 0
F2_Industrial_Electronics Manufacturing_Existing_Process_Natural Gas_Process Boiler_E4 | F2 | Industrial | Electronics Manufacturing | Existing | Process | Natural Gas | Process Boiler | E4 | RVT - Cost of Operation | 0 | 0 | 0 | 0 | 0 | 0 | 0 | 0 | 0 | 0 | 0 | 0 | 0 | 0 | 0 | 0 | 0 | 0 | 0 | 0 | 0 | 0 | 0 | 0 | 0 | 0 | 0 | 0 | 0 | 0 | 0 | 0 | 0
F2_Industrial_Electronics Manufacturing_Existing_Process_Natural Gas_Process Boiler_E5 | F2 | Industrial | Electronics Manufacturing | Existing | Process | Natural Gas | Process Boiler | E5 | RVT - Cost of Operation | 0 | 0 | 0 | 0 | 0 | 0 | 0 | 0 | 0 | 0 | 0 | 0 | 0 | 0 | 0 | 0 | 0 | 0 | 0 | 0 | 0 | 0 | 0 | 0 | 0 | 0 | 0 | 0 | 0 | 0 | 0 | 0 | 0
F2_Industrial_Electronics Manufacturing_Existing_Process_Natural Gas_Process Boiler_E6 | F2 | Industrial | Electronics Manufacturing | Existing | Process | Natural Gas | Process Boiler | E6 | RVT - Cost of Operation | 0 | 0 | 0 | 0 | 0 | 0 | 0 | 0 | 0 | 0 | 0 | 0 | 0 | 0 | 0 | 0 | 0 | 0 | 0 | 0 | 0 | 0 | 0 | 0 | 0 | 0 | 0 | 0 | 0 | 0 | 0 | 0 | 0
F2_Industrial_Electronics Manufacturing_Existing_Process_Natural Gas_Process Boiler_E7 | F2 | Industrial | Electronics Manufacturing | Existing | Process | Natural Gas | Process Boiler | E7 | RVT - Cost of Operation | 0 | 0 | 0 | 0 | 0 | 0 | 0 | 0 | 0 | 0 | 0 | 0 | 0 | 0 | 0 | 0 | 0 | 0 | 0 | 0 | 0 | 0 | 0 | 0 | 0 | 0 | 0 | 0 | 0 | 0 | 0 | 0 | 0
F2_Industrial_Electronics Manufacturing_Existing_Process_Natural Gas_Process Boiler_E8 | F2 | Industrial | Electronics Manufacturing | Existing | Process | Natural Gas | Process Boiler | E8 | RVT - Cost of Operation | 0 | 0 | 0 | 0 | 0 | 0 | 0 | 0 | 0 | 0 | 0 | 0 | 0 | 0 | 0 | 0 | 0 | 0 | 0 | 0 | 0 | 0 | 0 | 0 | 0 | 0 | 0 | 0 | 0 | 0 | 0 | 0 | 0
F2_Industrial_Electronics Manufacturing_Existing_Process_Natural Gas_Process Boiler_E9 | F2 | Industrial | Electronics Manufacturing | Existing | Process | Natural Gas | Process Boiler | E9 | RVT - Cost of Operation | 0 | 0 | 0 | 0 | 0 | 0 | 0 | 0 | 0 | 0 | 0 | 0 | 0 | 0 | 0 | 0 | 0 | 0 | 0 | 0 | 0 | 0 | 0 | 0 | 0 | 0 | 0 | 0 | 0 | 0 | 0 | 0 | 0
F2_Industrial_Electronics Manufacturing_Existing_Process_Natural Gas_Process Boiler_E10 | F2 | Industrial | Electronics Manufacturing | Existing | Process | Natural Gas | Process Boiler | E10 | RVT - Cost of Operation | 0 | 0 | 0 | 0 | 0 | 0 | 0 | 0 | 0 | 0 | 0 | 0 | 0 | 0 | 0 | 0 | 0 | 0 | 0 | 0 | 0 | 0 | 0 | 0 | 0 | 0 | 0 | 0 | 0 | 0 | 0 | 0 | 0
F3_Industrial_Electronics Manufacturing_Existing_Process_Natural Gas_Process Boiler_E1 | F3 | Industrial | Electronics Manufacturing | Existing | Process | Natural Gas | Process Boiler | E1 | System - kBTUs of Consumption | 0 | 0 | 0 | 0 | 0 | 0 | 0 | 0 | 0 | 0 | 0 | 0 | 0 | 0 | 0 | 0 | 0 | 0 | 0 | 0 | 0 | 0 | 0 | 0 | 0 | 0 | 0 | 0 | 0 | 0 | 0 | 0 | 0
F3_Industrial_Electronics Manufacturing_Existing_Process_Natural Gas_Process Boiler_E2 | F3 | Industrial | Electronics Manufacturing | Existing | Process | Natural Gas | Process Boiler | E2 | System - kBTUs of Consumption | 0 | 0 | 0 | 0 | 0 | 0 | 0 | 0 | 0 | 0 | 0 | 0 | 0 | 0 | 0 | 0 | 0 | 0 | 0 | 0 | 0 | 0 | 0 | 0 | 0 | 0 | 0 | 0 | 0 | 0 | 0 | 0 | 0
F3_Industrial_Electronics Manufacturing_Existing_Process_Natural Gas_Process Boiler_E3 | F3 | Industrial | Electronics Manufacturing | Existing | Process | Natural Gas | Process Boiler | E3 | System - kBTUs of Consumption | 0 | 0 | 0 | 0 | 0 | 0 | 0 | 0 | 0 | 0 | 0 | 0 | 0 | 0 | 0 | 0 | 0 | 0 | 0 | 0 | 0 | 0 | 0 | 0 | 0 | 0 | 0 | 0 | 0 | 0 | 0 | 0 | 0
F3_Industrial_Electronics Manufacturing_Existing_Process_Natural Gas_Process Boiler_E4 | F3 | Industrial | Electronics Manufacturing | Existing | Process | Natural Gas | Process Boiler | E4 | System - kBTUs of Consumption | 0 | 0 | 0 | 0 | 0 | 0 | 0 | 0 | 0 | 0 | 0 | 0 | 0 | 0 | 0 | 0 | 0 | 0 | 0 | 0 | 0 | 0 | 0 | 0 | 0 | 0 | 0 | 0 | 0 | 0 | 0 | 0 | 0
F3_Industrial_Electronics Manufacturing_Existing_Process_Natural Gas_Process Boiler_E5 | F3 | Industrial | Electronics Manufacturing | Existing | Process | Natural Gas | Process Boiler | E5 | System - kBTUs of Consumption | 0 | 0 | 0 | 0 | 0 | 0 | 0 | 0 | 0 | 0 | 0 | 0 | 0 | 0 | 0 | 0 | 0 | 0 | 0 | 0 | 0 | 0 | 0 | 0 | 0 | 0 | 0 | 0 | 0 | 0 | 0 | 0 | 0
F3_Industrial_Electronics Manufacturing_Existing_Process_Natural Gas_Process Boiler_E6 | F3 | Industrial | Electronics Manufacturing | Existing | Process | Natural Gas | Process Boiler | E6 | System - kBTUs of Consumption | 0 | 0 | 0 | 0 | 0 | 0 | 0 | 0 | 0 | 0 | 0 | 0 | 0 | 0 | 0 | 0 | 0 | 0 | 0 | 0 | 0 | 0 | 0 | 0 | 0 | 0 | 0 | 0 | 0 | 0 | 0 | 0 | 0
F3_Industrial_Electronics Manufacturing_Existing_Process_Natural Gas_Process Boiler_E7 | F3 | Industrial | Electronics Manufacturing | Existing | Process | Natural Gas | Process Boiler | E7 | System - kBTUs of Consumption | 0 | 0 | 0 | 0 | 0 | 0 | 0 | 0 | 0 | 0 | 0 | 0 | 0 | 0 | 0 | 0 | 0 | 0 | 0 | 0 | 0 | 0 | 0 | 0 | 0 | 0 | 0 | 0 | 0 | 0 | 0 | 0 | 0
F3_Industrial_Electronics Manufacturing_Existing_Process_Natural Gas_Process Boiler_E8 | F3 | Industrial | Electronics Manufacturing | Existing | Process | Natural Gas | Process Boiler | E8 | System - kBTUs of Consumption | 0 | 0 | 0 | 0 | 0 | 0 | 0 | 0 | 0 | 0 | 0 | 0 | 0 | 0 | 0 | 0 | 0 | 0 | 0 | 0 | 0 | 0 | 0 | 0 | 0 | 0 | 0 | 0 | 0 | 0 | 0 | 0 | 0
F3_Industrial_Electronics Manufacturing_Existing_Process_Natural Gas_Process Boiler_E9 | F3 | Industrial | Electronics Manufacturing | Existing | Process | Natural Gas | Process Boiler | E9 | System - kBTUs of Consumption | 0 | 0 | 0 | 0 | 0 | 0 | 0 | 0 | 0 | 0 | 0 | 0 | 0 | 0 | 0 | 0 | 0 | 0 | 0 | 0 | 0 | 0 | 0 | 0 | 0 | 0 | 0 | 0 | 0 | 0 | 0 | 0 | 0
F3_Industrial_Electronics Manufacturing_Existing_Process_Natural Gas_Process Boiler_E10 | F3 | Industrial | Electronics Manufacturing | Existing | Process | Natural Gas | Process Boiler | E10 | System - kBTUs of Consumption | 0 | 0 | 0 | 0 | 0 | 0 | 0 | 0 | 0 | 0 | 0 | 0 | 0 | 0 | 0 | 0 | 0 | 0 | 0 | 0 | 0 | 0 | 0 | 0 | 0 | 0 | 0 | 0 | 0 | 0 | 0 | 0 | 0
F4_Industrial_Electronics Manufacturing_Existing_Process_Natural Gas_Process Boiler_E1 | F4 | Industrial | Electronics Manufacturing | Existing | Process | Natural Gas | Process Boiler | E1 | Utility - Cost of Equipment | 0 | 0 | 0 | 0 | 0 | 0 | 0 | 0 | 0 | 0 | 0 | 0 | 0 | 0 | 0 | 0 | 0 | 0 | 0 | 0 | 0 | 0 | 0 | 0 | 0 | 0 | 0 | 0 | 0 | 0 | 0 | 0 | 0
F4_Industrial_Electronics Manufacturing_Existing_Process_Natural Gas_Process Boiler_E2 | F4 | Industrial | Electronics Manufacturing | Existing | Process | Natural Gas | Process Boiler | E2 | Utility - Cost of Equipment | 0 | 0 | 0 | 0 | 0 | 0 | 0 | 0 | 0 | 0 | 0 | 0 | 0 | 0 | 0 | 0 | 0 | 0 | 0 | 0 | 0 | 0 | 0 | 0 | 0 | 0 | 0 | 0 | 0 | 0 | 0 | 0 | 0
F4_Industrial_Electronics Manufacturing_Existing_Process_Natural Gas_Process Boiler_E3 | F4 | Industrial | Electronics Manufacturing | Existing | Process | Natural Gas | Process Boiler | E3 | Utility - Cost of Equipment | 0 | 0 | 0 | 0 | 0 | 0 | 0 | 0 | 0 | 0 | 0 | 0 | 0 | 0 | 0 | 0 | 0 | 0 | 0 | 0 | 0 | 0 | 0 | 0 | 0 | 0 | 0 | 0 | 0 | 0 | 0 | 0 | 0
F4_Industrial_Electronics Manufacturing_Existing_Process_Natural Gas_Process Boiler_E4 | F4 | Industrial | Electronics Manufacturing | Existing | Process | Natural Gas | Process Boiler | E4 | Utility - Cost of Equipment | 0 | 0 | 0 | 0 | 0 | 0 | 0 | 0 | 0 | 0 | 0 | 0 | 0 | 0 | 0 | 0 | 0 | 0 | 0 | 0 | 0 | 0 | 0 | 0 | 0 | 0 | 0 | 0 | 0 | 0 | 0 | 0 | 0
F4_Industrial_Electronics Manufacturing_Existing_Process_Natural Gas_Process Boiler_E5 | F4 | Industrial | Electronics Manufacturing | Existing | Process | Natural Gas | Process Boiler | E5 | Utility - Cost of Equipment | 0 | 0 | 0 | 0 | 0 | 0 | 0 | 0 | 0 | 0 | 0 | 0 | 0 | 0 | 0 | 0 | 0 | 0 | 0 | 0 | 0 | 0 | 0 | 0 | 0 | 0 | 0 | 0 | 0 | 0 | 0 | 0 | 0
F4_Industrial_Electronics Manufacturing_Existing_Process_Natural Gas_Process Boiler_E6 | F4 | Industrial | Electronics Manufacturing | Existing | Process | Natural Gas | Process Boiler | E6 | Utility - Cost of Equipment | 0 | 0 | 0 | 0 | 0 | 0 | 0 | 0 | 0 | 0 | 0 | 0 | 0 | 0 | 0 | 0 | 0 | 0 | 0 | 0 | 0 | 0 | 0 | 0 | 0 | 0 | 0 | 0 | 0 | 0 | 0 | 0 | 0
F4_Industrial_Electronics Manufacturing_Existing_Process_Natural Gas_Process Boiler_E7 | F4 | Industrial | Electronics Manufacturing | Existing | Process | Natural Gas | Process Boiler | E7 | Utility - Cost of Equipment | 0 | 0 | 0 | 0 | 0 | 0 | 0 | 0 | 0 | 0 | 0 | 0 | 0 | 0 | 0 | 0 | 0 | 0 | 0 | 0 | 0 | 0 | 0 | 0 | 0 | 0 | 0 | 0 | 0 | 0 | 0 | 0 | 0
F4_Industrial_Electronics Manufacturing_Existing_Process_Natural Gas_Process Boiler_E8 | F4 | Industrial | Electronics Manufacturing | Existing | Process | Natural Gas | Process Boiler | E8 | Utility - Cost of Equipment | 0 | 0 | 0 | 0 | 0 | 0 | 0 | 0 | 0 | 0 | 0 | 0 | 0 | 0 | 0 | 0 | 0 | 0 | 0 | 0 | 0 | 0 | 0 | 0 | 0 | 0 | 0 | 0 | 0 | 0 | 0 | 0 | 0
F4_Industrial_Electronics Manufacturing_Existing_Process_Natural Gas_Process Boiler_E9 | F4 | Industrial | Electronics Manufacturing | Existing | Process | Natural Gas | Process Boiler | E9 | Utility - Cost of Equipment | 0 | 0 | 0 | 0 | 0 | 0 | 0 | 0 | 0 | 0 | 0 | 0 | 0 | 0 | 0 | 0 | 0 | 0 | 0 | 0 | 0 | 0 | 0 | 0 | 0 | 0 | 0 | 0 | 0 | 0 | 0 | 0 | 0
F4_Industrial_Electronics Manufacturing_Existing_Process_Natural Gas_Process Boiler_E10 | F4 | Industrial | Electronics Manufacturing | Existing | Process | Natural Gas | Process Boiler | E10 | Utility - Cost of Equipment | 0 | 0 | 0 | 0 | 0 | 0 | 0 | 0 | 0 | 0 | 0 | 0 | 0 | 0 | 0 | 0 | 0 | 0 | 0 | 0 | 0 | 0 | 0 | 0 | 0 | 0 | 0 | 0 | 0 | 0 | 0 | 0 | 0
F5_Industrial_Electronics Manufacturing_Existing_Process_Natural Gas_Process Boiler_E1 | F5 | Industrial | Electronics Manufacturing | Existing | Process | Natural Gas | Process Boiler | E1 | Utility - Cost of Operation | 0 | 0 | 0 | 0 | 0 | 0 | 0 | 0 | 0 | 0 | 0 | 0 | 0 | 0 | 0 | 0 | 0 | 0 | 0 | 0 | 0 | 0 | 0 | 0 | 0 | 0 | 0 | 0 | 0 | 0 | 0 | 0 | 0
F5_Industrial_Electronics Manufacturing_Existing_Process_Natural Gas_Process Boiler_E2 | F5 | Industrial | Electronics Manufacturing | Existing | Process | Natural Gas | Process Boiler | E2 | Utility - Cost of Operation | 0 | 0 | 0 | 0 | 0 | 0 | 0 | 0 | 0 | 0 | 0 | 0 | 0 | 0 | 0 | 0 | 0 | 0 | 0 | 0 | 0 | 0 | 0 | 0 | 0 | 0 | 0 | 0 | 0 | 0 | 0 | 0 | 0
F5_Industrial_Electronics Manufacturing_Existing_Process_Natural Gas_Process Boiler_E3 | F5 | Industrial | Electronics Manufacturing | Existing | Process | Natural Gas | Process Boiler | E3 | Utility - Cost of Operation | 0 | 0 | 0 | 0 | 0 | 0 | 0 | 0 | 0 | 0 | 0 | 0 | 0 | 0 | 0 | 0 | 0 | 0 | 0 | 0 | 0 | 0 | 0 | 0 | 0 | 0 | 0 | 0 | 0 | 0 | 0 | 0 | 0
F5_Industrial_Electronics Manufacturing_Existing_Process_Natural Gas_Process Boiler_E4 | F5 | Industrial | Electronics Manufacturing | Existing | Process | Natural Gas | Process Boiler | E4 | Utility - Cost of Operation | 0 | 0 | 0 | 0 | 0 | 0 | 0 | 0 | 0 | 0 | 0 | 0 | 0 | 0 | 0 | 0 | 0 | 0 | 0 | 0 | 0 | 0 | 0 | 0 | 0 | 0 | 0 | 0 | 0 | 0 | 0 | 0 | 0
F5_Industrial_Electronics Manufacturing_Existing_Process_Natural Gas_Process Boiler_E5 | F5 | Industrial | Electronics Manufacturing | Existing | Process | Natural Gas | Process Boiler | E5 | Utility - Cost of Operation | 0 | 0 | 0 | 0 | 0 | 0 | 0 | 0 | 0 | 0 | 0 | 0 | 0 | 0 | 0 | 0 | 0 | 0 | 0 | 0 | 0 | 0 | 0 | 0 | 0 | 0 | 0 | 0 | 0 | 0 | 0 | 0 | 0
F5_Industrial_Electronics Manufacturing_Existing_Process_Natural Gas_Process Boiler_E6 | F5 | Industrial | Electronics Manufacturing | Existing | Process | Natural Gas | Process Boiler | E6 | Utility - Cost of Operation | 0 | 0 | 0 | 0 | 0 | 0 | 0 | 0 | 0 | 0 | 0 | 0 | 0 | 0 | 0 | 0 | 0 | 0 | 0 | 0 | 0 | 0 | 0 | 0 | 0 | 0 | 0 | 0 | 0 | 0 | 0 | 0 | 0
F5_Industrial_Electronics Manufacturing_Existing_Process_Natural Gas_Process Boiler_E7 | F5 | Industrial | Electronics Manufacturing | Existing | Process | Natural Gas | Process Boiler | E7 | Utility - Cost of Operation | 0 | 0 | 0 | 0 | 0 | 0 | 0 | 0 | 0 | 0 | 0 | 0 | 0 | 0 | 0 | 0 | 0 | 0 | 0 | 0 | 0 | 0 | 0 | 0 | 0 | 0 | 0 | 0 | 0 | 0 | 0 | 0 | 0
F5_Industrial_Electronics Manufacturing_Existing_Process_Natural Gas_Process Boiler_E8 | F5 | Industrial | Electronics Manufacturing | Existing | Process | Natural Gas | Process Boiler | E8 | Utility - Cost of Operation | 0 | 0 | 0 | 0 | 0 | 0 | 0 | 0 | 0 | 0 | 0 | 0 | 0 | 0 | 0 | 0 | 0 | 0 | 0 | 0 | 0 | 0 | 0 | 0 | 0 | 0 | 0 | 0 | 0 | 0 | 0 | 0 | 0
F5_Industrial_Electronics Manufacturing_Existing_Process_Natural Gas_Process Boiler_E9 | F5 | Industrial | Electronics Manufacturing | Existing | Process | Natural Gas | Process Boiler | E9 | Utility - Cost of Operation | 0 | 0 | 0 | 0 | 0 | 0 | 0 | 0 | 0 | 0 | 0 | 0 | 0 | 0 | 0 | 0 | 0 | 0 | 0 | 0 | 0 | 0 | 0 | 0 | 0 | 0 | 0 | 0 | 0 | 0 | 0 | 0 | 0
F5_Industrial_Electronics Manufacturing_Existing_Process_Natural Gas_Process Boiler_E10 | F5 | Industrial | Electronics Manufacturing | Existing | Process | Natural Gas | Process Boiler | E10 | Utility - Cost of Operation | 0 | 0 | 0 | 0 | 0 | 0 | 0 | 0 | 0 | 0 | 0 | 0 | 0 | 0 | 0 | 0 | 0 | 0 | 0 | 0 | 0 | 0 | 0 | 0 | 0 | 0 | 0 | 0 | 0 | 0 | 0 | 0 | 0
F6_Industrial_Electronics Manufacturing_Existing_Process_Natural Gas_Process Boiler_E1 | F6 | Industrial | Electronics Manufacturing | Existing | Process | Natural Gas | Process Boiler | E1 | Utility - Value of Sales | 0 | 0 | 0 | 0 | 0 | 0 | 0 | 0 | 0 | 0 | 0 | 0 | 0 | 0 | 0 | 0 | 0 | 0 | 0 | 0 | 0 | 0 | 0 | 0 | 0 | 0 | 0 | 0 | 0 | 0 | 0 | 0 | 0
F6_Industrial_Electronics Manufacturing_Existing_Process_Natural Gas_Process Boiler_E2 | F6 | Industrial | Electronics Manufacturing | Existing | Process | Natural Gas | Process Boiler | E2 | Utility - Value of Sales | 0 | 0 | 0 | 0 | 0 | 0 | 0 | 0 | 0 | 0 | 0 | 0 | 0 | 0 | 0 | 0 | 0 | 0 | 0 | 0 | 0 | 0 | 0 | 0 | 0 | 0 | 0 | 0 | 0 | 0 | 0 | 0 | 0
F6_Industrial_Electronics Manufacturing_Existing_Process_Natural Gas_Process Boiler_E3 | F6 | Industrial | Electronics Manufacturing | Existing | Process | Natural Gas | Process Boiler | E3 | Utility - Value of Sales | 0 | 0 | 0 | 0 | 0 | 0 | 0 | 0 | 0 | 0 | 0 | 0 | 0 | 0 | 0 | 0 | 0 | 0 | 0 | 0 | 0 | 0 | 0 | 0 | 0 | 0 | 0 | 0 | 0 | 0 | 0 | 0 | 0
F6_Industrial_Electronics Manufacturing_Existing_Process_Natural Gas_Process Boiler_E4 | F6 | Industrial | Electronics Manufacturing | Existing | Process | Natural Gas | Process Boiler | E4 | Utility - Value of Sales | 0 | 0 | 0 | 0 | 0 | 0 | 0 | 0 | 0 | 0 | 0 | 0 | 0 | 0 | 0 | 0 | 0 | 0 | 0 | 0 | 0 | 0 | 0 | 0 | 0 | 0 | 0 | 0 | 0 | 0 | 0 | 0 | 0
F6_Industrial_Electronics Manufacturing_Existing_Process_Natural Gas_Process Boiler_E5 | F6 | Industrial | Electronics Manufacturing | Existing | Process | Natural Gas | Process Boiler | E5 | Utility - Value of Sales | 0 | 0 | 0 | 0 | 0 | 0 | 0 | 0 | 0 | 0 | 0 | 0 | 0 | 0 | 0 | 0 | 0 | 0 | 0 | 0 | 0 | 0 | 0 | 0 | 0 | 0 | 0 | 0 | 0 | 0 | 0 | 0 | 0
F6_Industrial_Electronics Manufacturing_Existing_Process_Natural Gas_Process Boiler_E6 | F6 | Industrial | Electronics Manufacturing | Existing | Process | Natural Gas | Process Boiler | E6 | Utility - Value of Sales | 0 | 0 | 0 | 0 | 0 | 0 | 0 | 0 | 0 | 0 | 0 | 0 | 0 | 0 | 0 | 0 | 0 | 0 | 0 | 0 | 0 | 0 | 0 | 0 | 0 | 0 | 0 | 0 | 0 | 0 | 0 | 0 | 0
F6_Industrial_Electronics Manufacturing_Existing_Process_Natural Gas_Process Boiler_E7 | F6 | Industrial | Electronics Manufacturing | Existing | Process | Natural Gas | Process Boiler | E7 | Utility - Value of Sales | 0 | 0 | 0 | 0 | 0 | 0 | 0 | 0 | 0 | 0 | 0 | 0 | 0 | 0 | 0 | 0 | 0 | 0 | 0 | 0 | 0 | 0 | 0 | 0 | 0 | 0 | 0 | 0 | 0 | 0 | 0 | 0 | 0
F6_Industrial_Electronics Manufacturing_Existing_Process_Natural Gas_Process Boiler_E8 | F6 | Industrial | Electronics Manufacturing | Existing | Process | Natural Gas | Process Boiler | E8 | Utility - Value of Sales | 0 | 0 | 0 | 0 | 0 | 0 | 0 | 0 | 0 | 0 | 0 | 0 | 0 | 0 | 0 | 0 | 0 | 0 | 0 | 0 | 0 | 0 | 0 | 0 | 0 | 0 | 0 | 0 | 0 | 0 | 0 | 0 | 0
F6_Industrial_Electronics Manufacturing_Existing_Process_Natural Gas_Process Boiler_E9 | F6 | Industrial | Electronics Manufacturing | Existing | Process | Natural Gas | Process Boiler | E9 | Utility - Value of Sales | 0 | 0 | 0 | 0 | 0 | 0 | 0 | 0 | 0 | 0 | 0 | 0 | 0 | 0 | 0 | 0 | 0 | 0 | 0 | 0 | 0 | 0 | 0 | 0 | 0 | 0 | 0 | 0 | 0 | 0 | 0 | 0 | 0
F6_Industrial_Electronics Manufacturing_Existing_Process_Natural Gas_Process Boiler_E10 | F6 | Industrial | Electronics Manufacturing | Existing | Process | Natural Gas | Process Boiler | E10 | Utility - Value of Sales | 0 | 0 | 0 | 0 | 0 | 0 | 0 | 0 | 0 | 0 | 0 | 0 | 0 | 0 | 0 | 0 | 0 | 0 | 0 | 0 | 0 | 0 | 0 | 0 | 0 | 0 | 0 | 0 | 0 | 0 | 0 | 0 | 0
F1_Industrial_Electronics Manufacturing_Existing_Process_Natural Gas_Process Cooling_E1 | F1 | Industrial | Electronics Manufacturing | Existing | Process | Natural Gas | Process Cooling | E1 | RVT - Cost of Equipment | 0 | 0 | 0 | 0 | 0 | 0 | 0 | 0 | 0 | 0 | 0 | 0 | 0 | 0 | 0 | 0 | 0 | 0 | 0 | 0 | 0 | 0 | 0 | 0 | 0 | 0 | 0 | 0 | 0 | 0 | 0 | 0 | 0
F1_Industrial_Electronics Manufacturing_Existing_Process_Natural Gas_Process Cooling_E2 | F1 | Industrial | Electronics Manufacturing | Existing | Process | Natural Gas | Process Cooling | E2 | RVT - Cost of Equipment | 0 | 0 | 0 | 0 | 0 | 0 | 0 | 0 | 0 | 0 | 0 | 0 | 0 | 0 | 0 | 0 | 0 | 0 | 0 | 0 | 0 | 0 | 0 | 0 | 0 | 0 | 0 | 0 | 0 | 0 | 0 | 0 | 0
F1_Industrial_Electronics Manufacturing_Existing_Process_Natural Gas_Process Cooling_E3 | F1 | Industrial | Electronics Manufacturing | Existing | Process | Natural Gas | Process Cooling | E3 | RVT - Cost of Equipment | 0 | 0 | 0 | 0 | 0 | 0 | 0 | 0 | 0 | 0 | 0 | 0 | 0 | 0 | 0 | 0 | 0 | 0 | 0 | 0 | 0 | 0 | 0 | 0 | 0 | 0 | 0 | 0 | 0 | 0 | 0 | 0 | 0
F1_Industrial_Electronics Manufacturing_Existing_Process_Natural Gas_Process Cooling_E4 | F1 | Industrial | Electronics Manufacturing | Existing | Process | Natural Gas | Process Cooling | E4 | RVT - Cost of Equipment | 0 | 0 | 0 | 0 | 0 | 0 | 0 | 0 | 0 | 0 | 0 | 0 | 0 | 0 | 0 | 0 | 0 | 0 | 0 | 0 | 0 | 0 | 0 | 0 | 0 | 0 | 0 | 0 | 0 | 0 | 0 | 0 | 0
F1_Industrial_Electronics Manufacturing_Existing_Process_Natural Gas_Process Cooling_E5 | F1 | Industrial | Electronics Manufacturing | Existing | Process | Natural Gas | Process Cooling | E5 | RVT - Cost of Equipment | 0 | 0 | 0 | 0 | 0 | 0 | 0 | 0 | 0 | 0 | 0 | 0 | 0 | 0 | 0 | 0 | 0 | 0 | 0 | 0 | 0 | 0 | 0 | 0 | 0 | 0 | 0 | 0 | 0 | 0 | 0 | 0 | 0
F1_Industrial_Electronics Manufacturing_Existing_Process_Natural Gas_Process Cooling_E6 | F1 | Industrial | Electronics Manufacturing | Existing | Process | Natural Gas | Process Cooling | E6 | RVT - Cost of Equipment | 0 | 0 | 0 | 0 | 0 | 0 | 0 | 0 | 0 | 0 | 0 | 0 | 0 | 0 | 0 | 0 | 0 | 0 | 0 | 0 | 0 | 0 | 0 | 0 | 0 | 0 | 0 | 0 | 0 | 0 | 0 | 0 | 0
F1_Industrial_Electronics Manufacturing_Existing_Process_Natural Gas_Process Cooling_E7 | F1 | Industrial | Electronics Manufacturing | Existing | Process | Natural Gas | Process Cooling | E7 | RVT - Cost of Equipment | 0 | 0 | 0 | 0 | 0 | 0 | 0 | 0 | 0 | 0 | 0 | 0 | 0 | 0 | 0 | 0 | 0 | 0 | 0 | 0 | 0 | 0 | 0 | 0 | 0 | 0 | 0 | 0 | 0 | 0 | 0 | 0 | 0
F1_Industrial_Electronics Manufacturing_Existing_Process_Natural Gas_Process Cooling_E8 | F1 | Industrial | Electronics Manufacturing | Existing | Process | Natural Gas | Process Cooling | E8 | RVT - Cost of Equipment | 0 | 0 | 0 | 0 | 0 | 0 | 0 | 0 | 0 | 0 | 0 | 0 | 0 | 0 | 0 | 0 | 0 | 0 | 0 | 0 | 0 | 0 | 0 | 0 | 0 | 0 | 0 | 0 | 0 | 0 | 0 | 0 | 0
F1_Industrial_Electronics Manufacturing_Existing_Process_Natural Gas_Process Cooling_E9 | F1 | Industrial | Electronics Manufacturing | Existing | Process | Natural Gas | Process Cooling | E9 | RVT - Cost of Equipment | 0 | 0 | 0 | 0 | 0 | 0 | 0 | 0 | 0 | 0 | 0 | 0 | 0 | 0 | 0 | 0 | 0 | 0 | 0 | 0 | 0 | 0 | 0 | 0 | 0 | 0 | 0 | 0 | 0 | 0 | 0 | 0 | 0
F1_Industrial_Electronics Manufacturing_Existing_Process_Natural Gas_Process Cooling_E10 | F1 | Industrial | Electronics Manufacturing | Existing | Process | Natural Gas | Process Cooling | E10 | RVT - Cost of Equipment | 0 | 0 | 0 | 0 | 0 | 0 | 0 | 0 | 0 | 0 | 0 | 0 | 0 | 0 | 0 | 0 | 0 | 0 | 0 | 0 | 0 | 0 | 0 | 0 | 0 | 0 | 0 | 0 | 0 | 0 | 0 | 0 | 0
F2_Industrial_Electronics Manufacturing_Existing_Process_Natural Gas_Process Cooling_E1 | F2 | Industrial | Electronics Manufacturing | Existing | Process | Natural Gas | Process Cooling | E1 | RVT - Cost of Operation | 0 | 0 | 0 | 0 | 0 | 0 | 0 | 0 | 0 | 0 | 0 | 0 | 0 | 0 | 0 | 0 | 0 | 0 | 0 | 0 | 0 | 0 | 0 | 0 | 0 | 0 | 0 | 0 | 0 | 0 | 0 | 0 | 0
F2_Industrial_Electronics Manufacturing_Existing_Process_Natural Gas_Process Cooling_E2 | F2 | Industrial | Electronics Manufacturing | Existing | Process | Natural Gas | Process Cooling | E2 | RVT - Cost of Operation | 0 | 0 | 0 | 0 | 0 | 0 | 0 | 0 | 0 | 0 | 0 | 0 | 0 | 0 | 0 | 0 | 0 | 0 | 0 | 0 | 0 | 0 | 0 | 0 | 0 | 0 | 0 | 0 | 0 | 0 | 0 | 0 | 0
F2_Industrial_Electronics Manufacturing_Existing_Process_Natural Gas_Process Cooling_E3 | F2 | Industrial | Electronics Manufacturing | Existing | Process | Natural Gas | Process Cooling | E3 | RVT - Cost of Operation | 0 | 0 | 0 | 0 | 0 | 0 | 0 | 0 | 0 | 0 | 0 | 0 | 0 | 0 | 0 | 0 | 0 | 0 | 0 | 0 | 0 | 0 | 0 | 0 | 0 | 0 | 0 | 0 | 0 | 0 | 0 | 0 | 0
F2_Industrial_Electronics Manufacturing_Existing_Process_Natural Gas_Process Cooling_E4 | F2 | Industrial | Electronics Manufacturing | Existing | Process | Natural Gas | Process Cooling | E4 | RVT - Cost of Operation | 0 | 0 | 0 | 0 | 0 | 0 | 0 | 0 | 0 | 0 | 0 | 0 | 0 | 0 | 0 | 0 | 0 | 0 | 0 | 0 | 0 | 0 | 0 | 0 | 0 | 0 | 0 | 0 | 0 | 0 | 0 | 0 | 0
F2_Industrial_Electronics Manufacturing_Existing_Process_Natural Gas_Process Cooling_E5 | F2 | Industrial | Electronics Manufacturing | Existing | Process | Natural Gas | Process Cooling | E5 | RVT - Cost of Operation | 0 | 0 | 0 | 0 | 0 | 0 | 0 | 0 | 0 | 0 | 0 | 0 | 0 | 0 | 0 | 0 | 0 | 0 | 0 | 0 | 0 | 0 | 0 | 0 | 0 | 0 | 0 | 0 | 0 | 0 | 0 | 0 | 0
F2_Industrial_Electronics Manufacturing_Existing_Process_Natural Gas_Process Cooling_E6 | F2 | Industrial | Electronics Manufacturing | Existing | Process | Natural Gas | Process Cooling | E6 | RVT - Cost of Operation | 0 | 0 | 0 | 0 | 0 | 0 | 0 | 0 | 0 | 0 | 0 | 0 | 0 | 0 | 0 | 0 | 0 | 0 | 0 | 0 | 0 | 0 | 0 | 0 | 0 | 0 | 0 | 0 | 0 | 0 | 0 | 0 | 0
F2_Industrial_Electronics Manufacturing_Existing_Process_Natural Gas_Process Cooling_E7 | F2 | Industrial | Electronics Manufacturing | Existing | Process | Natural Gas | Process Cooling | E7 | RVT - Cost of Operation | 0 | 0 | 0 | 0 | 0 | 0 | 0 | 0 | 0 | 0 | 0 | 0 | 0 | 0 | 0 | 0 | 0 | 0 | 0 | 0 | 0 | 0 | 0 | 0 | 0 | 0 | 0 | 0 | 0 | 0 | 0 | 0 | 0
F2_Industrial_Electronics Manufacturing_Existing_Process_Natural Gas_Process Cooling_E8 | F2 | Industrial | Electronics Manufacturing | Existing | Process | Natural Gas | Process Cooling | E8 | RVT - Cost of Operation | 0 | 0 | 0 | 0 | 0 | 0 | 0 | 0 | 0 | 0 | 0 | 0 | 0 | 0 | 0 | 0 | 0 | 0 | 0 | 0 | 0 | 0 | 0 | 0 | 0 | 0 | 0 | 0 | 0 | 0 | 0 | 0 | 0
F2_Industrial_Electronics Manufacturing_Existing_Process_Natural Gas_Process Cooling_E9 | F2 | Industrial | Electronics Manufacturing | Existing | Process | Natural Gas | Process Cooling | E9 | RVT - Cost of Operation | 0 | 0 | 0 | 0 | 0 | 0 | 0 | 0 | 0 | 0 | 0 | 0 | 0 | 0 | 0 | 0 | 0 | 0 | 0 | 0 | 0 | 0 | 0 | 0 | 0 | 0 | 0 | 0 | 0 | 0 | 0 | 0 | 0
F2_Industrial_Electronics Manufacturing_Existing_Process_Natural Gas_Process Cooling_E10 | F2 | Industrial | Electronics Manufacturing | Existing | Process | Natural Gas | Process Cooling | E10 | RVT - Cost of Operation | 0 | 0 | 0 | 0 | 0 | 0 | 0 | 0 | 0 | 0 | 0 | 0 | 0 | 0 | 0 | 0 | 0 | 0 | 0 | 0 | 0 | 0 | 0 | 0 | 0 | 0 | 0 | 0 | 0 | 0 | 0 | 0 | 0
F3_Industrial_Electronics Manufacturing_Existing_Process_Natural Gas_Process Cooling_E1 | F3 | Industrial | Electronics Manufacturing | Existing | Process | Natural Gas | Process Cooling | E1 | System - kBTUs of Consumption | 0 | 0 | 0 | 0 | 0 | 0 | 0 | 0 | 0 | 0 | 0 | 0 | 0 | 0 | 0 | 0 | 0 | 0 | 0 | 0 | 0 | 0 | 0 | 0 | 0 | 0 | 0 | 0 | 0 | 0 | 0 | 0 | 0
F3_Industrial_Electronics Manufacturing_Existing_Process_Natural Gas_Process Cooling_E2 | F3 | Industrial | Electronics Manufacturing | Existing | Process | Natural Gas | Process Cooling | E2 | System - kBTUs of Consumption | 0 | 0 | 0 | 0 | 0 | 0 | 0 | 0 | 0 | 0 | 0 | 0 | 0 | 0 | 0 | 0 | 0 | 0 | 0 | 0 | 0 | 0 | 0 | 0 | 0 | 0 | 0 | 0 | 0 | 0 | 0 | 0 | 0
F3_Industrial_Electronics Manufacturing_Existing_Process_Natural Gas_Process Cooling_E3 | F3 | Industrial | Electronics Manufacturing | Existing | Process | Natural Gas | Process Cooling | E3 | System - kBTUs of Consumption | 0 | 0 | 0 | 0 | 0 | 0 | 0 | 0 | 0 | 0 | 0 | 0 | 0 | 0 | 0 | 0 | 0 | 0 | 0 | 0 | 0 | 0 | 0 | 0 | 0 | 0 | 0 | 0 | 0 | 0 | 0 | 0 | 0
F3_Industrial_Electronics Manufacturing_Existing_Process_Natural Gas_Process Cooling_E4 | F3 | Industrial | Electronics Manufacturing | Existing | Process | Natural Gas | Process Cooling | E4 | System - kBTUs of Consumption | 0 | 0 | 0 | 0 | 0 | 0 | 0 | 0 | 0 | 0 | 0 | 0 | 0 | 0 | 0 | 0 | 0 | 0 | 0 | 0 | 0 | 0 | 0 | 0 | 0 | 0 | 0 | 0 | 0 | 0 | 0 | 0 | 0
F3_Industrial_Electronics Manufacturing_Existing_Process_Natural Gas_Process Cooling_E5 | F3 | Industrial | Electronics Manufacturing | Existing | Process | Natural Gas | Process Cooling | E5 | System - kBTUs of Consumption | 0 | 0 | 0 | 0 | 0 | 0 | 0 | 0 | 0 | 0 | 0 | 0 | 0 | 0 | 0 | 0 | 0 | 0 | 0 | 0 | 0 | 0 | 0 | 0 | 0 | 0 | 0 | 0 | 0 | 0 | 0 | 0 | 0
F3_Industrial_Electronics Manufacturing_Existing_Process_Natural Gas_Process Cooling_E6 | F3 | Industrial | Electronics Manufacturing | Existing | Process | Natural Gas | Process Cooling | E6 | System - kBTUs of Consumption | 0 | 0 | 0 | 0 | 0 | 0 | 0 | 0 | 0 | 0 | 0 | 0 | 0 | 0 | 0 | 0 | 0 | 0 | 0 | 0 | 0 | 0 | 0 | 0 | 0 | 0 | 0 | 0 | 0 | 0 | 0 | 0 | 0
F3_Industrial_Electronics Manufacturing_Existing_Process_Natural Gas_Process Cooling_E7 | F3 | Industrial | Electronics Manufacturing | Existing | Process | Natural Gas | Process Cooling | E7 | System - kBTUs of Consumption | 0 | 0 | 0 | 0 | 0 | 0 | 0 | 0 | 0 | 0 | 0 | 0 | 0 | 0 | 0 | 0 | 0 | 0 | 0 | 0 | 0 | 0 | 0 | 0 | 0 | 0 | 0 | 0 | 0 | 0 | 0 | 0 | 0
F3_Industrial_Electronics Manufacturing_Existing_Process_Natural Gas_Process Cooling_E8 | F3 | Industrial | Electronics Manufacturing | Existing | Process | Natural Gas | Process Cooling | E8 | System - kBTUs of Consumption | 0 | 0 | 0 | 0 | 0 | 0 | 0 | 0 | 0 | 0 | 0 | 0 | 0 | 0 | 0 | 0 | 0 | 0 | 0 | 0 | 0 | 0 | 0 | 0 | 0 | 0 | 0 | 0 | 0 | 0 | 0 | 0 | 0
F3_Industrial_Electronics Manufacturing_Existing_Process_Natural Gas_Process Cooling_E9 | F3 | Industrial | Electronics Manufacturing | Existing | Process | Natural Gas | Process Cooling | E9 | System - kBTUs of Consumption | 0 | 0 | 0 | 0 | 0 | 0 | 0 | 0 | 0 | 0 | 0 | 0 | 0 | 0 | 0 | 0 | 0 | 0 | 0 | 0 | 0 | 0 | 0 | 0 | 0 | 0 | 0 | 0 | 0 | 0 | 0 | 0 | 0
F3_Industrial_Electronics Manufacturing_Existing_Process_Natural Gas_Process Cooling_E10 | F3 | Industrial | Electronics Manufacturing | Existing | Process | Natural Gas | Process Cooling | E10 | System - kBTUs of Consumption | 0 | 0 | 0 | 0 | 0 | 0 | 0 | 0 | 0 | 0 | 0 | 0 | 0 | 0 | 0 | 0 | 0 | 0 | 0 | 0 | 0 | 0 | 0 | 0 | 0 | 0 | 0 | 0 | 0 | 0 | 0 | 0 | 0
F4_Industrial_Electronics Manufacturing_Existing_Process_Natural Gas_Process Cooling_E1 | F4 | Industrial | Electronics Manufacturing | Existing | Process | Natural Gas | Process Cooling | E1 | Utility - Cost of Equipment | 0 | 0 | 0 | 0 | 0 | 0 | 0 | 0 | 0 | 0 | 0 | 0 | 0 | 0 | 0 | 0 | 0 | 0 | 0 | 0 | 0 | 0 | 0 | 0 | 0 | 0 | 0 | 0 | 0 | 0 | 0 | 0 | 0
F4_Industrial_Electronics Manufacturing_Existing_Process_Natural Gas_Process Cooling_E2 | F4 | Industrial | Electronics Manufacturing | Existing | Process | Natural Gas | Process Cooling | E2 | Utility - Cost of Equipment | 0 | 0 | 0 | 0 | 0 | 0 | 0 | 0 | 0 | 0 | 0 | 0 | 0 | 0 | 0 | 0 | 0 | 0 | 0 | 0 | 0 | 0 | 0 | 0 | 0 | 0 | 0 | 0 | 0 | 0 | 0 | 0 | 0
F4_Industrial_Electronics Manufacturing_Existing_Process_Natural Gas_Process Cooling_E3 | F4 | Industrial | Electronics Manufacturing | Existing | Process | Natural Gas | Process Cooling | E3 | Utility - Cost of Equipment | 0 | 0 | 0 | 0 | 0 | 0 | 0 | 0 | 0 | 0 | 0 | 0 | 0 | 0 | 0 | 0 | 0 | 0 | 0 | 0 | 0 | 0 | 0 | 0 | 0 | 0 | 0 | 0 | 0 | 0 | 0 | 0 | 0
F4_Industrial_Electronics Manufacturing_Existing_Process_Natural Gas_Process Cooling_E4 | F4 | Industrial | Electronics Manufacturing | Existing | Process | Natural Gas | Process Cooling | E4 | Utility - Cost of Equipment | 0 | 0 | 0 | 0 | 0 | 0 | 0 | 0 | 0 | 0 | 0 | 0 | 0 | 0 | 0 | 0 | 0 | 0 | 0 | 0 | 0 | 0 | 0 | 0 | 0 | 0 | 0 | 0 | 0 | 0 | 0 | 0 | 0
F4_Industrial_Electronics Manufacturing_Existing_Process_Natural Gas_Process Cooling_E5 | F4 | Industrial | Electronics Manufacturing | Existing | Process | Natural Gas | Process Cooling | E5 | Utility - Cost of Equipment | 0 | 0 | 0 | 0 | 0 | 0 | 0 | 0 | 0 | 0 | 0 | 0 | 0 | 0 | 0 | 0 | 0 | 0 | 0 | 0 | 0 | 0 | 0 | 0 | 0 | 0 | 0 | 0 | 0 | 0 | 0 | 0 | 0
F4_Industrial_Electronics Manufacturing_Existing_Process_Natural Gas_Process Cooling_E6 | F4 | Industrial | Electronics Manufacturing | Existing | Process | Natural Gas | Process Cooling | E6 | Utility - Cost of Equipment | 0 | 0 | 0 | 0 | 0 | 0 | 0 | 0 | 0 | 0 | 0 | 0 | 0 | 0 | 0 | 0 | 0 | 0 | 0 | 0 | 0 | 0 | 0 | 0 | 0 | 0 | 0 | 0 | 0 | 0 | 0 | 0 | 0
F4_Industrial_Electronics Manufacturing_Existing_Process_Natural Gas_Process Cooling_E7 | F4 | Industrial | Electronics Manufacturing | Existing | Process | Natural Gas | Process Cooling | E7 | Utility - Cost of Equipment | 0 | 0 | 0 | 0 | 0 | 0 | 0 | 0 | 0 | 0 | 0 | 0 | 0 | 0 | 0 | 0 | 0 | 0 | 0 | 0 | 0 | 0 | 0 | 0 | 0 | 0 | 0 | 0 | 0 | 0 | 0 | 0 | 0
F4_Industrial_Electronics Manufacturing_Existing_Process_Natural Gas_Process Cooling_E8 | F4 | Industrial | Electronics Manufacturing | Existing | Process | Natural Gas | Process Cooling | E8 | Utility - Cost of Equipment | 0 | 0 | 0 | 0 | 0 | 0 | 0 | 0 | 0 | 0 | 0 | 0 | 0 | 0 | 0 | 0 | 0 | 0 | 0 | 0 | 0 | 0 | 0 | 0 | 0 | 0 | 0 | 0 | 0 | 0 | 0 | 0 | 0
F4_Industrial_Electronics Manufacturing_Existing_Process_Natural Gas_Process Cooling_E9 | F4 | Industrial | Electronics Manufacturing | Existing | Process | Natural Gas | Process Cooling | E9 | Utility - Cost of Equipment | 0 | 0 | 0 | 0 | 0 | 0 | 0 | 0 | 0 | 0 | 0 | 0 | 0 | 0 | 0 | 0 | 0 | 0 | 0 | 0 | 0 | 0 | 0 | 0 | 0 | 0 | 0 | 0 | 0 | 0 | 0 | 0 | 0
F4_Industrial_Electronics Manufacturing_Existing_Process_Natural Gas_Process Cooling_E10 | F4 | Industrial | Electronics Manufacturing | Existing | Process | Natural Gas | Process Cooling | E10 | Utility - Cost of Equipment | 0 | 0 | 0 | 0 | 0 | 0 | 0 | 0 | 0 | 0 | 0 | 0 | 0 | 0 | 0 | 0 | 0 | 0 | 0 | 0 | 0 | 0 | 0 | 0 | 0 | 0 | 0 | 0 | 0 | 0 | 0 | 0 | 0
F5_Industrial_Electronics Manufacturing_Existing_Process_Natural Gas_Process Cooling_E1 | F5 | Industrial | Electronics Manufacturing | Existing | Process | Natural Gas | Process Cooling | E1 | Utility - Cost of Operation | 0 | 0 | 0 | 0 | 0 | 0 | 0 | 0 | 0 | 0 | 0 | 0 | 0 | 0 | 0 | 0 | 0 | 0 | 0 | 0 | 0 | 0 | 0 | 0 | 0 | 0 | 0 | 0 | 0 | 0 | 0 | 0 | 0
F5_Industrial_Electronics Manufacturing_Existing_Process_Natural Gas_Process Cooling_E2 | F5 | Industrial | Electronics Manufacturing | Existing | Process | Natural Gas | Process Cooling | E2 | Utility - Cost of Operation | 0 | 0 | 0 | 0 | 0 | 0 | 0 | 0 | 0 | 0 | 0 | 0 | 0 | 0 | 0 | 0 | 0 | 0 | 0 | 0 | 0 | 0 | 0 | 0 | 0 | 0 | 0 | 0 | 0 | 0 | 0 | 0 | 0
F5_Industrial_Electronics Manufacturing_Existing_Process_Natural Gas_Process Cooling_E3 | F5 | Industrial | Electronics Manufacturing | Existing | Process | Natural Gas | Process Cooling | E3 | Utility - Cost of Operation | 0 | 0 | 0 | 0 | 0 | 0 | 0 | 0 | 0 | 0 | 0 | 0 | 0 | 0 | 0 | 0 | 0 | 0 | 0 | 0 | 0 | 0 | 0 | 0 | 0 | 0 | 0 | 0 | 0 | 0 | 0 | 0 | 0
F5_Industrial_Electronics Manufacturing_Existing_Process_Natural Gas_Process Cooling_E4 | F5 | Industrial | Electronics Manufacturing | Existing | Process | Natural Gas | Process Cooling | E4 | Utility - Cost of Operation | 0 | 0 | 0 | 0 | 0 | 0 | 0 | 0 | 0 | 0 | 0 | 0 | 0 | 0 | 0 | 0 | 0 | 0 | 0 | 0 | 0 | 0 | 0 | 0 | 0 | 0 | 0 | 0 | 0 | 0 | 0 | 0 | 0
F5_Industrial_Electronics Manufacturing_Existing_Process_Natural Gas_Process Cooling_E5 | F5 | Industrial | Electronics Manufacturing | Existing | Process | Natural Gas | Process Cooling | E5 | Utility - Cost of Operation | 0 | 0 | 0 | 0 | 0 | 0 | 0 | 0 | 0 | 0 | 0 | 0 | 0 | 0 | 0 | 0 | 0 | 0 | 0 | 0 | 0 | 0 | 0 | 0 | 0 | 0 | 0 | 0 | 0 | 0 | 0 | 0 | 0
F5_Industrial_Electronics Manufacturing_Existing_Process_Natural Gas_Process Cooling_E6 | F5 | Industrial | Electronics Manufacturing | Existing | Process | Natural Gas | Process Cooling | E6 | Utility - Cost of Operation | 0 | 0 | 0 | 0 | 0 | 0 | 0 | 0 | 0 | 0 | 0 | 0 | 0 | 0 | 0 | 0 | 0 | 0 | 0 | 0 | 0 | 0 | 0 | 0 | 0 | 0 | 0 | 0 | 0 | 0 | 0 | 0 | 0
F5_Industrial_Electronics Manufacturing_Existing_Process_Natural Gas_Process Cooling_E7 | F5 | Industrial | Electronics Manufacturing | Existing | Process | Natural Gas | Process Cooling | E7 | Utility - Cost of Operation | 0 | 0 | 0 | 0 | 0 | 0 | 0 | 0 | 0 | 0 | 0 | 0 | 0 | 0 | 0 | 0 | 0 | 0 | 0 | 0 | 0 | 0 | 0 | 0 | 0 | 0 | 0 | 0 | 0 | 0 | 0 | 0 | 0
F5_Industrial_Electronics Manufacturing_Existing_Process_Natural Gas_Process Cooling_E8 | F5 | Industrial | Electronics Manufacturing | Existing | Process | Natural Gas | Process Cooling | E8 | Utility - Cost of Operation | 0 | 0 | 0 | 0 | 0 | 0 | 0 | 0 | 0 | 0 | 0 | 0 | 0 | 0 | 0 | 0 | 0 | 0 | 0 | 0 | 0 | 0 | 0 | 0 | 0 | 0 | 0 | 0 | 0 | 0 | 0 | 0 | 0
F5_Industrial_Electronics Manufacturing_Existing_Process_Natural Gas_Process Cooling_E9 | F5 | Industrial | Electronics Manufacturing | Existing | Process | Natural Gas | Process Cooling | E9 | Utility - Cost of Operation | 0 | 0 | 0 | 0 | 0 | 0 | 0 | 0 | 0 | 0 | 0 | 0 | 0 | 0 | 0 | 0 | 0 | 0 | 0 | 0 | 0 | 0 | 0 | 0 | 0 | 0 | 0 | 0 | 0 | 0 | 0 | 0 | 0
F5_Industrial_Electronics Manufacturing_Existing_Process_Natural Gas_Process Cooling_E10 | F5 | Industrial | Electronics Manufacturing | Existing | Process | Natural Gas | Process Cooling | E10 | Utility - Cost of Operation | 0 | 0 | 0 | 0 | 0 | 0 | 0 | 0 | 0 | 0 | 0 | 0 | 0 | 0 | 0 | 0 | 0 | 0 | 0 | 0 | 0 | 0 | 0 | 0 | 0 | 0 | 0 | 0 | 0 | 0 | 0 | 0 | 0
F6_Industrial_Electronics Manufacturing_Existing_Process_Natural Gas_Process Cooling_E1 | F6 | Industrial | Electronics Manufacturing | Existing | Process | Natural Gas | Process Cooling | E1 | Utility - Value of Sales | 0 | 0 | 0 | 0 | 0 | 0 | 0 | 0 | 0 | 0 | 0 | 0 | 0 | 0 | 0 | 0 | 0 | 0 | 0 | 0 | 0 | 0 | 0 | 0 | 0 | 0 | 0 | 0 | 0 | 0 | 0 | 0 | 0
F6_Industrial_Electronics Manufacturing_Existing_Process_Natural Gas_Process Cooling_E2 | F6 | Industrial | Electronics Manufacturing | Existing | Process | Natural Gas | Process Cooling | E2 | Utility - Value of Sales | 0 | 0 | 0 | 0 | 0 | 0 | 0 | 0 | 0 | 0 | 0 | 0 | 0 | 0 | 0 | 0 | 0 | 0 | 0 | 0 | 0 | 0 | 0 | 0 | 0 | 0 | 0 | 0 | 0 | 0 | 0 | 0 | 0
F6_Industrial_Electronics Manufacturing_Existing_Process_Natural Gas_Process Cooling_E3 | F6 | Industrial | Electronics Manufacturing | Existing | Process | Natural Gas | Process Cooling | E3 | Utility - Value of Sales | 0 | 0 | 0 | 0 | 0 | 0 | 0 | 0 | 0 | 0 | 0 | 0 | 0 | 0 | 0 | 0 | 0 | 0 | 0 | 0 | 0 | 0 | 0 | 0 | 0 | 0 | 0 | 0 | 0 | 0 | 0 | 0 | 0
F6_Industrial_Electronics Manufacturing_Existing_Process_Natural Gas_Process Cooling_E4 | F6 | Industrial | Electronics Manufacturing | Existing | Process | Natural Gas | Process Cooling | E4 | Utility - Value of Sales | 0 | 0 | 0 | 0 | 0 | 0 | 0 | 0 | 0 | 0 | 0 | 0 | 0 | 0 | 0 | 0 | 0 | 0 | 0 | 0 | 0 | 0 | 0 | 0 | 0 | 0 | 0 | 0 | 0 | 0 | 0 | 0 | 0
F6_Industrial_Electronics Manufacturing_Existing_Process_Natural Gas_Process Cooling_E5 | F6 | Industrial | Electronics Manufacturing | Existing | Process | Natural Gas | Process Cooling | E5 | Utility - Value of Sales | 0 | 0 | 0 | 0 | 0 | 0 | 0 | 0 | 0 | 0 | 0 | 0 | 0 | 0 | 0 | 0 | 0 | 0 | 0 | 0 | 0 | 0 | 0 | 0 | 0 | 0 | 0 | 0 | 0 | 0 | 0 | 0 | 0
F6_Industrial_Electronics Manufacturing_Existing_Process_Natural Gas_Process Cooling_E6 | F6 | Industrial | Electronics Manufacturing | Existing | Process | Natural Gas | Process Cooling | E6 | Utility - Value of Sales | 0 | 0 | 0 | 0 | 0 | 0 | 0 | 0 | 0 | 0 | 0 | 0 | 0 | 0 | 0 | 0 | 0 | 0 | 0 | 0 | 0 | 0 | 0 | 0 | 0 | 0 | 0 | 0 | 0 | 0 | 0 | 0 | 0
F6_Industrial_Electronics Manufacturing_Existing_Process_Natural Gas_Process Cooling_E7 | F6 | Industrial | Electronics Manufacturing | Existing | Process | Natural Gas | Process Cooling | E7 | Utility - Value of Sales | 0 | 0 | 0 | 0 | 0 | 0 | 0 | 0 | 0 | 0 | 0 | 0 | 0 | 0 | 0 | 0 | 0 | 0 | 0 | 0 | 0 | 0 | 0 | 0 | 0 | 0 | 0 | 0 | 0 | 0 | 0 | 0 | 0
F6_Industrial_Electronics Manufacturing_Existing_Process_Natural Gas_Process Cooling_E8 | F6 | Industrial | Electronics Manufacturing | Existing | Process | Natural Gas | Process Cooling | E8 | Utility - Value of Sales | 0 | 0 | 0 | 0 | 0 | 0 | 0 | 0 | 0 | 0 | 0 | 0 | 0 | 0 | 0 | 0 | 0 | 0 | 0 | 0 | 0 | 0 | 0 | 0 | 0 | 0 | 0 | 0 | 0 | 0 | 0 | 0 | 0
F6_Industrial_Electronics Manufacturing_Existing_Process_Natural Gas_Process Cooling_E9 | F6 | Industrial | Electronics Manufacturing | Existing | Process | Natural Gas | Process Cooling | E9 | Utility - Value of Sales | 0 | 0 | 0 | 0 | 0 | 0 | 0 | 0 | 0 | 0 | 0 | 0 | 0 | 0 | 0 | 0 | 0 | 0 | 0 | 0 | 0 | 0 | 0 | 0 | 0 | 0 | 0 | 0 | 0 | 0 | 0 | 0 | 0
F6_Industrial_Electronics Manufacturing_Existing_Process_Natural Gas_Process Cooling_E10 | F6 | Industrial | Electronics Manufacturing | Existing | Process | Natural Gas | Process Cooling | E10 | Utility - Value of Sales | 0 | 0 | 0 | 0 | 0 | 0 | 0 | 0 | 0 | 0 | 0 | 0 | 0 | 0 | 0 | 0 | 0 | 0 | 0 | 0 | 0 | 0 | 0 | 0 | 0 | 0 | 0 | 0 | 0 | 0 | 0 | 0 | 0
F1_Industrial_Electronics Manufacturing_Existing_Process_Natural Gas_Other Process_E1 | F1 | Industrial | Electronics Manufacturing | Existing | Process | Natural Gas | Other Process | E1 | RVT - Cost of Equipment | 0 | 0 | 0 | 0 | 0 | 0 | 0 | 0 | 0 | 0 | 0 | 0 | 0 | 0 | 0 | 0 | 0 | 0 | 0 | 0 | 0 | 0 | 0 | 0 | 0 | 0 | 0 | 0 | 0 | 0 | 0 | 0 | 0
F1_Industrial_Electronics Manufacturing_Existing_Process_Natural Gas_Other Process_E2 | F1 | Industrial | Electronics Manufacturing | Existing | Process | Natural Gas | Other Process | E2 | RVT - Cost of Equipment | 0 | 0 | 0 | 0 | 0 | 0 | 0 | 0 | 0 | 0 | 0 | 0 | 0 | 0 | 0 | 0 | 0 | 0 | 0 | 0 | 0 | 0 | 0 | 0 | 0 | 0 | 0 | 0 | 0 | 0 | 0 | 0 | 0
F1_Industrial_Electronics Manufacturing_Existing_Process_Natural Gas_Other Process_E3 | F1 | Industrial | Electronics Manufacturing | Existing | Process | Natural Gas | Other Process | E3 | RVT - Cost of Equipment | 0 | 0 | 0 | 0 | 0 | 0 | 0 | 0 | 0 | 0 | 0 | 0 | 0 | 0 | 0 | 0 | 0 | 0 | 0 | 0 | 0 | 0 | 0 | 0 | 0 | 0 | 0 | 0 | 0 | 0 | 0 | 0 | 0
F1_Industrial_Electronics Manufacturing_Existing_Process_Natural Gas_Other Process_E4 | F1 | Industrial | Electronics Manufacturing | Existing | Process | Natural Gas | Other Process | E4 | RVT - Cost of Equipment | 0 | 0 | 0 | 0 | 0 | 0 | 0 | 0 | 0 | 0 | 0 | 0 | 0 | 0 | 0 | 0 | 0 | 0 | 0 | 0 | 0 | 0 | 0 | 0 | 0 | 0 | 0 | 0 | 0 | 0 | 0 | 0 | 0
F1_Industrial_Electronics Manufacturing_Existing_Process_Natural Gas_Other Process_E5 | F1 | Industrial | Electronics Manufacturing | Existing | Process | Natural Gas | Other Process | E5 | RVT - Cost of Equipment | 0 | 0 | 0 | 0 | 0 | 0 | 0 | 0 | 0 | 0 | 0 | 0 | 0 | 0 | 0 | 0 | 0 | 0 | 0 | 0 | 0 | 0 | 0 | 0 | 0 | 0 | 0 | 0 | 0 | 0 | 0 | 0 | 0
F1_Industrial_Electronics Manufacturing_Existing_Process_Natural Gas_Other Process_E6 | F1 | Industrial | Electronics Manufacturing | Existing | Process | Natural Gas | Other Process | E6 | RVT - Cost of Equipment | 0 | 0 | 0 | 0 | 0 | 0 | 0 | 0 | 0 | 0 | 0 | 0 | 0 | 0 | 0 | 0 | 0 | 0 | 0 | 0 | 0 | 0 | 0 | 0 | 0 | 0 | 0 | 0 | 0 | 0 | 0 | 0 | 0
F1_Industrial_Electronics Manufacturing_Existing_Process_Natural Gas_Other Process_E7 | F1 | Industrial | Electronics Manufacturing | Existing | Process | Natural Gas | Other Process | E7 | RVT - Cost of Equipment | 0 | 0 | 0 | 0 | 0 | 0 | 0 | 0 | 0 | 0 | 0 | 0 | 0 | 0 | 0 | 0 | 0 | 0 | 0 | 0 | 0 | 0 | 0 | 0 | 0 | 0 | 0 | 0 | 0 | 0 | 0 | 0 | 0
F1_Industrial_Electronics Manufacturing_Existing_Process_Natural Gas_Other Process_E8 | F1 | Industrial | Electronics Manufacturing | Existing | Process | Natural Gas | Other Process | E8 | RVT - Cost of Equipment | 0 | 0 | 0 | 0 | 0 | 0 | 0 | 0 | 0 | 0 | 0 | 0 | 0 | 0 | 0 | 0 | 0 | 0 | 0 | 0 | 0 | 0 | 0 | 0 | 0 | 0 | 0 | 0 | 0 | 0 | 0 | 0 | 0
F1_Industrial_Electronics Manufacturing_Existing_Process_Natural Gas_Other Process_E9 | F1 | Industrial | Electronics Manufacturing | Existing | Process | Natural Gas | Other Process | E9 | RVT - Cost of Equipment | 0 | 0 | 0 | 0 | 0 | 0 | 0 | 0 | 0 | 0 | 0 | 0 | 0 | 0 | 0 | 0 | 0 | 0 | 0 | 0 | 0 | 0 | 0 | 0 | 0 | 0 | 0 | 0 | 0 | 0 | 0 | 0 | 0
F1_Industrial_Electronics Manufacturing_Existing_Process_Natural Gas_Other Process_E10 | F1 | Industrial | Electronics Manufacturing | Existing | Process | Natural Gas | Other Process | E10 | RVT - Cost of Equipment | 0 | 0 | 0 | 0 | 0 | 0 | 0 | 0 | 0 | 0 | 0 | 0 | 0 | 0 | 0 | 0 | 0 | 0 | 0 | 0 | 0 | 0 | 0 | 0 | 0 | 0 | 0 | 0 | 0 | 0 | 0 | 0 | 0
F2_Industrial_Electronics Manufacturing_Existing_Process_Natural Gas_Other Process_E1 | F2 | Industrial | Electronics Manufacturing | Existing | Process | Natural Gas | Other Process | E1 | RVT - Cost of Operation | 0 | 0 | 0 | 0 | 0 | 0 | 0 | 0 | 0 | 0 | 0 | 0 | 0 | 0 | 0 | 0 | 0 | 0 | 0 | 0 | 0 | 0 | 0 | 0 | 0 | 0 | 0 | 0 | 0 | 0 | 0 | 0 | 0
F2_Industrial_Electronics Manufacturing_Existing_Process_Natural Gas_Other Process_E2 | F2 | Industrial | Electronics Manufacturing | Existing | Process | Natural Gas | Other Process | E2 | RVT - Cost of Operation | 0 | 0 | 0 | 0 | 0 | 0 | 0 | 0 | 0 | 0 | 0 | 0 | 0 | 0 | 0 | 0 | 0 | 0 | 0 | 0 | 0 | 0 | 0 | 0 | 0 | 0 | 0 | 0 | 0 | 0 | 0 | 0 | 0
F2_Industrial_Electronics Manufacturing_Existing_Process_Natural Gas_Other Process_E3 | F2 | Industrial | Electronics Manufacturing | Existing | Process | Natural Gas | Other Process | E3 | RVT - Cost of Operation | 0 | 0 | 0 | 0 | 0 | 0 | 0 | 0 | 0 | 0 | 0 | 0 | 0 | 0 | 0 | 0 | 0 | 0 | 0 | 0 | 0 | 0 | 0 | 0 | 0 | 0 | 0 | 0 | 0 | 0 | 0 | 0 | 0
F2_Industrial_Electronics Manufacturing_Existing_Process_Natural Gas_Other Process_E4 | F2 | Industrial | Electronics Manufacturing | Existing | Process | Natural Gas | Other Process | E4 | RVT - Cost of Operation | 0 | 0 | 0 | 0 | 0 | 0 | 0 | 0 | 0 | 0 | 0 | 0 | 0 | 0 | 0 | 0 | 0 | 0 | 0 | 0 | 0 | 0 | 0 | 0 | 0 | 0 | 0 | 0 | 0 | 0 | 0 | 0 | 0
F2_Industrial_Electronics Manufacturing_Existing_Process_Natural Gas_Other Process_E5 | F2 | Industrial | Electronics Manufacturing | Existing | Process | Natural Gas | Other Process | E5 | RVT - Cost of Operation | 0 | 0 | 0 | 0 | 0 | 0 | 0 | 0 | 0 | 0 | 0 | 0 | 0 | 0 | 0 | 0 | 0 | 0 | 0 | 0 | 0 | 0 | 0 | 0 | 0 | 0 | 0 | 0 | 0 | 0 | 0 | 0 | 0
F2_Industrial_Electronics Manufacturing_Existing_Process_Natural Gas_Other Process_E6 | F2 | Industrial | Electronics Manufacturing | Existing | Process | Natural Gas | Other Process | E6 | RVT - Cost of Operation | 0 | 0 | 0 | 0 | 0 | 0 | 0 | 0 | 0 | 0 | 0 | 0 | 0 | 0 | 0 | 0 | 0 | 0 | 0 | 0 | 0 | 0 | 0 | 0 | 0 | 0 | 0 | 0 | 0 | 0 | 0 | 0 | 0
F2_Industrial_Electronics Manufacturing_Existing_Process_Natural Gas_Other Process_E7 | F2 | Industrial | Electronics Manufacturing | Existing | Process | Natural Gas | Other Process | E7 | RVT - Cost of Operation | 0 | 0 | 0 | 0 | 0 | 0 | 0 | 0 | 0 | 0 | 0 | 0 | 0 | 0 | 0 | 0 | 0 | 0 | 0 | 0 | 0 | 0 | 0 | 0 | 0 | 0 | 0 | 0 | 0 | 0 | 0 | 0 | 0
F2_Industrial_Electronics Manufacturing_Existing_Process_Natural Gas_Other Process_E8 | F2 | Industrial | Electronics Manufacturing | Existing | Process | Natural Gas | Other Process | E8 | RVT - Cost of Operation | 0 | 0 | 0 | 0 | 0 | 0 | 0 | 0 | 0 | 0 | 0 | 0 | 0 | 0 | 0 | 0 | 0 | 0 | 0 | 0 | 0 | 0 | 0 | 0 | 0 | 0 | 0 | 0 | 0 | 0 | 0 | 0 | 0
F2_Industrial_Electronics Manufacturing_Existing_Process_Natural Gas_Other Process_E9 | F2 | Industrial | Electronics Manufacturing | Existing | Process | Natural Gas | Other Process | E9 | RVT - Cost of Operation | 0 | 0 | 0 | 0 | 0 | 0 | 0 | 0 | 0 | 0 | 0 | 0 | 0 | 0 | 0 | 0 | 0 | 0 | 0 | 0 | 0 | 0 | 0 | 0 | 0 | 0 | 0 | 0 | 0 | 0 | 0 | 0 | 0
F2_Industrial_Electronics Manufacturing_Existing_Process_Natural Gas_Other Process_E10 | F2 | Industrial | Electronics Manufacturing | Existing | Process | Natural Gas | Other Process | E10 | RVT - Cost of Operation | 0 | 0 | 0 | 0 | 0 | 0 | 0 | 0 | 0 | 0 | 0 | 0 | 0 | 0 | 0 | 0 | 0 | 0 | 0 | 0 | 0 | 0 | 0 | 0 | 0 | 0 | 0 | 0 | 0 | 0 | 0 | 0 | 0
F3_Industrial_Electronics Manufacturing_Existing_Process_Natural Gas_Other Process_E1 | F3 | Industrial | Electronics Manufacturing | Existing | Process | Natural Gas | Other Process | E1 | System - kBTUs of Consumption | 0 | 0 | 0 | 0 | 0 | 0 | 0 | 0 | 0 | 0 | 0 | 0 | 0 | 0 | 0 | 0 | 0 | 0 | 0 | 0 | 0 | 0 | 0 | 0 | 0 | 0 | 0 | 0 | 0 | 0 | 0 | 0 | 0
F3_Industrial_Electronics Manufacturing_Existing_Process_Natural Gas_Other Process_E2 | F3 | Industrial | Electronics Manufacturing | Existing | Process | Natural Gas | Other Process | E2 | System - kBTUs of Consumption | 0 | 0 | 0 | 0 | 0 | 0 | 0 | 0 | 0 | 0 | 0 | 0 | 0 | 0 | 0 | 0 | 0 | 0 | 0 | 0 | 0 | 0 | 0 | 0 | 0 | 0 | 0 | 0 | 0 | 0 | 0 | 0 | 0
F3_Industrial_Electronics Manufacturing_Existing_Process_Natural Gas_Other Process_E3 | F3 | Industrial | Electronics Manufacturing | Existing | Process | Natural Gas | Other Process | E3 | System - kBTUs of Consumption | 0 | 0 | 0 | 0 | 0 | 0 | 0 | 0 | 0 | 0 | 0 | 0 | 0 | 0 | 0 | 0 | 0 | 0 | 0 | 0 | 0 | 0 | 0 | 0 | 0 | 0 | 0 | 0 | 0 | 0 | 0 | 0 | 0
F3_Industrial_Electronics Manufacturing_Existing_Process_Natural Gas_Other Process_E4 | F3 | Industrial | Electronics Manufacturing | Existing | Process | Natural Gas | Other Process | E4 | System - kBTUs of Consumption | 0 | 0 | 0 | 0 | 0 | 0 | 0 | 0 | 0 | 0 | 0 | 0 | 0 | 0 | 0 | 0 | 0 | 0 | 0 | 0 | 0 | 0 | 0 | 0 | 0 | 0 | 0 | 0 | 0 | 0 | 0 | 0 | 0
F3_Industrial_Electronics Manufacturing_Existing_Process_Natural Gas_Other Process_E5 | F3 | Industrial | Electronics Manufacturing | Existing | Process | Natural Gas | Other Process | E5 | System - kBTUs of Consumption | 0 | 0 | 0 | 0 | 0 | 0 | 0 | 0 | 0 | 0 | 0 | 0 | 0 | 0 | 0 | 0 | 0 | 0 | 0 | 0 | 0 | 0 | 0 | 0 | 0 | 0 | 0 | 0 | 0 | 0 | 0 | 0 | 0
F3_Industrial_Electronics Manufacturing_Existing_Process_Natural Gas_Other Process_E6 | F3 | Industrial | Electronics Manufacturing | Existing | Process | Natural Gas | Other Process | E6 | System - kBTUs of Consumption | 0 | 0 | 0 | 0 | 0 | 0 | 0 | 0 | 0 | 0 | 0 | 0 | 0 | 0 | 0 | 0 | 0 | 0 | 0 | 0 | 0 | 0 | 0 | 0 | 0 | 0 | 0 | 0 | 0 | 0 | 0 | 0 | 0
F3_Industrial_Electronics Manufacturing_Existing_Process_Natural Gas_Other Process_E7 | F3 | Industrial | Electronics Manufacturing | Existing | Process | Natural Gas | Other Process | E7 | System - kBTUs of Consumption | 0 | 0 | 0 | 0 | 0 | 0 | 0 | 0 | 0 | 0 | 0 | 0 | 0 | 0 | 0 | 0 | 0 | 0 | 0 | 0 | 0 | 0 | 0 | 0 | 0 | 0 | 0 | 0 | 0 | 0 | 0 | 0 | 0
F3_Industrial_Electronics Manufacturing_Existing_Process_Natural Gas_Other Process_E8 | F3 | Industrial | Electronics Manufacturing | Existing | Process | Natural Gas | Other Process | E8 | System - kBTUs of Consumption | 0 | 0 | 0 | 0 | 0 | 0 | 0 | 0 | 0 | 0 | 0 | 0 | 0 | 0 | 0 | 0 | 0 | 0 | 0 | 0 | 0 | 0 | 0 | 0 | 0 | 0 | 0 | 0 | 0 | 0 | 0 | 0 | 0
F3_Industrial_Electronics Manufacturing_Existing_Process_Natural Gas_Other Process_E9 | F3 | Industrial | Electronics Manufacturing | Existing | Process | Natural Gas | Other Process | E9 | System - kBTUs of Consumption | 0 | 0 | 0 | 0 | 0 | 0 | 0 | 0 | 0 | 0 | 0 | 0 | 0 | 0 | 0 | 0 | 0 | 0 | 0 | 0 | 0 | 0 | 0 | 0 | 0 | 0 | 0 | 0 | 0 | 0 | 0 | 0 | 0
F3_Industrial_Electronics Manufacturing_Existing_Process_Natural Gas_Other Process_E10 | F3 | Industrial | Electronics Manufacturing | Existing | Process | Natural Gas | Other Process | E10 | System - kBTUs of Consumption | 0 | 0 | 0 | 0 | 0 | 0 | 0 | 0 | 0 | 0 | 0 | 0 | 0 | 0 | 0 | 0 | 0 | 0 | 0 | 0 | 0 | 0 | 0 | 0 | 0 | 0 | 0 | 0 | 0 | 0 | 0 | 0 | 0
F4_Industrial_Electronics Manufacturing_Existing_Process_Natural Gas_Other Process_E1 | F4 | Industrial | Electronics Manufacturing | Existing | Process | Natural Gas | Other Process | E1 | Utility - Cost of Equipment | 0 | 0 | 0 | 0 | 0 | 0 | 0 | 0 | 0 | 0 | 0 | 0 | 0 | 0 | 0 | 0 | 0 | 0 | 0 | 0 | 0 | 0 | 0 | 0 | 0 | 0 | 0 | 0 | 0 | 0 | 0 | 0 | 0
F4_Industrial_Electronics Manufacturing_Existing_Process_Natural Gas_Other Process_E2 | F4 | Industrial | Electronics Manufacturing | Existing | Process | Natural Gas | Other Process | E2 | Utility - Cost of Equipment | 0 | 0 | 0 | 0 | 0 | 0 | 0 | 0 | 0 | 0 | 0 | 0 | 0 | 0 | 0 | 0 | 0 | 0 | 0 | 0 | 0 | 0 | 0 | 0 | 0 | 0 | 0 | 0 | 0 | 0 | 0 | 0 | 0
F4_Industrial_Electronics Manufacturing_Existing_Process_Natural Gas_Other Process_E3 | F4 | Industrial | Electronics Manufacturing | Existing | Process | Natural Gas | Other Process | E3 | Utility - Cost of Equipment | 0 | 0 | 0 | 0 | 0 | 0 | 0 | 0 | 0 | 0 | 0 | 0 | 0 | 0 | 0 | 0 | 0 | 0 | 0 | 0 | 0 | 0 | 0 | 0 | 0 | 0 | 0 | 0 | 0 | 0 | 0 | 0 | 0
F4_Industrial_Electronics Manufacturing_Existing_Process_Natural Gas_Other Process_E4 | F4 | Industrial | Electronics Manufacturing | Existing | Process | Natural Gas | Other Process | E4 | Utility - Cost of Equipment | 0 | 0 | 0 | 0 | 0 | 0 | 0 | 0 | 0 | 0 | 0 | 0 | 0 | 0 | 0 | 0 | 0 | 0 | 0 | 0 | 0 | 0 | 0 | 0 | 0 | 0 | 0 | 0 | 0 | 0 | 0 | 0 | 0
F4_Industrial_Electronics Manufacturing_Existing_Process_Natural Gas_Other Process_E5 | F4 | Industrial | Electronics Manufacturing | Existing | Process | Natural Gas | Other Process | E5 | Utility - Cost of Equipment | 0 | 0 | 0 | 0 | 0 | 0 | 0 | 0 | 0 | 0 | 0 | 0 | 0 | 0 | 0 | 0 | 0 | 0 | 0 | 0 | 0 | 0 | 0 | 0 | 0 | 0 | 0 | 0 | 0 | 0 | 0 | 0 | 0
F4_Industrial_Electronics Manufacturing_Existing_Process_Natural Gas_Other Process_E6 | F4 | Industrial | Electronics Manufacturing | Existing | Process | Natural Gas | Other Process | E6 | Utility - Cost of Equipment | 0 | 0 | 0 | 0 | 0 | 0 | 0 | 0 | 0 | 0 | 0 | 0 | 0 | 0 | 0 | 0 | 0 | 0 | 0 | 0 | 0 | 0 | 0 | 0 | 0 | 0 | 0 | 0 | 0 | 0 | 0 | 0 | 0
F4_Industrial_Electronics Manufacturing_Existing_Process_Natural Gas_Other Process_E7 | F4 | Industrial | Electronics Manufacturing | Existing | Process | Natural Gas | Other Process | E7 | Utility - Cost of Equipment | 0 | 0 | 0 | 0 | 0 | 0 | 0 | 0 | 0 | 0 | 0 | 0 | 0 | 0 | 0 | 0 | 0 | 0 | 0 | 0 | 0 | 0 | 0 | 0 | 0 | 0 | 0 | 0 | 0 | 0 | 0 | 0 | 0
F4_Industrial_Electronics Manufacturing_Existing_Process_Natural Gas_Other Process_E8 | F4 | Industrial | Electronics Manufacturing | Existing | Process | Natural Gas | Other Process | E8 | Utility - Cost of Equipment | 0 | 0 | 0 | 0 | 0 | 0 | 0 | 0 | 0 | 0 | 0 | 0 | 0 | 0 | 0 | 0 | 0 | 0 | 0 | 0 | 0 | 0 | 0 | 0 | 0 | 0 | 0 | 0 | 0 | 0 | 0 | 0 | 0
F4_Industrial_Electronics Manufacturing_Existing_Process_Natural Gas_Other Process_E9 | F4 | Industrial | Electronics Manufacturing | Existing | Process | Natural Gas | Other Process | E9 | Utility - Cost of Equipment | 0 | 0 | 0 | 0 | 0 | 0 | 0 | 0 | 0 | 0 | 0 | 0 | 0 | 0 | 0 | 0 | 0 | 0 | 0 | 0 | 0 | 0 | 0 | 0 | 0 | 0 | 0 | 0 | 0 | 0 | 0 | 0 | 0
F4_Industrial_Electronics Manufacturing_Existing_Process_Natural Gas_Other Process_E10 | F4 | Industrial | Electronics Manufacturing | Existing | Process | Natural Gas | Other Process | E10 | Utility - Cost of Equipment | 0 | 0 | 0 | 0 | 0 | 0 | 0 | 0 | 0 | 0 | 0 | 0 | 0 | 0 | 0 | 0 | 0 | 0 | 0 | 0 | 0 | 0 | 0 | 0 | 0 | 0 | 0 | 0 | 0 | 0 | 0 | 0 | 0
F5_Industrial_Electronics Manufacturing_Existing_Process_Natural Gas_Other Process_E1 | F5 | Industrial | Electronics Manufacturing | Existing | Process | Natural Gas | Other Process | E1 | Utility - Cost of Operation | 0 | 0 | 0 | 0 | 0 | 0 | 0 | 0 | 0 | 0 | 0 | 0 | 0 | 0 | 0 | 0 | 0 | 0 | 0 | 0 | 0 | 0 | 0 | 0 | 0 | 0 | 0 | 0 | 0 | 0 | 0 | 0 | 0
F5_Industrial_Electronics Manufacturing_Existing_Process_Natural Gas_Other Process_E2 | F5 | Industrial | Electronics Manufacturing | Existing | Process | Natural Gas | Other Process | E2 | Utility - Cost of Operation | 0 | 0 | 0 | 0 | 0 | 0 | 0 | 0 | 0 | 0 | 0 | 0 | 0 | 0 | 0 | 0 | 0 | 0 | 0 | 0 | 0 | 0 | 0 | 0 | 0 | 0 | 0 | 0 | 0 | 0 | 0 | 0 | 0
F5_Industrial_Electronics Manufacturing_Existing_Process_Natural Gas_Other Process_E3 | F5 | Industrial | Electronics Manufacturing | Existing | Process | Natural Gas | Other Process | E3 | Utility - Cost of Operation | 0 | 0 | 0 | 0 | 0 | 0 | 0 | 0 | 0 | 0 | 0 | 0 | 0 | 0 | 0 | 0 | 0 | 0 | 0 | 0 | 0 | 0 | 0 | 0 | 0 | 0 | 0 | 0 | 0 | 0 | 0 | 0 | 0
F5_Industrial_Electronics Manufacturing_Existing_Process_Natural Gas_Other Process_E4 | F5 | Industrial | Electronics Manufacturing | Existing | Process | Natural Gas | Other Process | E4 | Utility - Cost of Operation | 0 | 0 | 0 | 0 | 0 | 0 | 0 | 0 | 0 | 0 | 0 | 0 | 0 | 0 | 0 | 0 | 0 | 0 | 0 | 0 | 0 | 0 | 0 | 0 | 0 | 0 | 0 | 0 | 0 | 0 | 0 | 0 | 0
F5_Industrial_Electronics Manufacturing_Existing_Process_Natural Gas_Other Process_E5 | F5 | Industrial | Electronics Manufacturing | Existing | Process | Natural Gas | Other Process | E5 | Utility - Cost of Operation | 0 | 0 | 0 | 0 | 0 | 0 | 0 | 0 | 0 | 0 | 0 | 0 | 0 | 0 | 0 | 0 | 0 | 0 | 0 | 0 | 0 | 0 | 0 | 0 | 0 | 0 | 0 | 0 | 0 | 0 | 0 | 0 | 0
F5_Industrial_Electronics Manufacturing_Existing_Process_Natural Gas_Other Process_E6 | F5 | Industrial | Electronics Manufacturing | Existing | Process | Natural Gas | Other Process | E6 | Utility - Cost of Operation | 0 | 0 | 0 | 0 | 0 | 0 | 0 | 0 | 0 | 0 | 0 | 0 | 0 | 0 | 0 | 0 | 0 | 0 | 0 | 0 | 0 | 0 | 0 | 0 | 0 | 0 | 0 | 0 | 0 | 0 | 0 | 0 | 0
F5_Industrial_Electronics Manufacturing_Existing_Process_Natural Gas_Other Process_E7 | F5 | Industrial | Electronics Manufacturing | Existing | Process | Natural Gas | Other Process | E7 | Utility - Cost of Operation | 0 | 0 | 0 | 0 | 0 | 0 | 0 | 0 | 0 | 0 | 0 | 0 | 0 | 0 | 0 | 0 | 0 | 0 | 0 | 0 | 0 | 0 | 0 | 0 | 0 | 0 | 0 | 0 | 0 | 0 | 0 | 0 | 0
F5_Industrial_Electronics Manufacturing_Existing_Process_Natural Gas_Other Process_E8 | F5 | Industrial | Electronics Manufacturing | Existing | Process | Natural Gas | Other Process | E8 | Utility - Cost of Operation | 0 | 0 | 0 | 0 | 0 | 0 | 0 | 0 | 0 | 0 | 0 | 0 | 0 | 0 | 0 | 0 | 0 | 0 | 0 | 0 | 0 | 0 | 0 | 0 | 0 | 0 | 0 | 0 | 0 | 0 | 0 | 0 | 0
F5_Industrial_Electronics Manufacturing_Existing_Process_Natural Gas_Other Process_E9 | F5 | Industrial | Electronics Manufacturing | Existing | Process | Natural Gas | Other Process | E9 | Utility - Cost of Operation | 0 | 0 | 0 | 0 | 0 | 0 | 0 | 0 | 0 | 0 | 0 | 0 | 0 | 0 | 0 | 0 | 0 | 0 | 0 | 0 | 0 | 0 | 0 | 0 | 0 | 0 | 0 | 0 | 0 | 0 | 0 | 0 | 0
F5_Industrial_Electronics Manufacturing_Existing_Process_Natural Gas_Other Process_E10 | F5 | Industrial | Electronics Manufacturing | Existing | Process | Natural Gas | Other Process | E10 | Utility - Cost of Operation | 0 | 0 | 0 | 0 | 0 | 0 | 0 | 0 | 0 | 0 | 0 | 0 | 0 | 0 | 0 | 0 | 0 | 0 | 0 | 0 | 0 | 0 | 0 | 0 | 0 | 0 | 0 | 0 | 0 | 0 | 0 | 0 | 0
F6_Industrial_Electronics Manufacturing_Existing_Process_Natural Gas_Other Process_E1 | F6 | Industrial | Electronics Manufacturing | Existing | Process | Natural Gas | Other Process | E1 | Utility - Value of Sales | 0 | 0 | 0 | 0 | 0 | 0 | 0 | 0 | 0 | 0 | 0 | 0 | 0 | 0 | 0 | 0 | 0 | 0 | 0 | 0 | 0 | 0 | 0 | 0 | 0 | 0 | 0 | 0 | 0 | 0 | 0 | 0 | 0
F6_Industrial_Electronics Manufacturing_Existing_Process_Natural Gas_Other Process_E2 | F6 | Industrial | Electronics Manufacturing | Existing | Process | Natural Gas | Other Process | E2 | Utility - Value of Sales | 0 | 0 | 0 | 0 | 0 | 0 | 0 | 0 | 0 | 0 | 0 | 0 | 0 | 0 | 0 | 0 | 0 | 0 | 0 | 0 | 0 | 0 | 0 | 0 | 0 | 0 | 0 | 0 | 0 | 0 | 0 | 0 | 0
F6_Industrial_Electronics Manufacturing_Existing_Process_Natural Gas_Other Process_E3 | F6 | Industrial | Electronics Manufacturing | Existing | Process | Natural Gas | Other Process | E3 | Utility - Value of Sales | 0 | 0 | 0 | 0 | 0 | 0 | 0 | 0 | 0 | 0 | 0 | 0 | 0 | 0 | 0 | 0 | 0 | 0 | 0 | 0 | 0 | 0 | 0 | 0 | 0 | 0 | 0 | 0 | 0 | 0 | 0 | 0 | 0
F6_Industrial_Electronics Manufacturing_Existing_Process_Natural Gas_Other Process_E4 | F6 | Industrial | Electronics Manufacturing | Existing | Process | Natural Gas | Other Process | E4 | Utility - Value of Sales | 0 | 0 | 0 | 0 | 0 | 0 | 0 | 0 | 0 | 0 | 0 | 0 | 0 | 0 | 0 | 0 | 0 | 0 | 0 | 0 | 0 | 0 | 0 | 0 | 0 | 0 | 0 | 0 | 0 | 0 | 0 | 0 | 0
F6_Industrial_Electronics Manufacturing_Existing_Process_Natural Gas_Other Process_E5 | F6 | Industrial | Electronics Manufacturing | Existing | Process | Natural Gas | Other Process | E5 | Utility - Value of Sales | 0 | 0 | 0 | 0 | 0 | 0 | 0 | 0 | 0 | 0 | 0 | 0 | 0 | 0 | 0 | 0 | 0 | 0 | 0 | 0 | 0 | 0 | 0 | 0 | 0 | 0 | 0 | 0 | 0 | 0 | 0 | 0 | 0
F6_Industrial_Electronics Manufacturing_Existing_Process_Natural Gas_Other Process_E6 | F6 | Industrial | Electronics Manufacturing | Existing | Process | Natural Gas | Other Process | E6 | Utility - Value of Sales | 0 | 0 | 0 | 0 | 0 | 0 | 0 | 0 | 0 | 0 | 0 | 0 | 0 | 0 | 0 | 0 | 0 | 0 | 0 | 0 | 0 | 0 | 0 | 0 | 0 | 0 | 0 | 0 | 0 | 0 | 0 | 0 | 0
F6_Industrial_Electronics Manufacturing_Existing_Process_Natural Gas_Other Process_E7 | F6 | Industrial | Electronics Manufacturing | Existing | Process | Natural Gas | Other Process | E7 | Utility - Value of Sales | 0 | 0 | 0 | 0 | 0 | 0 | 0 | 0 | 0 | 0 | 0 | 0 | 0 | 0 | 0 | 0 | 0 | 0 | 0 | 0 | 0 | 0 | 0 | 0 | 0 | 0 | 0 | 0 | 0 | 0 | 0 | 0 | 0
F6_Industrial_Electronics Manufacturing_Existing_Process_Natural Gas_Other Process_E8 | F6 | Industrial | Electronics Manufacturing | Existing | Process | Natural Gas | Other Process | E8 | Utility - Value of Sales | 0 | 0 | 0 | 0 | 0 | 0 | 0 | 0 | 0 | 0 | 0 | 0 | 0 | 0 | 0 | 0 | 0 | 0 | 0 | 0 | 0 | 0 | 0 | 0 | 0 | 0 | 0 | 0 | 0 | 0 | 0 | 0 | 0
F6_Industrial_Electronics Manufacturing_Existing_Process_Natural Gas_Other Process_E9 | F6 | Industrial | Electronics Manufacturing | Existing | Process | Natural Gas | Other Process | E9 | Utility - Value of Sales | 0 | 0 | 0 | 0 | 0 | 0 | 0 | 0 | 0 | 0 | 0 | 0 | 0 | 0 | 0 | 0 | 0 | 0 | 0 | 0 | 0 | 0 | 0 | 0 | 0 | 0 | 0 | 0 | 0 | 0 | 0 | 0 | 0
F6_Industrial_Electronics Manufacturing_Existing_Process_Natural Gas_Other Process_E10 | F6 | Industrial | Electronics Manufacturing | Existing | Process | Natural Gas | Other Process | E10 | Utility - Value of Sales | 0 | 0 | 0 | 0 | 0 | 0 | 0 | 0 | 0 | 0 | 0 | 0 | 0 | 0 | 0 | 0 | 0 | 0 | 0 | 0 | 0 | 0 | 0 | 0 | 0 | 0 | 0 | 0 | 0 | 0 | 0 | 0 | 0
F1_Industrial_Electronics Manufacturing_Existing_Miscellaneous_Natural Gas_Miscellaneous_E1 | F1 | Industrial | Electronics Manufacturing | Existing | Miscellaneous | Natural Gas | Miscellaneous | E1 | RVT - Cost of Equipment | 0 | 0 | 0 | 0 | 0 | 0 | 0 | 0 | 0 | 0 | 0 | 0 | 0 | 0 | 0 | 0 | 0 | 0 | 0 | 0 | 0 | 0 | 0 | 0 | 0 | 0 | 0 | 0 | 0 | 0 | 0 | 0 | 0
F1_Industrial_Electronics Manufacturing_Existing_Miscellaneous_Natural Gas_Miscellaneous_E2 | F1 | Industrial | Electronics Manufacturing | Existing | Miscellaneous | Natural Gas | Miscellaneous | E2 | RVT - Cost of Equipment | 0 | 0 | 0 | 0 | 0 | 0 | 0 | 0 | 0 | 0 | 0 | 0 | 0 | 0 | 0 | 0 | 0 | 0 | 0 | 0 | 0 | 0 | 0 | 0 | 0 | 0 | 0 | 0 | 0 | 0 | 0 | 0 | 0
F1_Industrial_Electronics Manufacturing_Existing_Miscellaneous_Natural Gas_Miscellaneous_E3 | F1 | Industrial | Electronics Manufacturing | Existing | Miscellaneous | Natural Gas | Miscellaneous | E3 | RVT - Cost of Equipment | 0 | 0 | 0 | 0 | 0 | 0 | 0 | 0 | 0 | 0 | 0 | 0 | 0 | 0 | 0 | 0 | 0 | 0 | 0 | 0 | 0 | 0 | 0 | 0 | 0 | 0 | 0 | 0 | 0 | 0 | 0 | 0 | 0
F1_Industrial_Electronics Manufacturing_Existing_Miscellaneous_Natural Gas_Miscellaneous_E4 | F1 | Industrial | Electronics Manufacturing | Existing | Miscellaneous | Natural Gas | Miscellaneous | E4 | RVT - Cost of Equipment | 0 | 0 | 0 | 0 | 0 | 0 | 0 | 0 | 0 | 0 | 0 | 0 | 0 | 0 | 0 | 0 | 0 | 0 | 0 | 0 | 0 | 0 | 0 | 0 | 0 | 0 | 0 | 0 | 0 | 0 | 0 | 0 | 0
F1_Industrial_Electronics Manufacturing_Existing_Miscellaneous_Natural Gas_Miscellaneous_E5 | F1 | Industrial | Electronics Manufacturing | Existing | Miscellaneous | Natural Gas | Miscellaneous | E5 | RVT - Cost of Equipment | 0 | 0 | 0 | 0 | 0 | 0 | 0 | 0 | 0 | 0 | 0 | 0 | 0 | 0 | 0 | 0 | 0 | 0 | 0 | 0 | 0 | 0 | 0 | 0 | 0 | 0 | 0 | 0 | 0 | 0 | 0 | 0 | 0
F1_Industrial_Electronics Manufacturing_Existing_Miscellaneous_Natural Gas_Miscellaneous_E6 | F1 | Industrial | Electronics Manufacturing | Existing | Miscellaneous | Natural Gas | Miscellaneous | E6 | RVT - Cost of Equipment | 0 | 0 | 0 | 0 | 0 | 0 | 0 | 0 | 0 | 0 | 0 | 0 | 0 | 0 | 0 | 0 | 0 | 0 | 0 | 0 | 0 | 0 | 0 | 0 | 0 | 0 | 0 | 0 | 0 | 0 | 0 | 0 | 0
F1_Industrial_Electronics Manufacturing_Existing_Miscellaneous_Natural Gas_Miscellaneous_E7 | F1 | Industrial | Electronics Manufacturing | Existing | Miscellaneous | Natural Gas | Miscellaneous | E7 | RVT - Cost of Equipment | 0 | 0 | 0 | 0 | 0 | 0 | 0 | 0 | 0 | 0 | 0 | 0 | 0 | 0 | 0 | 0 | 0 | 0 | 0 | 0 | 0 | 0 | 0 | 0 | 0 | 0 | 0 | 0 | 0 | 0 | 0 | 0 | 0
F1_Industrial_Electronics Manufacturing_Existing_Miscellaneous_Natural Gas_Miscellaneous_E8 | F1 | Industrial | Electronics Manufacturing | Existing | Miscellaneous | Natural Gas | Miscellaneous | E8 | RVT - Cost of Equipment | 0 | 0 | 0 | 0 | 0 | 0 | 0 | 0 | 0 | 0 | 0 | 0 | 0 | 0 | 0 | 0 | 0 | 0 | 0 | 0 | 0 | 0 | 0 | 0 | 0 | 0 | 0 | 0 | 0 | 0 | 0 | 0 | 0
F1_Industrial_Electronics Manufacturing_Existing_Miscellaneous_Natural Gas_Miscellaneous_E9 | F1 | Industrial | Electronics Manufacturing | Existing | Miscellaneous | Natural Gas | Miscellaneous | E9 | RVT - Cost of Equipment | 0 | 0 | 0 | 0 | 0 | 0 | 0 | 0 | 0 | 0 | 0 | 0 | 0 | 0 | 0 | 0 | 0 | 0 | 0 | 0 | 0 | 0 | 0 | 0 | 0 | 0 | 0 | 0 | 0 | 0 | 0 | 0 | 0
F1_Industrial_Electronics Manufacturing_Existing_Miscellaneous_Natural Gas_Miscellaneous_E10 | F1 | Industrial | Electronics Manufacturing | Existing | Miscellaneous | Natural Gas | Miscellaneous | E10 | RVT - Cost of Equipment | 0 | 0 | 0 | 0 | 0 | 0 | 0 | 0 | 0 | 0 | 0 | 0 | 0 | 0 | 0 | 0 | 0 | 0 | 0 | 0 | 0 | 0 | 0 | 0 | 0 | 0 | 0 | 0 | 0 | 0 | 0 | 0 | 0
F2_Industrial_Electronics Manufacturing_Existing_Miscellaneous_Natural Gas_Miscellaneous_E1 | F2 | Industrial | Electronics Manufacturing | Existing | Miscellaneous | Natural Gas | Miscellaneous | E1 | RVT - Cost of Operation | 0 | 0 | 0 | 0 | 0 | 0 | 0 | 0 | 0 | 0 | 0 | 0 | 0 | 0 | 0 | 0 | 0 | 0 | 0 | 0 | 0 | 0 | 0 | 0 | 0 | 0 | 0 | 0 | 0 | 0 | 0 | 0 | 0
F2_Industrial_Electronics Manufacturing_Existing_Miscellaneous_Natural Gas_Miscellaneous_E2 | F2 | Industrial | Electronics Manufacturing | Existing | Miscellaneous | Natural Gas | Miscellaneous | E2 | RVT - Cost of Operation | 0 | 0 | 0 | 0 | 0 | 0 | 0 | 0 | 0 | 0 | 0 | 0 | 0 | 0 | 0 | 0 | 0 | 0 | 0 | 0 | 0 | 0 | 0 | 0 | 0 | 0 | 0 | 0 | 0 | 0 | 0 | 0 | 0
F2_Industrial_Electronics Manufacturing_Existing_Miscellaneous_Natural Gas_Miscellaneous_E3 | F2 | Industrial | Electronics Manufacturing | Existing | Miscellaneous | Natural Gas | Miscellaneous | E3 | RVT - Cost of Operation | 0 | 0 | 0 | 0 | 0 | 0 | 0 | 0 | 0 | 0 | 0 | 0 | 0 | 0 | 0 | 0 | 0 | 0 | 0 | 0 | 0 | 0 | 0 | 0 | 0 | 0 | 0 | 0 | 0 | 0 | 0 | 0 | 0
F2_Industrial_Electronics Manufacturing_Existing_Miscellaneous_Natural Gas_Miscellaneous_E4 | F2 | Industrial | Electronics Manufacturing | Existing | Miscellaneous | Natural Gas | Miscellaneous | E4 | RVT - Cost of Operation | 0 | 0 | 0 | 0 | 0 | 0 | 0 | 0 | 0 | 0 | 0 | 0 | 0 | 0 | 0 | 0 | 0 | 0 | 0 | 0 | 0 | 0 | 0 | 0 | 0 | 0 | 0 | 0 | 0 | 0 | 0 | 0 | 0
F2_Industrial_Electronics Manufacturing_Existing_Miscellaneous_Natural Gas_Miscellaneous_E5 | F2 | Industrial | Electronics Manufacturing | Existing | Miscellaneous | Natural Gas | Miscellaneous | E5 | RVT - Cost of Operation | 0 | 0 | 0 | 0 | 0 | 0 | 0 | 0 | 0 | 0 | 0 | 0 | 0 | 0 | 0 | 0 | 0 | 0 | 0 | 0 | 0 | 0 | 0 | 0 | 0 | 0 | 0 | 0 | 0 | 0 | 0 | 0 | 0
F2_Industrial_Electronics Manufacturing_Existing_Miscellaneous_Natural Gas_Miscellaneous_E6 | F2 | Industrial | Electronics Manufacturing | Existing | Miscellaneous | Natural Gas | Miscellaneous | E6 | RVT - Cost of Operation | 0 | 0 | 0 | 0 | 0 | 0 | 0 | 0 | 0 | 0 | 0 | 0 | 0 | 0 | 0 | 0 | 0 | 0 | 0 | 0 | 0 | 0 | 0 | 0 | 0 | 0 | 0 | 0 | 0 | 0 | 0 | 0 | 0
F2_Industrial_Electronics Manufacturing_Existing_Miscellaneous_Natural Gas_Miscellaneous_E7 | F2 | Industrial | Electronics Manufacturing | Existing | Miscellaneous | Natural Gas | Miscellaneous | E7 | RVT - Cost of Operation | 0 | 0 | 0 | 0 | 0 | 0 | 0 | 0 | 0 | 0 | 0 | 0 | 0 | 0 | 0 | 0 | 0 | 0 | 0 | 0 | 0 | 0 | 0 | 0 | 0 | 0 | 0 | 0 | 0 | 0 | 0 | 0 | 0
F2_Industrial_Electronics Manufacturing_Existing_Miscellaneous_Natural Gas_Miscellaneous_E8 | F2 | Industrial | Electronics Manufacturing | Existing | Miscellaneous | Natural Gas | Miscellaneous | E8 | RVT - Cost of Operation | 0 | 0 | 0 | 0 | 0 | 0 | 0 | 0 | 0 | 0 | 0 | 0 | 0 | 0 | 0 | 0 | 0 | 0 | 0 | 0 | 0 | 0 | 0 | 0 | 0 | 0 | 0 | 0 | 0 | 0 | 0 | 0 | 0
F2_Industrial_Electronics Manufacturing_Existing_Miscellaneous_Natural Gas_Miscellaneous_E9 | F2 | Industrial | Electronics Manufacturing | Existing | Miscellaneous | Natural Gas | Miscellaneous | E9 | RVT - Cost of Operation | 0 | 0 | 0 | 0 | 0 | 0 | 0 | 0 | 0 | 0 | 0 | 0 | 0 | 0 | 0 | 0 | 0 | 0 | 0 | 0 | 0 | 0 | 0 | 0 | 0 | 0 | 0 | 0 | 0 | 0 | 0 | 0 | 0
F2_Industrial_Electronics Manufacturing_Existing_Miscellaneous_Natural Gas_Miscellaneous_E10 | F2 | Industrial | Electronics Manufacturing | Existing | Miscellaneous | Natural Gas | Miscellaneous | E10 | RVT - Cost of Operation | 0 | 0 | 0 | 0 | 0 | 0 | 0 | 0 | 0 | 0 | 0 | 0 | 0 | 0 | 0 | 0 | 0 | 0 | 0 | 0 | 0 | 0 | 0 | 0 | 0 | 0 | 0 | 0 | 0 | 0 | 0 | 0 | 0
F3_Industrial_Electronics Manufacturing_Existing_Miscellaneous_Natural Gas_Miscellaneous_E1 | F3 | Industrial | Electronics Manufacturing | Existing | Miscellaneous | Natural Gas | Miscellaneous | E1 | System - kBTUs of Consumption | 0 | 0 | 0 | 0 | 0 | 0 | 0 | 0 | 0 | 0 | 0 | 0 | 0 | 0 | 0 | 0 | 0 | 0 | 0 | 0 | 0 | 0 | 0 | 0 | 0 | 0 | 0 | 0 | 0 | 0 | 0 | 0 | 0
F3_Industrial_Electronics Manufacturing_Existing_Miscellaneous_Natural Gas_Miscellaneous_E2 | F3 | Industrial | Electronics Manufacturing | Existing | Miscellaneous | Natural Gas | Miscellaneous | E2 | System - kBTUs of Consumption | 0 | 0 | 0 | 0 | 0 | 0 | 0 | 0 | 0 | 0 | 0 | 0 | 0 | 0 | 0 | 0 | 0 | 0 | 0 | 0 | 0 | 0 | 0 | 0 | 0 | 0 | 0 | 0 | 0 | 0 | 0 | 0 | 0
F3_Industrial_Electronics Manufacturing_Existing_Miscellaneous_Natural Gas_Miscellaneous_E3 | F3 | Industrial | Electronics Manufacturing | Existing | Miscellaneous | Natural Gas | Miscellaneous | E3 | System - kBTUs of Consumption | 0 | 0 | 0 | 0 | 0 | 0 | 0 | 0 | 0 | 0 | 0 | 0 | 0 | 0 | 0 | 0 | 0 | 0 | 0 | 0 | 0 | 0 | 0 | 0 | 0 | 0 | 0 | 0 | 0 | 0 | 0 | 0 | 0
F3_Industrial_Electronics Manufacturing_Existing_Miscellaneous_Natural Gas_Miscellaneous_E4 | F3 | Industrial | Electronics Manufacturing | Existing | Miscellaneous | Natural Gas | Miscellaneous | E4 | System - kBTUs of Consumption | 0 | 0 | 0 | 0 | 0 | 0 | 0 | 0 | 0 | 0 | 0 | 0 | 0 | 0 | 0 | 0 | 0 | 0 | 0 | 0 | 0 | 0 | 0 | 0 | 0 | 0 | 0 | 0 | 0 | 0 | 0 | 0 | 0
F3_Industrial_Electronics Manufacturing_Existing_Miscellaneous_Natural Gas_Miscellaneous_E5 | F3 | Industrial | Electronics Manufacturing | Existing | Miscellaneous | Natural Gas | Miscellaneous | E5 | System - kBTUs of Consumption | 0 | 0 | 0 | 0 | 0 | 0 | 0 | 0 | 0 | 0 | 0 | 0 | 0 | 0 | 0 | 0 | 0 | 0 | 0 | 0 | 0 | 0 | 0 | 0 | 0 | 0 | 0 | 0 | 0 | 0 | 0 | 0 | 0
F3_Industrial_Electronics Manufacturing_Existing_Miscellaneous_Natural Gas_Miscellaneous_E6 | F3 | Industrial | Electronics Manufacturing | Existing | Miscellaneous | Natural Gas | Miscellaneous | E6 | System - kBTUs of Consumption | 0 | 0 | 0 | 0 | 0 | 0 | 0 | 0 | 0 | 0 | 0 | 0 | 0 | 0 | 0 | 0 | 0 | 0 | 0 | 0 | 0 | 0 | 0 | 0 | 0 | 0 | 0 | 0 | 0 | 0 | 0 | 0 | 0
F3_Industrial_Electronics Manufacturing_Existing_Miscellaneous_Natural Gas_Miscellaneous_E7 | F3 | Industrial | Electronics Manufacturing | Existing | Miscellaneous | Natural Gas | Miscellaneous | E7 | System - kBTUs of Consumption | 0 | 0 | 0 | 0 | 0 | 0 | 0 | 0 | 0 | 0 | 0 | 0 | 0 | 0 | 0 | 0 | 0 | 0 | 0 | 0 | 0 | 0 | 0 | 0 | 0 | 0 | 0 | 0 | 0 | 0 | 0 | 0 | 0
F3_Industrial_Electronics Manufacturing_Existing_Miscellaneous_Natural Gas_Miscellaneous_E8 | F3 | Industrial | Electronics Manufacturing | Existing | Miscellaneous | Natural Gas | Miscellaneous | E8 | System - kBTUs of Consumption | 0 | 0 | 0 | 0 | 0 | 0 | 0 | 0 | 0 | 0 | 0 | 0 | 0 | 0 | 0 | 0 | 0 | 0 | 0 | 0 | 0 | 0 | 0 | 0 | 0 | 0 | 0 | 0 | 0 | 0 | 0 | 0 | 0
F3_Industrial_Electronics Manufacturing_Existing_Miscellaneous_Natural Gas_Miscellaneous_E9 | F3 | Industrial | Electronics Manufacturing | Existing | Miscellaneous | Natural Gas | Miscellaneous | E9 | System - kBTUs of Consumption | 0 | 0 | 0 | 0 | 0 | 0 | 0 | 0 | 0 | 0 | 0 | 0 | 0 | 0 | 0 | 0 | 0 | 0 | 0 | 0 | 0 | 0 | 0 | 0 | 0 | 0 | 0 | 0 | 0 | 0 | 0 | 0 | 0
F3_Industrial_Electronics Manufacturing_Existing_Miscellaneous_Natural Gas_Miscellaneous_E10 | F3 | Industrial | Electronics Manufacturing | Existing | Miscellaneous | Natural Gas | Miscellaneous | E10 | System - kBTUs of Consumption | 0 | 0 | 0 | 0 | 0 | 0 | 0 | 0 | 0 | 0 | 0 | 0 | 0 | 0 | 0 | 0 | 0 | 0 | 0 | 0 | 0 | 0 | 0 | 0 | 0 | 0 | 0 | 0 | 0 | 0 | 0 | 0 | 0
F4_Industrial_Electronics Manufacturing_Existing_Miscellaneous_Natural Gas_Miscellaneous_E1 | F4 | Industrial | Electronics Manufacturing | Existing | Miscellaneous | Natural Gas | Miscellaneous | E1 | Utility - Cost of Equipment | 0 | 0 | 0 | 0 | 0 | 0 | 0 | 0 | 0 | 0 | 0 | 0 | 0 | 0 | 0 | 0 | 0 | 0 | 0 | 0 | 0 | 0 | 0 | 0 | 0 | 0 | 0 | 0 | 0 | 0 | 0 | 0 | 0
F4_Industrial_Electronics Manufacturing_Existing_Miscellaneous_Natural Gas_Miscellaneous_E2 | F4 | Industrial | Electronics Manufacturing | Existing | Miscellaneous | Natural Gas | Miscellaneous | E2 | Utility - Cost of Equipment | 0 | 0 | 0 | 0 | 0 | 0 | 0 | 0 | 0 | 0 | 0 | 0 | 0 | 0 | 0 | 0 | 0 | 0 | 0 | 0 | 0 | 0 | 0 | 0 | 0 | 0 | 0 | 0 | 0 | 0 | 0 | 0 | 0
F4_Industrial_Electronics Manufacturing_Existing_Miscellaneous_Natural Gas_Miscellaneous_E3 | F4 | Industrial | Electronics Manufacturing | Existing | Miscellaneous | Natural Gas | Miscellaneous | E3 | Utility - Cost of Equipment | 0 | 0 | 0 | 0 | 0 | 0 | 0 | 0 | 0 | 0 | 0 | 0 | 0 | 0 | 0 | 0 | 0 | 0 | 0 | 0 | 0 | 0 | 0 | 0 | 0 | 0 | 0 | 0 | 0 | 0 | 0 | 0 | 0
F4_Industrial_Electronics Manufacturing_Existing_Miscellaneous_Natural Gas_Miscellaneous_E4 | F4 | Industrial | Electronics Manufacturing | Existing | Miscellaneous | Natural Gas | Miscellaneous | E4 | Utility - Cost of Equipment | 0 | 0 | 0 | 0 | 0 | 0 | 0 | 0 | 0 | 0 | 0 | 0 | 0 | 0 | 0 | 0 | 0 | 0 | 0 | 0 | 0 | 0 | 0 | 0 | 0 | 0 | 0 | 0 | 0 | 0 | 0 | 0 | 0
F4_Industrial_Electronics Manufacturing_Existing_Miscellaneous_Natural Gas_Miscellaneous_E5 | F4 | Industrial | Electronics Manufacturing | Existing | Miscellaneous | Natural Gas | Miscellaneous | E5 | Utility - Cost of Equipment | 0 | 0 | 0 | 0 | 0 | 0 | 0 | 0 | 0 | 0 | 0 | 0 | 0 | 0 | 0 | 0 | 0 | 0 | 0 | 0 | 0 | 0 | 0 | 0 | 0 | 0 | 0 | 0 | 0 | 0 | 0 | 0 | 0
F4_Industrial_Electronics Manufacturing_Existing_Miscellaneous_Natural Gas_Miscellaneous_E6 | F4 | Industrial | Electronics Manufacturing | Existing | Miscellaneous | Natural Gas | Miscellaneous | E6 | Utility - Cost of Equipment | 0 | 0 | 0 | 0 | 0 | 0 | 0 | 0 | 0 | 0 | 0 | 0 | 0 | 0 | 0 | 0 | 0 | 0 | 0 | 0 | 0 | 0 | 0 | 0 | 0 | 0 | 0 | 0 | 0 | 0 | 0 | 0 | 0
F4_Industrial_Electronics Manufacturing_Existing_Miscellaneous_Natural Gas_Miscellaneous_E7 | F4 | Industrial | Electronics Manufacturing | Existing | Miscellaneous | Natural Gas | Miscellaneous | E7 | Utility - Cost of Equipment | 0 | 0 | 0 | 0 | 0 | 0 | 0 | 0 | 0 | 0 | 0 | 0 | 0 | 0 | 0 | 0 | 0 | 0 | 0 | 0 | 0 | 0 | 0 | 0 | 0 | 0 | 0 | 0 | 0 | 0 | 0 | 0 | 0
F4_Industrial_Electronics Manufacturing_Existing_Miscellaneous_Natural Gas_Miscellaneous_E8 | F4 | Industrial | Electronics Manufacturing | Existing | Miscellaneous | Natural Gas | Miscellaneous | E8 | Utility - Cost of Equipment | 0 | 0 | 0 | 0 | 0 | 0 | 0 | 0 | 0 | 0 | 0 | 0 | 0 | 0 | 0 | 0 | 0 | 0 | 0 | 0 | 0 | 0 | 0 | 0 | 0 | 0 | 0 | 0 | 0 | 0 | 0 | 0 | 0
F4_Industrial_Electronics Manufacturing_Existing_Miscellaneous_Natural Gas_Miscellaneous_E9 | F4 | Industrial | Electronics Manufacturing | Existing | Miscellaneous | Natural Gas | Miscellaneous | E9 | Utility - Cost of Equipment | 0 | 0 | 0 | 0 | 0 | 0 | 0 | 0 | 0 | 0 | 0 | 0 | 0 | 0 | 0 | 0 | 0 | 0 | 0 | 0 | 0 | 0 | 0 | 0 | 0 | 0 | 0 | 0 | 0 | 0 | 0 | 0 | 0
F4_Industrial_Electronics Manufacturing_Existing_Miscellaneous_Natural Gas_Miscellaneous_E10 | F4 | Industrial | Electronics Manufacturing | Existing | Miscellaneous | Natural Gas | Miscellaneous | E10 | Utility - Cost of Equipment | 0 | 0 | 0 | 0 | 0 | 0 | 0 | 0 | 0 | 0 | 0 | 0 | 0 | 0 | 0 | 0 | 0 | 0 | 0 | 0 | 0 | 0 | 0 | 0 | 0 | 0 | 0 | 0 | 0 | 0 | 0 | 0 | 0
F5_Industrial_Electronics Manufacturing_Existing_Miscellaneous_Natural Gas_Miscellaneous_E1 | F5 | Industrial | Electronics Manufacturing | Existing | Miscellaneous | Natural Gas | Miscellaneous | E1 | Utility - Cost of Operation | 0 | 0 | 0 | 0 | 0 | 0 | 0 | 0 | 0 | 0 | 0 | 0 | 0 | 0 | 0 | 0 | 0 | 0 | 0 | 0 | 0 | 0 | 0 | 0 | 0 | 0 | 0 | 0 | 0 | 0 | 0 | 0 | 0
F5_Industrial_Electronics Manufacturing_Existing_Miscellaneous_Natural Gas_Miscellaneous_E2 | F5 | Industrial | Electronics Manufacturing | Existing | Miscellaneous | Natural Gas | Miscellaneous | E2 | Utility - Cost of Operation | 0 | 0 | 0 | 0 | 0 | 0 | 0 | 0 | 0 | 0 | 0 | 0 | 0 | 0 | 0 | 0 | 0 | 0 | 0 | 0 | 0 | 0 | 0 | 0 | 0 | 0 | 0 | 0 | 0 | 0 | 0 | 0 | 0
F5_Industrial_Electronics Manufacturing_Existing_Miscellaneous_Natural Gas_Miscellaneous_E3 | F5 | Industrial | Electronics Manufacturing | Existing | Miscellaneous | Natural Gas | Miscellaneous | E3 | Utility - Cost of Operation | 0 | 0 | 0 | 0 | 0 | 0 | 0 | 0 | 0 | 0 | 0 | 0 | 0 | 0 | 0 | 0 | 0 | 0 | 0 | 0 | 0 | 0 | 0 | 0 | 0 | 0 | 0 | 0 | 0 | 0 | 0 | 0 | 0
F5_Industrial_Electronics Manufacturing_Existing_Miscellaneous_Natural Gas_Miscellaneous_E4 | F5 | Industrial | Electronics Manufacturing | Existing | Miscellaneous | Natural Gas | Miscellaneous | E4 | Utility - Cost of Operation | 0 | 0 | 0 | 0 | 0 | 0 | 0 | 0 | 0 | 0 | 0 | 0 | 0 | 0 | 0 | 0 | 0 | 0 | 0 | 0 | 0 | 0 | 0 | 0 | 0 | 0 | 0 | 0 | 0 | 0 | 0 | 0 | 0
F5_Industrial_Electronics Manufacturing_Existing_Miscellaneous_Natural Gas_Miscellaneous_E5 | F5 | Industrial | Electronics Manufacturing | Existing | Miscellaneous | Natural Gas | Miscellaneous | E5 | Utility - Cost of Operation | 0 | 0 | 0 | 0 | 0 | 0 | 0 | 0 | 0 | 0 | 0 | 0 | 0 | 0 | 0 | 0 | 0 | 0 | 0 | 0 | 0 | 0 | 0 | 0 | 0 | 0 | 0 | 0 | 0 | 0 | 0 | 0 | 0
F5_Industrial_Electronics Manufacturing_Existing_Miscellaneous_Natural Gas_Miscellaneous_E6 | F5 | Industrial | Electronics Manufacturing | Existing | Miscellaneous | Natural Gas | Miscellaneous | E6 | Utility - Cost of Operation | 0 | 0 | 0 | 0 | 0 | 0 | 0 | 0 | 0 | 0 | 0 | 0 | 0 | 0 | 0 | 0 | 0 | 0 | 0 | 0 | 0 | 0 | 0 | 0 | 0 | 0 | 0 | 0 | 0 | 0 | 0 | 0 | 0
F5_Industrial_Electronics Manufacturing_Existing_Miscellaneous_Natural Gas_Miscellaneous_E7 | F5 | Industrial | Electronics Manufacturing | Existing | Miscellaneous | Natural Gas | Miscellaneous | E7 | Utility - Cost of Operation | 0 | 0 | 0 | 0 | 0 | 0 | 0 | 0 | 0 | 0 | 0 | 0 | 0 | 0 | 0 | 0 | 0 | 0 | 0 | 0 | 0 | 0 | 0 | 0 | 0 | 0 | 0 | 0 | 0 | 0 | 0 | 0 | 0
F5_Industrial_Electronics Manufacturing_Existing_Miscellaneous_Natural Gas_Miscellaneous_E8 | F5 | Industrial | Electronics Manufacturing | Existing | Miscellaneous | Natural Gas | Miscellaneous | E8 | Utility - Cost of Operation | 0 | 0 | 0 | 0 | 0 | 0 | 0 | 0 | 0 | 0 | 0 | 0 | 0 | 0 | 0 | 0 | 0 | 0 | 0 | 0 | 0 | 0 | 0 | 0 | 0 | 0 | 0 | 0 | 0 | 0 | 0 | 0 | 0
F5_Industrial_Electronics Manufacturing_Existing_Miscellaneous_Natural Gas_Miscellaneous_E9 | F5 | Industrial | Electronics Manufacturing | Existing | Miscellaneous | Natural Gas | Miscellaneous | E9 | Utility - Cost of Operation | 0 | 0 | 0 | 0 | 0 | 0 | 0 | 0 | 0 | 0 | 0 | 0 | 0 | 0 | 0 | 0 | 0 | 0 | 0 | 0 | 0 | 0 | 0 | 0 | 0 | 0 | 0 | 0 | 0 | 0 | 0 | 0 | 0
F5_Industrial_Electronics Manufacturing_Existing_Miscellaneous_Natural Gas_Miscellaneous_E10 | F5 | Industrial | Electronics Manufacturing | Existing | Miscellaneous | Natural Gas | Miscellaneous | E10 | Utility - Cost of Operation | 0 | 0 | 0 | 0 | 0 | 0 | 0 | 0 | 0 | 0 | 0 | 0 | 0 | 0 | 0 | 0 | 0 | 0 | 0 | 0 | 0 | 0 | 0 | 0 | 0 | 0 | 0 | 0 | 0 | 0 | 0 | 0 | 0
F6_Industrial_Electronics Manufacturing_Existing_Miscellaneous_Natural Gas_Miscellaneous_E1 | F6 | Industrial | Electronics Manufacturing | Existing | Miscellaneous | Natural Gas | Miscellaneous | E1 | Utility - Value of Sales | 0 | 0 | 0 | 0 | 0 | 0 | 0 | 0 | 0 | 0 | 0 | 0 | 0 | 0 | 0 | 0 | 0 | 0 | 0 | 0 | 0 | 0 | 0 | 0 | 0 | 0 | 0 | 0 | 0 | 0 | 0 | 0 | 0
F6_Industrial_Electronics Manufacturing_Existing_Miscellaneous_Natural Gas_Miscellaneous_E2 | F6 | Industrial | Electronics Manufacturing | Existing | Miscellaneous | Natural Gas | Miscellaneous | E2 | Utility - Value of Sales | 0 | 0 | 0 | 0 | 0 | 0 | 0 | 0 | 0 | 0 | 0 | 0 | 0 | 0 | 0 | 0 | 0 | 0 | 0 | 0 | 0 | 0 | 0 | 0 | 0 | 0 | 0 | 0 | 0 | 0 | 0 | 0 | 0
F6_Industrial_Electronics Manufacturing_Existing_Miscellaneous_Natural Gas_Miscellaneous_E3 | F6 | Industrial | Electronics Manufacturing | Existing | Miscellaneous | Natural Gas | Miscellaneous | E3 | Utility - Value of Sales | 0 | 0 | 0 | 0 | 0 | 0 | 0 | 0 | 0 | 0 | 0 | 0 | 0 | 0 | 0 | 0 | 0 | 0 | 0 | 0 | 0 | 0 | 0 | 0 | 0 | 0 | 0 | 0 | 0 | 0 | 0 | 0 | 0
F6_Industrial_Electronics Manufacturing_Existing_Miscellaneous_Natural Gas_Miscellaneous_E4 | F6 | Industrial | Electronics Manufacturing | Existing | Miscellaneous | Natural Gas | Miscellaneous | E4 | Utility - Value of Sales | 0 | 0 | 0 | 0 | 0 | 0 | 0 | 0 | 0 | 0 | 0 | 0 | 0 | 0 | 0 | 0 | 0 | 0 | 0 | 0 | 0 | 0 | 0 | 0 | 0 | 0 | 0 | 0 | 0 | 0 | 0 | 0 | 0
F6_Industrial_Electronics Manufacturing_Existing_Miscellaneous_Natural Gas_Miscellaneous_E5 | F6 | Industrial | Electronics Manufacturing | Existing | Miscellaneous | Natural Gas | Miscellaneous | E5 | Utility - Value of Sales | 0 | 0 | 0 | 0 | 0 | 0 | 0 | 0 | 0 | 0 | 0 | 0 | 0 | 0 | 0 | 0 | 0 | 0 | 0 | 0 | 0 | 0 | 0 | 0 | 0 | 0 | 0 | 0 | 0 | 0 | 0 | 0 | 0
F6_Industrial_Electronics Manufacturing_Existing_Miscellaneous_Natural Gas_Miscellaneous_E6 | F6 | Industrial | Electronics Manufacturing | Existing | Miscellaneous | Natural Gas | Miscellaneous | E6 | Utility - Value of Sales | 0 | 0 | 0 | 0 | 0 | 0 | 0 | 0 | 0 | 0 | 0 | 0 | 0 | 0 | 0 | 0 | 0 | 0 | 0 | 0 | 0 | 0 | 0 | 0 | 0 | 0 | 0 | 0 | 0 | 0 | 0 | 0 | 0
F6_Industrial_Electronics Manufacturing_Existing_Miscellaneous_Natural Gas_Miscellaneous_E7 | F6 | Industrial | Electronics Manufacturing | Existing | Miscellaneous | Natural Gas | Miscellaneous | E7 | Utility - Value of Sales | 0 | 0 | 0 | 0 | 0 | 0 | 0 | 0 | 0 | 0 | 0 | 0 | 0 | 0 | 0 | 0 | 0 | 0 | 0 | 0 | 0 | 0 | 0 | 0 | 0 | 0 | 0 | 0 | 0 | 0 | 0 | 0 | 0
F6_Industrial_Electronics Manufacturing_Existing_Miscellaneous_Natural Gas_Miscellaneous_E8 | F6 | Industrial | Electronics Manufacturing | Existing | Miscellaneous | Natural Gas | Miscellaneous | E8 | Utility - Value of Sales | 0 | 0 | 0 | 0 | 0 | 0 | 0 | 0 | 0 | 0 | 0 | 0 | 0 | 0 | 0 | 0 | 0 | 0 | 0 | 0 | 0 | 0 | 0 | 0 | 0 | 0 | 0 | 0 | 0 | 0 | 0 | 0 | 0
F6_Industrial_Electronics Manufacturing_Existing_Miscellaneous_Natural Gas_Miscellaneous_E9 | F6 | Industrial | Electronics Manufacturing | Existing | Miscellaneous | Natural Gas | Miscellaneous | E9 | Utility - Value of Sales | 0 | 0 | 0 | 0 | 0 | 0 | 0 | 0 | 0 | 0 | 0 | 0 | 0 | 0 | 0 | 0 | 0 | 0 | 0 | 0 | 0 | 0 | 0 | 0 | 0 | 0 | 0 | 0 | 0 | 0 | 0 | 0 | 0
F6_Industrial_Electronics Manufacturing_Existing_Miscellaneous_Natural Gas_Miscellaneous_E10 | F6 | Industrial | Electronics Manufacturing | Existing | Miscellaneous | Natural Gas | Miscellaneous | E10 | Utility - Value of Sales | 0 | 0 | 0 | 0 | 0 | 0 | 0 | 0 | 0 | 0 | 0 | 0 | 0 | 0 | 0 | 0 | 0 | 0 | 0 | 0 | 0 | 0 | 0 | 0 | 0 | 0 | 0 | 0 | 0 | 0 | 0 | 0 | 0
F1_Industrial_Electronics Manufacturing_New_Space Heating_Natural Gas_Furnace_E1 | F1 | Industrial | Electronics Manufacturing | New | Space Heating | Natural Gas | Furnace | E1 | RVT - Cost of Equipment | 0 | 0 | 0 | 0 | 0 | 0 | 0 | 0 | 0 | 0 | 0 | 0 | 0 | 0 | 0 | 0 | 0 | 0 | 0 | 0 | 0 | 0 | 0 | 0 | 0 | 0 | 0 | 0 | 0 | 0 | 0 | 0 | 0
F1_Industrial_Electronics Manufacturing_New_Space Heating_Natural Gas_Furnace_E2 | F1 | Industrial | Electronics Manufacturing | New | Space Heating | Natural Gas | Furnace | E2 | RVT - Cost of Equipment | 0 | 0 | 0 | 0 | 0 | 0 | 0 | 0 | 0 | 0 | 0 | 0 | 0 | 0 | 0 | 0 | 0 | 0 | 0 | 0 | 0 | 0 | 0 | 0 | 0 | 0 | 0 | 0 | 0 | 0 | 0 | 0 | 0
F1_Industrial_Electronics Manufacturing_New_Space Heating_Natural Gas_Furnace_E3 | F1 | Industrial | Electronics Manufacturing | New | Space Heating | Natural Gas | Furnace | E3 | RVT - Cost of Equipment | 0 | 0 | 0 | 0 | 0 | 0 | 0 | 0 | 0 | 0 | 0 | 0 | 0 | 0 | 0 | 0 | 0 | 0 | 0 | 0 | 0 | 0 | 0 | 0 | 0 | 0 | 0 | 0 | 0 | 0 | 0 | 0 | 0
F1_Industrial_Electronics Manufacturing_New_Space Heating_Natural Gas_Furnace_E4 | F1 | Industrial | Electronics Manufacturing | New | Space Heating | Natural Gas | Furnace | E4 | RVT - Cost of Equipment | 0 | 0 | 0 | 0 | 0 | 0 | 0 | 0 | 0 | 0 | 0 | 0 | 0 | 0 | 0 | 0 | 0 | 0 | 0 | 0 | 0 | 0 | 0 | 0 | 0 | 0 | 0 | 0 | 0 | 0 | 0 | 0 | 0
F1_Industrial_Electronics Manufacturing_New_Space Heating_Natural Gas_Furnace_E5 | F1 | Industrial | Electronics Manufacturing | New | Space Heating | Natural Gas | Furnace | E5 | RVT - Cost of Equipment | 0 | 0 | 0 | 0 | 0 | 0 | 0 | 0 | 0 | 0 | 0 | 0 | 0 | 0 | 0 | 0 | 0 | 0 | 0 | 0 | 0 | 0 | 0 | 0 | 0 | 0 | 0 | 0 | 0 | 0 | 0 | 0 | 0
F1_Industrial_Electronics Manufacturing_New_Space Heating_Natural Gas_Furnace_E6 | F1 | Industrial | Electronics Manufacturing | New | Space Heating | Natural Gas | Furnace | E6 | RVT - Cost of Equipment | 0 | 0 | 0 | 0 | 0 | 0 | 0 | 0 | 0 | 0 | 0 | 0 | 0 | 0 | 0 | 0 | 0 | 0 | 0 | 0 | 0 | 0 | 0 | 0 | 0 | 0 | 0 | 0 | 0 | 0 | 0 | 0 | 0
F1_Industrial_Electronics Manufacturing_New_Space Heating_Natural Gas_Furnace_E7 | F1 | Industrial | Electronics Manufacturing | New | Space Heating | Natural Gas | Furnace | E7 | RVT - Cost of Equipment | 0 | 0 | 0 | 0 | 0 | 0 | 0 | 0 | 0 | 0 | 0 | 0 | 0 | 0 | 0 | 0 | 0 | 0 | 0 | 0 | 0 | 0 | 0 | 0 | 0 | 0 | 0 | 0 | 0 | 0 | 0 | 0 | 0
F1_Industrial_Electronics Manufacturing_New_Space Heating_Natural Gas_Furnace_E8 | F1 | Industrial | Electronics Manufacturing | New | Space Heating | Natural Gas | Furnace | E8 | RVT - Cost of Equipment | 0 | 0 | 0 | 0 | 0 | 0 | 0 | 0 | 0 | 0 | 0 | 0 | 0 | 0 | 0 | 0 | 0 | 0 | 0 | 0 | 0 | 0 | 0 | 0 | 0 | 0 | 0 | 0 | 0 | 0 | 0 | 0 | 0
F1_Industrial_Electronics Manufacturing_New_Space Heating_Natural Gas_Furnace_E9 | F1 | Industrial | Electronics Manufacturing | New | Space Heating | Natural Gas | Furnace | E9 | RVT - Cost of Equipment | 0 | 0 | 0 | 0 | 0 | 0 | 0 | 0 | 0 | 0 | 0 | 0 | 0 | 0 | 0 | 0 | 0 | 0 | 0 | 0 | 0 | 0 | 0 | 0 | 0 | 0 | 0 | 0 | 0 | 0 | 0 | 0 | 0
F1_Industrial_Electronics Manufacturing_New_Space Heating_Natural Gas_Furnace_E10 | F1 | Industrial | Electronics Manufacturing | New | Space Heating | Natural Gas | Furnace | E10 | RVT - Cost of Equipment | 0 | 0 | 0 | 0 | 0 | 0 | 0 | 0 | 0 | 0 | 0 | 0 | 0 | 0 | 0 | 0 | 0 | 0 | 0 | 0 | 0 | 0 | 0 | 0 | 0 | 0 | 0 | 0 | 0 | 0 | 0 | 0 | 0
F2_Industrial_Electronics Manufacturing_New_Space Heating_Natural Gas_Furnace_E1 | F2 | Industrial | Electronics Manufacturing | New | Space Heating | Natural Gas | Furnace | E1 | RVT - Cost of Operation | 0 | 0 | 0 | 0 | 0 | 0 | 0 | 0 | 0 | 0 | 0 | 0 | 0 | 0 | 0 | 0 | 0 | 0 | 0 | 0 | 0 | 0 | 0 | 0 | 0 | 0 | 0 | 0 | 0 | 0 | 0 | 0 | 0
F2_Industrial_Electronics Manufacturing_New_Space Heating_Natural Gas_Furnace_E2 | F2 | Industrial | Electronics Manufacturing | New | Space Heating | Natural Gas | Furnace | E2 | RVT - Cost of Operation | 0 | 0 | 0 | 0 | 0 | 0 | 0 | 0 | 0 | 0 | 0 | 0 | 0 | 0 | 0 | 0 | 0 | 0 | 0 | 0 | 0 | 0 | 0 | 0 | 0 | 0 | 0 | 0 | 0 | 0 | 0 | 0 | 0
F2_Industrial_Electronics Manufacturing_New_Space Heating_Natural Gas_Furnace_E3 | F2 | Industrial | Electronics Manufacturing | New | Space Heating | Natural Gas | Furnace | E3 | RVT - Cost of Operation | 0 | 0 | 0 | 0 | 0 | 0 | 0 | 0 | 0 | 0 | 0 | 0 | 0 | 0 | 0 | 0 | 0 | 0 | 0 | 0 | 0 | 0 | 0 | 0 | 0 | 0 | 0 | 0 | 0 | 0 | 0 | 0 | 0
F2_Industrial_Electronics Manufacturing_New_Space Heating_Natural Gas_Furnace_E4 | F2 | Industrial | Electronics Manufacturing | New | Space Heating | Natural Gas | Furnace | E4 | RVT - Cost of Operation | 0 | 0 | 0 | 0 | 0 | 0 | 0 | 0 | 0 | 0 | 0 | 0 | 0 | 0 | 0 | 0 | 0 | 0 | 0 | 0 | 0 | 0 | 0 | 0 | 0 | 0 | 0 | 0 | 0 | 0 | 0 | 0 | 0
F2_Industrial_Electronics Manufacturing_New_Space Heating_Natural Gas_Furnace_E5 | F2 | Industrial | Electronics Manufacturing | New | Space Heating | Natural Gas | Furnace | E5 | RVT - Cost of Operation | 0 | 0 | 0 | 0 | 0 | 0 | 0 | 0 | 0 | 0 | 0 | 0 | 0 | 0 | 0 | 0 | 0 | 0 | 0 | 0 | 0 | 0 | 0 | 0 | 0 | 0 | 0 | 0 | 0 | 0 | 0 | 0 | 0
F2_Industrial_Electronics Manufacturing_New_Space Heating_Natural Gas_Furnace_E6 | F2 | Industrial | Electronics Manufacturing | New | Space Heating | Natural Gas | Furnace | E6 | RVT - Cost of Operation | 0 | 0 | 0 | 0 | 0 | 0 | 0 | 0 | 0 | 0 | 0 | 0 | 0 | 0 | 0 | 0 | 0 | 0 | 0 | 0 | 0 | 0 | 0 | 0 | 0 | 0 | 0 | 0 | 0 | 0 | 0 | 0 | 0
F2_Industrial_Electronics Manufacturing_New_Space Heating_Natural Gas_Furnace_E7 | F2 | Industrial | Electronics Manufacturing | New | Space Heating | Natural Gas | Furnace | E7 | RVT - Cost of Operation | 0 | 0 | 0 | 0 | 0 | 0 | 0 | 0 | 0 | 0 | 0 | 0 | 0 | 0 | 0 | 0 | 0 | 0 | 0 | 0 | 0 | 0 | 0 | 0 | 0 | 0 | 0 | 0 | 0 | 0 | 0 | 0 | 0
F2_Industrial_Electronics Manufacturing_New_Space Heating_Natural Gas_Furnace_E8 | F2 | Industrial | Electronics Manufacturing | New | Space Heating | Natural Gas | Furnace | E8 | RVT - Cost of Operation | 0 | 0 | 0 | 0 | 0 | 0 | 0 | 0 | 0 | 0 | 0 | 0 | 0 | 0 | 0 | 0 | 0 | 0 | 0 | 0 | 0 | 0 | 0 | 0 | 0 | 0 | 0 | 0 | 0 | 0 | 0 | 0 | 0
F2_Industrial_Electronics Manufacturing_New_Space Heating_Natural Gas_Furnace_E9 | F2 | Industrial | Electronics Manufacturing | New | Space Heating | Natural Gas | Furnace | E9 | RVT - Cost of Operation | 0 | 0 | 0 | 0 | 0 | 0 | 0 | 0 | 0 | 0 | 0 | 0 | 0 | 0 | 0 | 0 | 0 | 0 | 0 | 0 | 0 | 0 | 0 | 0 | 0 | 0 | 0 | 0 | 0 | 0 | 0 | 0 | 0
F2_Industrial_Electronics Manufacturing_New_Space Heating_Natural Gas_Furnace_E10 | F2 | Industrial | Electronics Manufacturing | New | Space Heating | Natural Gas | Furnace | E10 | RVT - Cost of Operation | 0 | 0 | 0 | 0 | 0 | 0 | 0 | 0 | 0 | 0 | 0 | 0 | 0 | 0 | 0 | 0 | 0 | 0 | 0 | 0 | 0 | 0 | 0 | 0 | 0 | 0 | 0 | 0 | 0 | 0 | 0 | 0 | 0
F3_Industrial_Electronics Manufacturing_New_Space Heating_Natural Gas_Furnace_E1 | F3 | Industrial | Electronics Manufacturing | New | Space Heating | Natural Gas | Furnace | E1 | System - kBTUs of Consumption | 0 | 0 | 0 | 0 | 0 | 0 | 0 | 0 | 0 | 0 | 0 | 0 | 0 | 0 | 0 | 0 | 0 | 0 | 0 | 0 | 0 | 0 | 0 | 0 | 0 | 0 | 0 | 0 | 0 | 0 | 0 | 0 | 0
F3_Industrial_Electronics Manufacturing_New_Space Heating_Natural Gas_Furnace_E2 | F3 | Industrial | Electronics Manufacturing | New | Space Heating | Natural Gas | Furnace | E2 | System - kBTUs of Consumption | 0 | 0 | 0 | 0 | 0 | 0 | 0 | 0 | 0 | 0 | 0 | 0 | 0 | 0 | 0 | 0 | 0 | 0 | 0 | 0 | 0 | 0 | 0 | 0 | 0 | 0 | 0 | 0 | 0 | 0 | 0 | 0 | 0
F3_Industrial_Electronics Manufacturing_New_Space Heating_Natural Gas_Furnace_E3 | F3 | Industrial | Electronics Manufacturing | New | Space Heating | Natural Gas | Furnace | E3 | System - kBTUs of Consumption | 0 | 0 | 0 | 0 | 0 | 0 | 0 | 0 | 0 | 0 | 0 | 0 | 0 | 0 | 0 | 0 | 0 | 0 | 0 | 0 | 0 | 0 | 0 | 0 | 0 | 0 | 0 | 0 | 0 | 0 | 0 | 0 | 0
F3_Industrial_Electronics Manufacturing_New_Space Heating_Natural Gas_Furnace_E4 | F3 | Industrial | Electronics Manufacturing | New | Space Heating | Natural Gas | Furnace | E4 | System - kBTUs of Consumption | 0 | 0 | 0 | 0 | 0 | 0 | 0 | 0 | 0 | 0 | 0 | 0 | 0 | 0 | 0 | 0 | 0 | 0 | 0 | 0 | 0 | 0 | 0 | 0 | 0 | 0 | 0 | 0 | 0 | 0 | 0 | 0 | 0
F3_Industrial_Electronics Manufacturing_New_Space Heating_Natural Gas_Furnace_E5 | F3 | Industrial | Electronics Manufacturing | New | Space Heating | Natural Gas | Furnace | E5 | System - kBTUs of Consumption | 0 | 0 | 0 | 0 | 0 | 0 | 0 | 0 | 0 | 0 | 0 | 0 | 0 | 0 | 0 | 0 | 0 | 0 | 0 | 0 | 0 | 0 | 0 | 0 | 0 | 0 | 0 | 0 | 0 | 0 | 0 | 0 | 0
F3_Industrial_Electronics Manufacturing_New_Space Heating_Natural Gas_Furnace_E6 | F3 | Industrial | Electronics Manufacturing | New | Space Heating | Natural Gas | Furnace | E6 | System - kBTUs of Consumption | 0 | 0 | 0 | 0 | 0 | 0 | 0 | 0 | 0 | 0 | 0 | 0 | 0 | 0 | 0 | 0 | 0 | 0 | 0 | 0 | 0 | 0 | 0 | 0 | 0 | 0 | 0 | 0 | 0 | 0 | 0 | 0 | 0
F3_Industrial_Electronics Manufacturing_New_Space Heating_Natural Gas_Furnace_E7 | F3 | Industrial | Electronics Manufacturing | New | Space Heating | Natural Gas | Furnace | E7 | System - kBTUs of Consumption | 0 | 0 | 0 | 0 | 0 | 0 | 0 | 0 | 0 | 0 | 0 | 0 | 0 | 0 | 0 | 0 | 0 | 0 | 0 | 0 | 0 | 0 | 0 | 0 | 0 | 0 | 0 | 0 | 0 | 0 | 0 | 0 | 0
F3_Industrial_Electronics Manufacturing_New_Space Heating_Natural Gas_Furnace_E8 | F3 | Industrial | Electronics Manufacturing | New | Space Heating | Natural Gas | Furnace | E8 | System - kBTUs of Consumption | 0 | 0 | 0 | 0 | 0 | 0 | 0 | 0 | 0 | 0 | 0 | 0 | 0 | 0 | 0 | 0 | 0 | 0 | 0 | 0 | 0 | 0 | 0 | 0 | 0 | 0 | 0 | 0 | 0 | 0 | 0 | 0 | 0
F3_Industrial_Electronics Manufacturing_New_Space Heating_Natural Gas_Furnace_E9 | F3 | Industrial | Electronics Manufacturing | New | Space Heating | Natural Gas | Furnace | E9 | System - kBTUs of Consumption | 0 | 0 | 0 | 0 | 0 | 0 | 0 | 0 | 0 | 0 | 0 | 0 | 0 | 0 | 0 | 0 | 0 | 0 | 0 | 0 | 0 | 0 | 0 | 0 | 0 | 0 | 0 | 0 | 0 | 0 | 0 | 0 | 0
F3_Industrial_Electronics Manufacturing_New_Space Heating_Natural Gas_Furnace_E10 | F3 | Industrial | Electronics Manufacturing | New | Space Heating | Natural Gas | Furnace | E10 | System - kBTUs of Consumption | 0 | 0 | 0 | 0 | 0 | 0 | 0 | 0 | 0 | 0 | 0 | 0 | 0 | 0 | 0 | 0 | 0 | 0 | 0 | 0 | 0 | 0 | 0 | 0 | 0 | 0 | 0 | 0 | 0 | 0 | 0 | 0 | 0
F4_Industrial_Electronics Manufacturing_New_Space Heating_Natural Gas_Furnace_E1 | F4 | Industrial | Electronics Manufacturing | New | Space Heating | Natural Gas | Furnace | E1 | Utility - Cost of Equipment | 0 | 0 | 0 | 0 | 0 | 0 | 0 | 0 | 0 | 0 | 0 | 0 | 0 | 0 | 0 | 0 | 0 | 0 | 0 | 0 | 0 | 0 | 0 | 0 | 0 | 0 | 0 | 0 | 0 | 0 | 0 | 0 | 0
F4_Industrial_Electronics Manufacturing_New_Space Heating_Natural Gas_Furnace_E2 | F4 | Industrial | Electronics Manufacturing | New | Space Heating | Natural Gas | Furnace | E2 | Utility - Cost of Equipment | 0 | 0 | 0 | 0 | 0 | 0 | 0 | 0 | 0 | 0 | 0 | 0 | 0 | 0 | 0 | 0 | 0 | 0 | 0 | 0 | 0 | 0 | 0 | 0 | 0 | 0 | 0 | 0 | 0 | 0 | 0 | 0 | 0
F4_Industrial_Electronics Manufacturing_New_Space Heating_Natural Gas_Furnace_E3 | F4 | Industrial | Electronics Manufacturing | New | Space Heating | Natural Gas | Furnace | E3 | Utility - Cost of Equipment | 0 | 0 | 0 | 0 | 0 | 0 | 0 | 0 | 0 | 0 | 0 | 0 | 0 | 0 | 0 | 0 | 0 | 0 | 0 | 0 | 0 | 0 | 0 | 0 | 0 | 0 | 0 | 0 | 0 | 0 | 0 | 0 | 0
F4_Industrial_Electronics Manufacturing_New_Space Heating_Natural Gas_Furnace_E4 | F4 | Industrial | Electronics Manufacturing | New | Space Heating | Natural Gas | Furnace | E4 | Utility - Cost of Equipment | 0 | 0 | 0 | 0 | 0 | 0 | 0 | 0 | 0 | 0 | 0 | 0 | 0 | 0 | 0 | 0 | 0 | 0 | 0 | 0 | 0 | 0 | 0 | 0 | 0 | 0 | 0 | 0 | 0 | 0 | 0 | 0 | 0
F4_Industrial_Electronics Manufacturing_New_Space Heating_Natural Gas_Furnace_E5 | F4 | Industrial | Electronics Manufacturing | New | Space Heating | Natural Gas | Furnace | E5 | Utility - Cost of Equipment | 0 | 0 | 0 | 0 | 0 | 0 | 0 | 0 | 0 | 0 | 0 | 0 | 0 | 0 | 0 | 0 | 0 | 0 | 0 | 0 | 0 | 0 | 0 | 0 | 0 | 0 | 0 | 0 | 0 | 0 | 0 | 0 | 0
F4_Industrial_Electronics Manufacturing_New_Space Heating_Natural Gas_Furnace_E6 | F4 | Industrial | Electronics Manufacturing | New | Space Heating | Natural Gas | Furnace | E6 | Utility - Cost of Equipment | 0 | 0 | 0 | 0 | 0 | 0 | 0 | 0 | 0 | 0 | 0 | 0 | 0 | 0 | 0 | 0 | 0 | 0 | 0 | 0 | 0 | 0 | 0 | 0 | 0 | 0 | 0 | 0 | 0 | 0 | 0 | 0 | 0
F4_Industrial_Electronics Manufacturing_New_Space Heating_Natural Gas_Furnace_E7 | F4 | Industrial | Electronics Manufacturing | New | Space Heating | Natural Gas | Furnace | E7 | Utility - Cost of Equipment | 0 | 0 | 0 | 0 | 0 | 0 | 0 | 0 | 0 | 0 | 0 | 0 | 0 | 0 | 0 | 0 | 0 | 0 | 0 | 0 | 0 | 0 | 0 | 0 | 0 | 0 | 0 | 0 | 0 | 0 | 0 | 0 | 0
F4_Industrial_Electronics Manufacturing_New_Space Heating_Natural Gas_Furnace_E8 | F4 | Industrial | Electronics Manufacturing | New | Space Heating | Natural Gas | Furnace | E8 | Utility - Cost of Equipment | 0 | 0 | 0 | 0 | 0 | 0 | 0 | 0 | 0 | 0 | 0 | 0 | 0 | 0 | 0 | 0 | 0 | 0 | 0 | 0 | 0 | 0 | 0 | 0 | 0 | 0 | 0 | 0 | 0 | 0 | 0 | 0 | 0
F4_Industrial_Electronics Manufacturing_New_Space Heating_Natural Gas_Furnace_E9 | F4 | Industrial | Electronics Manufacturing | New | Space Heating | Natural Gas | Furnace | E9 | Utility - Cost of Equipment | 0 | 0 | 0 | 0 | 0 | 0 | 0 | 0 | 0 | 0 | 0 | 0 | 0 | 0 | 0 | 0 | 0 | 0 | 0 | 0 | 0 | 0 | 0 | 0 | 0 | 0 | 0 | 0 | 0 | 0 | 0 | 0 | 0
F4_Industrial_Electronics Manufacturing_New_Space Heating_Natural Gas_Furnace_E10 | F4 | Industrial | Electronics Manufacturing | New | Space Heating | Natural Gas | Furnace | E10 | Utility - Cost of Equipment | 0 | 0 | 0 | 0 | 0 | 0 | 0 | 0 | 0 | 0 | 0 | 0 | 0 | 0 | 0 | 0 | 0 | 0 | 0 | 0 | 0 | 0 | 0 | 0 | 0 | 0 | 0 | 0 | 0 | 0 | 0 | 0 | 0
F5_Industrial_Electronics Manufacturing_New_Space Heating_Natural Gas_Furnace_E1 | F5 | Industrial | Electronics Manufacturing | New | Space Heating | Natural Gas | Furnace | E1 | Utility - Cost of Operation | 0 | 0 | 0 | 0 | 0 | 0 | 0 | 0 | 0 | 0 | 0 | 0 | 0 | 0 | 0 | 0 | 0 | 0 | 0 | 0 | 0 | 0 | 0 | 0 | 0 | 0 | 0 | 0 | 0 | 0 | 0 | 0 | 0
F5_Industrial_Electronics Manufacturing_New_Space Heating_Natural Gas_Furnace_E2 | F5 | Industrial | Electronics Manufacturing | New | Space Heating | Natural Gas | Furnace | E2 | Utility - Cost of Operation | 0 | 0 | 0 | 0 | 0 | 0 | 0 | 0 | 0 | 0 | 0 | 0 | 0 | 0 | 0 | 0 | 0 | 0 | 0 | 0 | 0 | 0 | 0 | 0 | 0 | 0 | 0 | 0 | 0 | 0 | 0 | 0 | 0
F5_Industrial_Electronics Manufacturing_New_Space Heating_Natural Gas_Furnace_E3 | F5 | Industrial | Electronics Manufacturing | New | Space Heating | Natural Gas | Furnace | E3 | Utility - Cost of Operation | 0 | 0 | 0 | 0 | 0 | 0 | 0 | 0 | 0 | 0 | 0 | 0 | 0 | 0 | 0 | 0 | 0 | 0 | 0 | 0 | 0 | 0 | 0 | 0 | 0 | 0 | 0 | 0 | 0 | 0 | 0 | 0 | 0
F5_Industrial_Electronics Manufacturing_New_Space Heating_Natural Gas_Furnace_E4 | F5 | Industrial | Electronics Manufacturing | New | Space Heating | Natural Gas | Furnace | E4 | Utility - Cost of Operation | 0 | 0 | 0 | 0 | 0 | 0 | 0 | 0 | 0 | 0 | 0 | 0 | 0 | 0 | 0 | 0 | 0 | 0 | 0 | 0 | 0 | 0 | 0 | 0 | 0 | 0 | 0 | 0 | 0 | 0 | 0 | 0 | 0
F5_Industrial_Electronics Manufacturing_New_Space Heating_Natural Gas_Furnace_E5 | F5 | Industrial | Electronics Manufacturing | New | Space Heating | Natural Gas | Furnace | E5 | Utility - Cost of Operation | 0 | 0 | 0 | 0 | 0 | 0 | 0 | 0 | 0 | 0 | 0 | 0 | 0 | 0 | 0 | 0 | 0 | 0 | 0 | 0 | 0 | 0 | 0 | 0 | 0 | 0 | 0 | 0 | 0 | 0 | 0 | 0 | 0
F5_Industrial_Electronics Manufacturing_New_Space Heating_Natural Gas_Furnace_E6 | F5 | Industrial | Electronics Manufacturing | New | Space Heating | Natural Gas | Furnace | E6 | Utility - Cost of Operation | 0 | 0 | 0 | 0 | 0 | 0 | 0 | 0 | 0 | 0 | 0 | 0 | 0 | 0 | 0 | 0 | 0 | 0 | 0 | 0 | 0 | 0 | 0 | 0 | 0 | 0 | 0 | 0 | 0 | 0 | 0 | 0 | 0
F5_Industrial_Electronics Manufacturing_New_Space Heating_Natural Gas_Furnace_E7 | F5 | Industrial | Electronics Manufacturing | New | Space Heating | Natural Gas | Furnace | E7 | Utility - Cost of Operation | 0 | 0 | 0 | 0 | 0 | 0 | 0 | 0 | 0 | 0 | 0 | 0 | 0 | 0 | 0 | 0 | 0 | 0 | 0 | 0 | 0 | 0 | 0 | 0 | 0 | 0 | 0 | 0 | 0 | 0 | 0 | 0 | 0
F5_Industrial_Electronics Manufacturing_New_Space Heating_Natural Gas_Furnace_E8 | F5 | Industrial | Electronics Manufacturing | New | Space Heating | Natural Gas | Furnace | E8 | Utility - Cost of Operation | 0 | 0 | 0 | 0 | 0 | 0 | 0 | 0 | 0 | 0 | 0 | 0 | 0 | 0 | 0 | 0 | 0 | 0 | 0 | 0 | 0 | 0 | 0 | 0 | 0 | 0 | 0 | 0 | 0 | 0 | 0 | 0 | 0
F5_Industrial_Electronics Manufacturing_New_Space Heating_Natural Gas_Furnace_E9 | F5 | Industrial | Electronics Manufacturing | New | Space Heating | Natural Gas | Furnace | E9 | Utility - Cost of Operation | 0 | 0 | 0 | 0 | 0 | 0 | 0 | 0 | 0 | 0 | 0 | 0 | 0 | 0 | 0 | 0 | 0 | 0 | 0 | 0 | 0 | 0 | 0 | 0 | 0 | 0 | 0 | 0 | 0 | 0 | 0 | 0 | 0
F5_Industrial_Electronics Manufacturing_New_Space Heating_Natural Gas_Furnace_E10 | F5 | Industrial | Electronics Manufacturing | New | Space Heating | Natural Gas | Furnace | E10 | Utility - Cost of Operation | 0 | 0 | 0 | 0 | 0 | 0 | 0 | 0 | 0 | 0 | 0 | 0 | 0 | 0 | 0 | 0 | 0 | 0 | 0 | 0 | 0 | 0 | 0 | 0 | 0 | 0 | 0 | 0 | 0 | 0 | 0 | 0 | 0
F6_Industrial_Electronics Manufacturing_New_Space Heating_Natural Gas_Furnace_E1 | F6 | Industrial | Electronics Manufacturing | New | Space Heating | Natural Gas | Furnace | E1 | Utility - Value of Sales | 0 | 0 | 0 | 0 | 0 | 0 | 0 | 0 | 0 | 0 | 0 | 0 | 0 | 0 | 0 | 0 | 0 | 0 | 0 | 0 | 0 | 0 | 0 | 0 | 0 | 0 | 0 | 0 | 0 | 0 | 0 | 0 | 0
F6_Industrial_Electronics Manufacturing_New_Space Heating_Natural Gas_Furnace_E2 | F6 | Industrial | Electronics Manufacturing | New | Space Heating | Natural Gas | Furnace | E2 | Utility - Value of Sales | 0 | 0 | 0 | 0 | 0 | 0 | 0 | 0 | 0 | 0 | 0 | 0 | 0 | 0 | 0 | 0 | 0 | 0 | 0 | 0 | 0 | 0 | 0 | 0 | 0 | 0 | 0 | 0 | 0 | 0 | 0 | 0 | 0
F6_Industrial_Electronics Manufacturing_New_Space Heating_Natural Gas_Furnace_E3 | F6 | Industrial | Electronics Manufacturing | New | Space Heating | Natural Gas | Furnace | E3 | Utility - Value of Sales | 0 | 0 | 0 | 0 | 0 | 0 | 0 | 0 | 0 | 0 | 0 | 0 | 0 | 0 | 0 | 0 | 0 | 0 | 0 | 0 | 0 | 0 | 0 | 0 | 0 | 0 | 0 | 0 | 0 | 0 | 0 | 0 | 0
F6_Industrial_Electronics Manufacturing_New_Space Heating_Natural Gas_Furnace_E4 | F6 | Industrial | Electronics Manufacturing | New | Space Heating | Natural Gas | Furnace | E4 | Utility - Value of Sales | 0 | 0 | 0 | 0 | 0 | 0 | 0 | 0 | 0 | 0 | 0 | 0 | 0 | 0 | 0 | 0 | 0 | 0 | 0 | 0 | 0 | 0 | 0 | 0 | 0 | 0 | 0 | 0 | 0 | 0 | 0 | 0 | 0
F6_Industrial_Electronics Manufacturing_New_Space Heating_Natural Gas_Furnace_E5 | F6 | Industrial | Electronics Manufacturing | New | Space Heating | Natural Gas | Furnace | E5 | Utility - Value of Sales | 0 | 0 | 0 | 0 | 0 | 0 | 0 | 0 | 0 | 0 | 0 | 0 | 0 | 0 | 0 | 0 | 0 | 0 | 0 | 0 | 0 | 0 | 0 | 0 | 0 | 0 | 0 | 0 | 0 | 0 | 0 | 0 | 0
F6_Industrial_Electronics Manufacturing_New_Space Heating_Natural Gas_Furnace_E6 | F6 | Industrial | Electronics Manufacturing | New | Space Heating | Natural Gas | Furnace | E6 | Utility - Value of Sales | 0 | 0 | 0 | 0 | 0 | 0 | 0 | 0 | 0 | 0 | 0 | 0 | 0 | 0 | 0 | 0 | 0 | 0 | 0 | 0 | 0 | 0 | 0 | 0 | 0 | 0 | 0 | 0 | 0 | 0 | 0 | 0 | 0
F6_Industrial_Electronics Manufacturing_New_Space Heating_Natural Gas_Furnace_E7 | F6 | Industrial | Electronics Manufacturing | New | Space Heating | Natural Gas | Furnace | E7 | Utility - Value of Sales | 0 | 0 | 0 | 0 | 0 | 0 | 0 | 0 | 0 | 0 | 0 | 0 | 0 | 0 | 0 | 0 | 0 | 0 | 0 | 0 | 0 | 0 | 0 | 0 | 0 | 0 | 0 | 0 | 0 | 0 | 0 | 0 | 0
F6_Industrial_Electronics Manufacturing_New_Space Heating_Natural Gas_Furnace_E8 | F6 | Industrial | Electronics Manufacturing | New | Space Heating | Natural Gas | Furnace | E8 | Utility - Value of Sales | 0 | 0 | 0 | 0 | 0 | 0 | 0 | 0 | 0 | 0 | 0 | 0 | 0 | 0 | 0 | 0 | 0 | 0 | 0 | 0 | 0 | 0 | 0 | 0 | 0 | 0 | 0 | 0 | 0 | 0 | 0 | 0 | 0
F6_Industrial_Electronics Manufacturing_New_Space Heating_Natural Gas_Furnace_E9 | F6 | Industrial | Electronics Manufacturing | New | Space Heating | Natural Gas | Furnace | E9 | Utility - Value of Sales | 0 | 0 | 0 | 0 | 0 | 0 | 0 | 0 | 0 | 0 | 0 | 0 | 0 | 0 | 0 | 0 | 0 | 0 | 0 | 0 | 0 | 0 | 0 | 0 | 0 | 0 | 0 | 0 | 0 | 0 | 0 | 0 | 0
F6_Industrial_Electronics Manufacturing_New_Space Heating_Natural Gas_Furnace_E10 | F6 | Industrial | Electronics Manufacturing | New | Space Heating | Natural Gas | Furnace | E10 | Utility - Value of Sales | 0 | 0 | 0 | 0 | 0 | 0 | 0 | 0 | 0 | 0 | 0 | 0 | 0 | 0 | 0 | 0 | 0 | 0 | 0 | 0 | 0 | 0 | 0 | 0 | 0 | 0 | 0 | 0 | 0 | 0 | 0 | 0 | 0
F1_Industrial_Electronics Manufacturing_New_Space Heating_Natural Gas_Boiler_E1 | F1 | Industrial | Electronics Manufacturing | New | Space Heating | Natural Gas | Boiler | E1 | RVT - Cost of Equipment | 0 | 0 | 0 | 0 | 0 | 0 | 0 | 0 | 0 | 0 | 0 | 0 | 0 | 0 | 0 | 0 | 0 | 0 | 0 | 0 | 0 | 0 | 0 | 0 | 0 | 0 | 0 | 0 | 0 | 0 | 0 | 0 | 0
F1_Industrial_Electronics Manufacturing_New_Space Heating_Natural Gas_Boiler_E2 | F1 | Industrial | Electronics Manufacturing | New | Space Heating | Natural Gas | Boiler | E2 | RVT - Cost of Equipment | 0 | 0 | 0 | 0 | 0 | 0 | 0 | 0 | 0 | 0 | 0 | 0 | 0 | 0 | 0 | 0 | 0 | 0 | 0 | 0 | 0 | 0 | 0 | 0 | 0 | 0 | 0 | 0 | 0 | 0 | 0 | 0 | 0
F1_Industrial_Electronics Manufacturing_New_Space Heating_Natural Gas_Boiler_E3 | F1 | Industrial | Electronics Manufacturing | New | Space Heating | Natural Gas | Boiler | E3 | RVT - Cost of Equipment | 0 | 0 | 0 | 0 | 0 | 0 | 0 | 0 | 0 | 0 | 0 | 0 | 0 | 0 | 0 | 0 | 0 | 0 | 0 | 0 | 0 | 0 | 0 | 0 | 0 | 0 | 0 | 0 | 0 | 0 | 0 | 0 | 0
F1_Industrial_Electronics Manufacturing_New_Space Heating_Natural Gas_Boiler_E4 | F1 | Industrial | Electronics Manufacturing | New | Space Heating | Natural Gas | Boiler | E4 | RVT - Cost of Equipment | 0 | 0 | 0 | 0 | 0 | 0 | 0 | 0 | 0 | 0 | 0 | 0 | 0 | 0 | 0 | 0 | 0 | 0 | 0 | 0 | 0 | 0 | 0 | 0 | 0 | 0 | 0 | 0 | 0 | 0 | 0 | 0 | 0
F1_Industrial_Electronics Manufacturing_New_Space Heating_Natural Gas_Boiler_E5 | F1 | Industrial | Electronics Manufacturing | New | Space Heating | Natural Gas | Boiler | E5 | RVT - Cost of Equipment | 0 | 0 | 0 | 0 | 0 | 0 | 0 | 0 | 0 | 0 | 0 | 0 | 0 | 0 | 0 | 0 | 0 | 0 | 0 | 0 | 0 | 0 | 0 | 0 | 0 | 0 | 0 | 0 | 0 | 0 | 0 | 0 | 0
F1_Industrial_Electronics Manufacturing_New_Space Heating_Natural Gas_Boiler_E6 | F1 | Industrial | Electronics Manufacturing | New | Space Heating | Natural Gas | Boiler | E6 | RVT - Cost of Equipment | 0 | 0 | 0 | 0 | 0 | 0 | 0 | 0 | 0 | 0 | 0 | 0 | 0 | 0 | 0 | 0 | 0 | 0 | 0 | 0 | 0 | 0 | 0 | 0 | 0 | 0 | 0 | 0 | 0 | 0 | 0 | 0 | 0
F1_Industrial_Electronics Manufacturing_New_Space Heating_Natural Gas_Boiler_E7 | F1 | Industrial | Electronics Manufacturing | New | Space Heating | Natural Gas | Boiler | E7 | RVT - Cost of Equipment | 0 | 0 | 0 | 0 | 0 | 0 | 0 | 0 | 0 | 0 | 0 | 0 | 0 | 0 | 0 | 0 | 0 | 0 | 0 | 0 | 0 | 0 | 0 | 0 | 0 | 0 | 0 | 0 | 0 | 0 | 0 | 0 | 0
F1_Industrial_Electronics Manufacturing_New_Space Heating_Natural Gas_Boiler_E8 | F1 | Industrial | Electronics Manufacturing | New | Space Heating | Natural Gas | Boiler | E8 | RVT - Cost of Equipment | 0 | 0 | 0 | 0 | 0 | 0 | 0 | 0 | 0 | 0 | 0 | 0 | 0 | 0 | 0 | 0 | 0 | 0 | 0 | 0 | 0 | 0 | 0 | 0 | 0 | 0 | 0 | 0 | 0 | 0 | 0 | 0 | 0
F1_Industrial_Electronics Manufacturing_New_Space Heating_Natural Gas_Boiler_E9 | F1 | Industrial | Electronics Manufacturing | New | Space Heating | Natural Gas | Boiler | E9 | RVT - Cost of Equipment | 0 | 0 | 0 | 0 | 0 | 0 | 0 | 0 | 0 | 0 | 0 | 0 | 0 | 0 | 0 | 0 | 0 | 0 | 0 | 0 | 0 | 0 | 0 | 0 | 0 | 0 | 0 | 0 | 0 | 0 | 0 | 0 | 0
F1_Industrial_Electronics Manufacturing_New_Space Heating_Natural Gas_Boiler_E10 | F1 | Industrial | Electronics Manufacturing | New | Space Heating | Natural Gas | Boiler | E10 | RVT - Cost of Equipment | 0 | 0 | 0 | 0 | 0 | 0 | 0 | 0 | 0 | 0 | 0 | 0 | 0 | 0 | 0 | 0 | 0 | 0 | 0 | 0 | 0 | 0 | 0 | 0 | 0 | 0 | 0 | 0 | 0 | 0 | 0 | 0 | 0
F2_Industrial_Electronics Manufacturing_New_Space Heating_Natural Gas_Boiler_E1 | F2 | Industrial | Electronics Manufacturing | New | Space Heating | Natural Gas | Boiler | E1 | RVT - Cost of Operation | 0 | 0 | 0 | 0 | 0 | 0 | 0 | 0 | 0 | 0 | 0 | 0 | 0 | 0 | 0 | 0 | 0 | 0 | 0 | 0 | 0 | 0 | 0 | 0 | 0 | 0 | 0 | 0 | 0 | 0 | 0 | 0 | 0
F2_Industrial_Electronics Manufacturing_New_Space Heating_Natural Gas_Boiler_E2 | F2 | Industrial | Electronics Manufacturing | New | Space Heating | Natural Gas | Boiler | E2 | RVT - Cost of Operation | 0 | 0 | 0 | 0 | 0 | 0 | 0 | 0 | 0 | 0 | 0 | 0 | 0 | 0 | 0 | 0 | 0 | 0 | 0 | 0 | 0 | 0 | 0 | 0 | 0 | 0 | 0 | 0 | 0 | 0 | 0 | 0 | 0
F2_Industrial_Electronics Manufacturing_New_Space Heating_Natural Gas_Boiler_E3 | F2 | Industrial | Electronics Manufacturing | New | Space Heating | Natural Gas | Boiler | E3 | RVT - Cost of Operation | 0 | 0 | 0 | 0 | 0 | 0 | 0 | 0 | 0 | 0 | 0 | 0 | 0 | 0 | 0 | 0 | 0 | 0 | 0 | 0 | 0 | 0 | 0 | 0 | 0 | 0 | 0 | 0 | 0 | 0 | 0 | 0 | 0
F2_Industrial_Electronics Manufacturing_New_Space Heating_Natural Gas_Boiler_E4 | F2 | Industrial | Electronics Manufacturing | New | Space Heating | Natural Gas | Boiler | E4 | RVT - Cost of Operation | 0 | 0 | 0 | 0 | 0 | 0 | 0 | 0 | 0 | 0 | 0 | 0 | 0 | 0 | 0 | 0 | 0 | 0 | 0 | 0 | 0 | 0 | 0 | 0 | 0 | 0 | 0 | 0 | 0 | 0 | 0 | 0 | 0
F2_Industrial_Electronics Manufacturing_New_Space Heating_Natural Gas_Boiler_E5 | F2 | Industrial | Electronics Manufacturing | New | Space Heating | Natural Gas | Boiler | E5 | RVT - Cost of Operation | 0 | 0 | 0 | 0 | 0 | 0 | 0 | 0 | 0 | 0 | 0 | 0 | 0 | 0 | 0 | 0 | 0 | 0 | 0 | 0 | 0 | 0 | 0 | 0 | 0 | 0 | 0 | 0 | 0 | 0 | 0 | 0 | 0
F2_Industrial_Electronics Manufacturing_New_Space Heating_Natural Gas_Boiler_E6 | F2 | Industrial | Electronics Manufacturing | New | Space Heating | Natural Gas | Boiler | E6 | RVT - Cost of Operation | 0 | 0 | 0 | 0 | 0 | 0 | 0 | 0 | 0 | 0 | 0 | 0 | 0 | 0 | 0 | 0 | 0 | 0 | 0 | 0 | 0 | 0 | 0 | 0 | 0 | 0 | 0 | 0 | 0 | 0 | 0 | 0 | 0
F2_Industrial_Electronics Manufacturing_New_Space Heating_Natural Gas_Boiler_E7 | F2 | Industrial | Electronics Manufacturing | New | Space Heating | Natural Gas | Boiler | E7 | RVT - Cost of Operation | 0 | 0 | 0 | 0 | 0 | 0 | 0 | 0 | 0 | 0 | 0 | 0 | 0 | 0 | 0 | 0 | 0 | 0 | 0 | 0 | 0 | 0 | 0 | 0 | 0 | 0 | 0 | 0 | 0 | 0 | 0 | 0 | 0
F2_Industrial_Electronics Manufacturing_New_Space Heating_Natural Gas_Boiler_E8 | F2 | Industrial | Electronics Manufacturing | New | Space Heating | Natural Gas | Boiler | E8 | RVT - Cost of Operation | 0 | 0 | 0 | 0 | 0 | 0 | 0 | 0 | 0 | 0 | 0 | 0 | 0 | 0 | 0 | 0 | 0 | 0 | 0 | 0 | 0 | 0 | 0 | 0 | 0 | 0 | 0 | 0 | 0 | 0 | 0 | 0 | 0
F2_Industrial_Electronics Manufacturing_New_Space Heating_Natural Gas_Boiler_E9 | F2 | Industrial | Electronics Manufacturing | New | Space Heating | Natural Gas | Boiler | E9 | RVT - Cost of Operation | 0 | 0 | 0 | 0 | 0 | 0 | 0 | 0 | 0 | 0 | 0 | 0 | 0 | 0 | 0 | 0 | 0 | 0 | 0 | 0 | 0 | 0 | 0 | 0 | 0 | 0 | 0 | 0 | 0 | 0 | 0 | 0 | 0
F2_Industrial_Electronics Manufacturing_New_Space Heating_Natural Gas_Boiler_E10 | F2 | Industrial | Electronics Manufacturing | New | Space Heating | Natural Gas | Boiler | E10 | RVT - Cost of Operation | 0 | 0 | 0 | 0 | 0 | 0 | 0 | 0 | 0 | 0 | 0 | 0 | 0 | 0 | 0 | 0 | 0 | 0 | 0 | 0 | 0 | 0 | 0 | 0 | 0 | 0 | 0 | 0 | 0 | 0 | 0 | 0 | 0
F3_Industrial_Electronics Manufacturing_New_Space Heating_Natural Gas_Boiler_E1 | F3 | Industrial | Electronics Manufacturing | New | Space Heating | Natural Gas | Boiler | E1 | System - kBTUs of Consumption | 0 | 0 | 0 | 0 | 0 | 0 | 0 | 0 | 0 | 0 | 0 | 0 | 0 | 0 | 0 | 0 | 0 | 0 | 0 | 0 | 0 | 0 | 0 | 0 | 0 | 0 | 0 | 0 | 0 | 0 | 0 | 0 | 0
F3_Industrial_Electronics Manufacturing_New_Space Heating_Natural Gas_Boiler_E2 | F3 | Industrial | Electronics Manufacturing | New | Space Heating | Natural Gas | Boiler | E2 | System - kBTUs of Consumption | 0 | 0 | 0 | 0 | 0 | 0 | 0 | 0 | 0 | 0 | 0 | 0 | 0 | 0 | 0 | 0 | 0 | 0 | 0 | 0 | 0 | 0 | 0 | 0 | 0 | 0 | 0 | 0 | 0 | 0 | 0 | 0 | 0
F3_Industrial_Electronics Manufacturing_New_Space Heating_Natural Gas_Boiler_E3 | F3 | Industrial | Electronics Manufacturing | New | Space Heating | Natural Gas | Boiler | E3 | System - kBTUs of Consumption | 0 | 0 | 0 | 0 | 0 | 0 | 0 | 0 | 0 | 0 | 0 | 0 | 0 | 0 | 0 | 0 | 0 | 0 | 0 | 0 | 0 | 0 | 0 | 0 | 0 | 0 | 0 | 0 | 0 | 0 | 0 | 0 | 0
F3_Industrial_Electronics Manufacturing_New_Space Heating_Natural Gas_Boiler_E4 | F3 | Industrial | Electronics Manufacturing | New | Space Heating | Natural Gas | Boiler | E4 | System - kBTUs of Consumption | 0 | 0 | 0 | 0 | 0 | 0 | 0 | 0 | 0 | 0 | 0 | 0 | 0 | 0 | 0 | 0 | 0 | 0 | 0 | 0 | 0 | 0 | 0 | 0 | 0 | 0 | 0 | 0 | 0 | 0 | 0 | 0 | 0
F3_Industrial_Electronics Manufacturing_New_Space Heating_Natural Gas_Boiler_E5 | F3 | Industrial | Electronics Manufacturing | New | Space Heating | Natural Gas | Boiler | E5 | System - kBTUs of Consumption | 0 | 0 | 0 | 0 | 0 | 0 | 0 | 0 | 0 | 0 | 0 | 0 | 0 | 0 | 0 | 0 | 0 | 0 | 0 | 0 | 0 | 0 | 0 | 0 | 0 | 0 | 0 | 0 | 0 | 0 | 0 | 0 | 0
F3_Industrial_Electronics Manufacturing_New_Space Heating_Natural Gas_Boiler_E6 | F3 | Industrial | Electronics Manufacturing | New | Space Heating | Natural Gas | Boiler | E6 | System - kBTUs of Consumption | 0 | 0 | 0 | 0 | 0 | 0 | 0 | 0 | 0 | 0 | 0 | 0 | 0 | 0 | 0 | 0 | 0 | 0 | 0 | 0 | 0 | 0 | 0 | 0 | 0 | 0 | 0 | 0 | 0 | 0 | 0 | 0 | 0
F3_Industrial_Electronics Manufacturing_New_Space Heating_Natural Gas_Boiler_E7 | F3 | Industrial | Electronics Manufacturing | New | Space Heating | Natural Gas | Boiler | E7 | System - kBTUs of Consumption | 0 | 0 | 0 | 0 | 0 | 0 | 0 | 0 | 0 | 0 | 0 | 0 | 0 | 0 | 0 | 0 | 0 | 0 | 0 | 0 | 0 | 0 | 0 | 0 | 0 | 0 | 0 | 0 | 0 | 0 | 0 | 0 | 0
F3_Industrial_Electronics Manufacturing_New_Space Heating_Natural Gas_Boiler_E8 | F3 | Industrial | Electronics Manufacturing | New | Space Heating | Natural Gas | Boiler | E8 | System - kBTUs of Consumption | 0 | 0 | 0 | 0 | 0 | 0 | 0 | 0 | 0 | 0 | 0 | 0 | 0 | 0 | 0 | 0 | 0 | 0 | 0 | 0 | 0 | 0 | 0 | 0 | 0 | 0 | 0 | 0 | 0 | 0 | 0 | 0 | 0
F3_Industrial_Electronics Manufacturing_New_Space Heating_Natural Gas_Boiler_E9 | F3 | Industrial | Electronics Manufacturing | New | Space Heating | Natural Gas | Boiler | E9 | System - kBTUs of Consumption | 0 | 0 | 0 | 0 | 0 | 0 | 0 | 0 | 0 | 0 | 0 | 0 | 0 | 0 | 0 | 0 | 0 | 0 | 0 | 0 | 0 | 0 | 0 | 0 | 0 | 0 | 0 | 0 | 0 | 0 | 0 | 0 | 0
F3_Industrial_Electronics Manufacturing_New_Space Heating_Natural Gas_Boiler_E10 | F3 | Industrial | Electronics Manufacturing | New | Space Heating | Natural Gas | Boiler | E10 | System - kBTUs of Consumption | 0 | 0 | 0 | 0 | 0 | 0 | 0 | 0 | 0 | 0 | 0 | 0 | 0 | 0 | 0 | 0 | 0 | 0 | 0 | 0 | 0 | 0 | 0 | 0 | 0 | 0 | 0 | 0 | 0 | 0 | 0 | 0 | 0
F4_Industrial_Electronics Manufacturing_New_Space Heating_Natural Gas_Boiler_E1 | F4 | Industrial | Electronics Manufacturing | New | Space Heating | Natural Gas | Boiler | E1 | Utility - Cost of Equipment | 0 | 0 | 0 | 0 | 0 | 0 | 0 | 0 | 0 | 0 | 0 | 0 | 0 | 0 | 0 | 0 | 0 | 0 | 0 | 0 | 0 | 0 | 0 | 0 | 0 | 0 | 0 | 0 | 0 | 0 | 0 | 0 | 0
F4_Industrial_Electronics Manufacturing_New_Space Heating_Natural Gas_Boiler_E2 | F4 | Industrial | Electronics Manufacturing | New | Space Heating | Natural Gas | Boiler | E2 | Utility - Cost of Equipment | 0 | 0 | 0 | 0 | 0 | 0 | 0 | 0 | 0 | 0 | 0 | 0 | 0 | 0 | 0 | 0 | 0 | 0 | 0 | 0 | 0 | 0 | 0 | 0 | 0 | 0 | 0 | 0 | 0 | 0 | 0 | 0 | 0
F4_Industrial_Electronics Manufacturing_New_Space Heating_Natural Gas_Boiler_E3 | F4 | Industrial | Electronics Manufacturing | New | Space Heating | Natural Gas | Boiler | E3 | Utility - Cost of Equipment | 0 | 0 | 0 | 0 | 0 | 0 | 0 | 0 | 0 | 0 | 0 | 0 | 0 | 0 | 0 | 0 | 0 | 0 | 0 | 0 | 0 | 0 | 0 | 0 | 0 | 0 | 0 | 0 | 0 | 0 | 0 | 0 | 0
F4_Industrial_Electronics Manufacturing_New_Space Heating_Natural Gas_Boiler_E4 | F4 | Industrial | Electronics Manufacturing | New | Space Heating | Natural Gas | Boiler | E4 | Utility - Cost of Equipment | 0 | 0 | 0 | 0 | 0 | 0 | 0 | 0 | 0 | 0 | 0 | 0 | 0 | 0 | 0 | 0 | 0 | 0 | 0 | 0 | 0 | 0 | 0 | 0 | 0 | 0 | 0 | 0 | 0 | 0 | 0 | 0 | 0
F4_Industrial_Electronics Manufacturing_New_Space Heating_Natural Gas_Boiler_E5 | F4 | Industrial | Electronics Manufacturing | New | Space Heating | Natural Gas | Boiler | E5 | Utility - Cost of Equipment | 0 | 0 | 0 | 0 | 0 | 0 | 0 | 0 | 0 | 0 | 0 | 0 | 0 | 0 | 0 | 0 | 0 | 0 | 0 | 0 | 0 | 0 | 0 | 0 | 0 | 0 | 0 | 0 | 0 | 0 | 0 | 0 | 0
F4_Industrial_Electronics Manufacturing_New_Space Heating_Natural Gas_Boiler_E6 | F4 | Industrial | Electronics Manufacturing | New | Space Heating | Natural Gas | Boiler | E6 | Utility - Cost of Equipment | 0 | 0 | 0 | 0 | 0 | 0 | 0 | 0 | 0 | 0 | 0 | 0 | 0 | 0 | 0 | 0 | 0 | 0 | 0 | 0 | 0 | 0 | 0 | 0 | 0 | 0 | 0 | 0 | 0 | 0 | 0 | 0 | 0
F4_Industrial_Electronics Manufacturing_New_Space Heating_Natural Gas_Boiler_E7 | F4 | Industrial | Electronics Manufacturing | New | Space Heating | Natural Gas | Boiler | E7 | Utility - Cost of Equipment | 0 | 0 | 0 | 0 | 0 | 0 | 0 | 0 | 0 | 0 | 0 | 0 | 0 | 0 | 0 | 0 | 0 | 0 | 0 | 0 | 0 | 0 | 0 | 0 | 0 | 0 | 0 | 0 | 0 | 0 | 0 | 0 | 0
F4_Industrial_Electronics Manufacturing_New_Space Heating_Natural Gas_Boiler_E8 | F4 | Industrial | Electronics Manufacturing | New | Space Heating | Natural Gas | Boiler | E8 | Utility - Cost of Equipment | 0 | 0 | 0 | 0 | 0 | 0 | 0 | 0 | 0 | 0 | 0 | 0 | 0 | 0 | 0 | 0 | 0 | 0 | 0 | 0 | 0 | 0 | 0 | 0 | 0 | 0 | 0 | 0 | 0 | 0 | 0 | 0 | 0
F4_Industrial_Electronics Manufacturing_New_Space Heating_Natural Gas_Boiler_E9 | F4 | Industrial | Electronics Manufacturing | New | Space Heating | Natural Gas | Boiler | E9 | Utility - Cost of Equipment | 0 | 0 | 0 | 0 | 0 | 0 | 0 | 0 | 0 | 0 | 0 | 0 | 0 | 0 | 0 | 0 | 0 | 0 | 0 | 0 | 0 | 0 | 0 | 0 | 0 | 0 | 0 | 0 | 0 | 0 | 0 | 0 | 0
F4_Industrial_Electronics Manufacturing_New_Space Heating_Natural Gas_Boiler_E10 | F4 | Industrial | Electronics Manufacturing | New | Space Heating | Natural Gas | Boiler | E10 | Utility - Cost of Equipment | 0 | 0 | 0 | 0 | 0 | 0 | 0 | 0 | 0 | 0 | 0 | 0 | 0 | 0 | 0 | 0 | 0 | 0 | 0 | 0 | 0 | 0 | 0 | 0 | 0 | 0 | 0 | 0 | 0 | 0 | 0 | 0 | 0
F5_Industrial_Electronics Manufacturing_New_Space Heating_Natural Gas_Boiler_E1 | F5 | Industrial | Electronics Manufacturing | New | Space Heating | Natural Gas | Boiler | E1 | Utility - Cost of Operation | 0 | 0 | 0 | 0 | 0 | 0 | 0 | 0 | 0 | 0 | 0 | 0 | 0 | 0 | 0 | 0 | 0 | 0 | 0 | 0 | 0 | 0 | 0 | 0 | 0 | 0 | 0 | 0 | 0 | 0 | 0 | 0 | 0
F5_Industrial_Electronics Manufacturing_New_Space Heating_Natural Gas_Boiler_E2 | F5 | Industrial | Electronics Manufacturing | New | Space Heating | Natural Gas | Boiler | E2 | Utility - Cost of Operation | 0 | 0 | 0 | 0 | 0 | 0 | 0 | 0 | 0 | 0 | 0 | 0 | 0 | 0 | 0 | 0 | 0 | 0 | 0 | 0 | 0 | 0 | 0 | 0 | 0 | 0 | 0 | 0 | 0 | 0 | 0 | 0 | 0
F5_Industrial_Electronics Manufacturing_New_Space Heating_Natural Gas_Boiler_E3 | F5 | Industrial | Electronics Manufacturing | New | Space Heating | Natural Gas | Boiler | E3 | Utility - Cost of Operation | 0 | 0 | 0 | 0 | 0 | 0 | 0 | 0 | 0 | 0 | 0 | 0 | 0 | 0 | 0 | 0 | 0 | 0 | 0 | 0 | 0 | 0 | 0 | 0 | 0 | 0 | 0 | 0 | 0 | 0 | 0 | 0 | 0
F5_Industrial_Electronics Manufacturing_New_Space Heating_Natural Gas_Boiler_E4 | F5 | Industrial | Electronics Manufacturing | New | Space Heating | Natural Gas | Boiler | E4 | Utility - Cost of Operation | 0 | 0 | 0 | 0 | 0 | 0 | 0 | 0 | 0 | 0 | 0 | 0 | 0 | 0 | 0 | 0 | 0 | 0 | 0 | 0 | 0 | 0 | 0 | 0 | 0 | 0 | 0 | 0 | 0 | 0 | 0 | 0 | 0
F5_Industrial_Electronics Manufacturing_New_Space Heating_Natural Gas_Boiler_E5 | F5 | Industrial | Electronics Manufacturing | New | Space Heating | Natural Gas | Boiler | E5 | Utility - Cost of Operation | 0 | 0 | 0 | 0 | 0 | 0 | 0 | 0 | 0 | 0 | 0 | 0 | 0 | 0 | 0 | 0 | 0 | 0 | 0 | 0 | 0 | 0 | 0 | 0 | 0 | 0 | 0 | 0 | 0 | 0 | 0 | 0 | 0
F5_Industrial_Electronics Manufacturing_New_Space Heating_Natural Gas_Boiler_E6 | F5 | Industrial | Electronics Manufacturing | New | Space Heating | Natural Gas | Boiler | E6 | Utility - Cost of Operation | 0 | 0 | 0 | 0 | 0 | 0 | 0 | 0 | 0 | 0 | 0 | 0 | 0 | 0 | 0 | 0 | 0 | 0 | 0 | 0 | 0 | 0 | 0 | 0 | 0 | 0 | 0 | 0 | 0 | 0 | 0 | 0 | 0
F5_Industrial_Electronics Manufacturing_New_Space Heating_Natural Gas_Boiler_E7 | F5 | Industrial | Electronics Manufacturing | New | Space Heating | Natural Gas | Boiler | E7 | Utility - Cost of Operation | 0 | 0 | 0 | 0 | 0 | 0 | 0 | 0 | 0 | 0 | 0 | 0 | 0 | 0 | 0 | 0 | 0 | 0 | 0 | 0 | 0 | 0 | 0 | 0 | 0 | 0 | 0 | 0 | 0 | 0 | 0 | 0 | 0
F5_Industrial_Electronics Manufacturing_New_Space Heating_Natural Gas_Boiler_E8 | F5 | Industrial | Electronics Manufacturing | New | Space Heating | Natural Gas | Boiler | E8 | Utility - Cost of Operation | 0 | 0 | 0 | 0 | 0 | 0 | 0 | 0 | 0 | 0 | 0 | 0 | 0 | 0 | 0 | 0 | 0 | 0 | 0 | 0 | 0 | 0 | 0 | 0 | 0 | 0 | 0 | 0 | 0 | 0 | 0 | 0 | 0
F5_Industrial_Electronics Manufacturing_New_Space Heating_Natural Gas_Boiler_E9 | F5 | Industrial | Electronics Manufacturing | New | Space Heating | Natural Gas | Boiler | E9 | Utility - Cost of Operation | 0 | 0 | 0 | 0 | 0 | 0 | 0 | 0 | 0 | 0 | 0 | 0 | 0 | 0 | 0 | 0 | 0 | 0 | 0 | 0 | 0 | 0 | 0 | 0 | 0 | 0 | 0 | 0 | 0 | 0 | 0 | 0 | 0
F5_Industrial_Electronics Manufacturing_New_Space Heating_Natural Gas_Boiler_E10 | F5 | Industrial | Electronics Manufacturing | New | Space Heating | Natural Gas | Boiler | E10 | Utility - Cost of Operation | 0 | 0 | 0 | 0 | 0 | 0 | 0 | 0 | 0 | 0 | 0 | 0 | 0 | 0 | 0 | 0 | 0 | 0 | 0 | 0 | 0 | 0 | 0 | 0 | 0 | 0 | 0 | 0 | 0 | 0 | 0 | 0 | 0
F6_Industrial_Electronics Manufacturing_New_Space Heating_Natural Gas_Boiler_E1 | F6 | Industrial | Electronics Manufacturing | New | Space Heating | Natural Gas | Boiler | E1 | Utility - Value of Sales | 0 | 0 | 0 | 0 | 0 | 0 | 0 | 0 | 0 | 0 | 0 | 0 | 0 | 0 | 0 | 0 | 0 | 0 | 0 | 0 | 0 | 0 | 0 | 0 | 0 | 0 | 0 | 0 | 0 | 0 | 0 | 0 | 0
F6_Industrial_Electronics Manufacturing_New_Space Heating_Natural Gas_Boiler_E2 | F6 | Industrial | Electronics Manufacturing | New | Space Heating | Natural Gas | Boiler | E2 | Utility - Value of Sales | 0 | 0 | 0 | 0 | 0 | 0 | 0 | 0 | 0 | 0 | 0 | 0 | 0 | 0 | 0 | 0 | 0 | 0 | 0 | 0 | 0 | 0 | 0 | 0 | 0 | 0 | 0 | 0 | 0 | 0 | 0 | 0 | 0
F6_Industrial_Electronics Manufacturing_New_Space Heating_Natural Gas_Boiler_E3 | F6 | Industrial | Electronics Manufacturing | New | Space Heating | Natural Gas | Boiler | E3 | Utility - Value of Sales | 0 | 0 | 0 | 0 | 0 | 0 | 0 | 0 | 0 | 0 | 0 | 0 | 0 | 0 | 0 | 0 | 0 | 0 | 0 | 0 | 0 | 0 | 0 | 0 | 0 | 0 | 0 | 0 | 0 | 0 | 0 | 0 | 0
F6_Industrial_Electronics Manufacturing_New_Space Heating_Natural Gas_Boiler_E4 | F6 | Industrial | Electronics Manufacturing | New | Space Heating | Natural Gas | Boiler | E4 | Utility - Value of Sales | 0 | 0 | 0 | 0 | 0 | 0 | 0 | 0 | 0 | 0 | 0 | 0 | 0 | 0 | 0 | 0 | 0 | 0 | 0 | 0 | 0 | 0 | 0 | 0 | 0 | 0 | 0 | 0 | 0 | 0 | 0 | 0 | 0
F6_Industrial_Electronics Manufacturing_New_Space Heating_Natural Gas_Boiler_E5 | F6 | Industrial | Electronics Manufacturing | New | Space Heating | Natural Gas | Boiler | E5 | Utility - Value of Sales | 0 | 0 | 0 | 0 | 0 | 0 | 0 | 0 | 0 | 0 | 0 | 0 | 0 | 0 | 0 | 0 | 0 | 0 | 0 | 0 | 0 | 0 | 0 | 0 | 0 | 0 | 0 | 0 | 0 | 0 | 0 | 0 | 0
F6_Industrial_Electronics Manufacturing_New_Space Heating_Natural Gas_Boiler_E6 | F6 | Industrial | Electronics Manufacturing | New | Space Heating | Natural Gas | Boiler | E6 | Utility - Value of Sales | 0 | 0 | 0 | 0 | 0 | 0 | 0 | 0 | 0 | 0 | 0 | 0 | 0 | 0 | 0 | 0 | 0 | 0 | 0 | 0 | 0 | 0 | 0 | 0 | 0 | 0 | 0 | 0 | 0 | 0 | 0 | 0 | 0
F6_Industrial_Electronics Manufacturing_New_Space Heating_Natural Gas_Boiler_E7 | F6 | Industrial | Electronics Manufacturing | New | Space Heating | Natural Gas | Boiler | E7 | Utility - Value of Sales | 0 | 0 | 0 | 0 | 0 | 0 | 0 | 0 | 0 | 0 | 0 | 0 | 0 | 0 | 0 | 0 | 0 | 0 | 0 | 0 | 0 | 0 | 0 | 0 | 0 | 0 | 0 | 0 | 0 | 0 | 0 | 0 | 0
F6_Industrial_Electronics Manufacturing_New_Space Heating_Natural Gas_Boiler_E8 | F6 | Industrial | Electronics Manufacturing | New | Space Heating | Natural Gas | Boiler | E8 | Utility - Value of Sales | 0 | 0 | 0 | 0 | 0 | 0 | 0 | 0 | 0 | 0 | 0 | 0 | 0 | 0 | 0 | 0 | 0 | 0 | 0 | 0 | 0 | 0 | 0 | 0 | 0 | 0 | 0 | 0 | 0 | 0 | 0 | 0 | 0
F6_Industrial_Electronics Manufacturing_New_Space Heating_Natural Gas_Boiler_E9 | F6 | Industrial | Electronics Manufacturing | New | Space Heating | Natural Gas | Boiler | E9 | Utility - Value of Sales | 0 | 0 | 0 | 0 | 0 | 0 | 0 | 0 | 0 | 0 | 0 | 0 | 0 | 0 | 0 | 0 | 0 | 0 | 0 | 0 | 0 | 0 | 0 | 0 | 0 | 0 | 0 | 0 | 0 | 0 | 0 | 0 | 0
F6_Industrial_Electronics Manufacturing_New_Space Heating_Natural Gas_Boiler_E10 | F6 | Industrial | Electronics Manufacturing | New | Space Heating | Natural Gas | Boiler | E10 | Utility - Value of Sales | 0 | 0 | 0 | 0 | 0 | 0 | 0 | 0 | 0 | 0 | 0 | 0 | 0 | 0 | 0 | 0 | 0 | 0 | 0 | 0 | 0 | 0 | 0 | 0 | 0 | 0 | 0 | 0 | 0 | 0 | 0 | 0 | 0
F1_Industrial_Electronics Manufacturing_New_Space Heating_Natural Gas_Unit Heater_E1 | F1 | Industrial | Electronics Manufacturing | New | Space Heating | Natural Gas | Unit Heater | E1 | RVT - Cost of Equipment | 0 | 0 | 0 | 0 | 0 | 0 | 0 | 0 | 0 | 0 | 0 | 0 | 0 | 0 | 0 | 0 | 0 | 0 | 0 | 0 | 0 | 0 | 0 | 0 | 0 | 0 | 0 | 0 | 0 | 0 | 0 | 0 | 0
F1_Industrial_Electronics Manufacturing_New_Space Heating_Natural Gas_Unit Heater_E2 | F1 | Industrial | Electronics Manufacturing | New | Space Heating | Natural Gas | Unit Heater | E2 | RVT - Cost of Equipment | 0 | 0 | 0 | 0 | 0 | 0 | 0 | 0 | 0 | 0 | 0 | 0 | 0 | 0 | 0 | 0 | 0 | 0 | 0 | 0 | 0 | 0 | 0 | 0 | 0 | 0 | 0 | 0 | 0 | 0 | 0 | 0 | 0
F1_Industrial_Electronics Manufacturing_New_Space Heating_Natural Gas_Unit Heater_E3 | F1 | Industrial | Electronics Manufacturing | New | Space Heating | Natural Gas | Unit Heater | E3 | RVT - Cost of Equipment | 0 | 0 | 0 | 0 | 0 | 0 | 0 | 0 | 0 | 0 | 0 | 0 | 0 | 0 | 0 | 0 | 0 | 0 | 0 | 0 | 0 | 0 | 0 | 0 | 0 | 0 | 0 | 0 | 0 | 0 | 0 | 0 | 0
F1_Industrial_Electronics Manufacturing_New_Space Heating_Natural Gas_Unit Heater_E4 | F1 | Industrial | Electronics Manufacturing | New | Space Heating | Natural Gas | Unit Heater | E4 | RVT - Cost of Equipment | 0 | 0 | 0 | 0 | 0 | 0 | 0 | 0 | 0 | 0 | 0 | 0 | 0 | 0 | 0 | 0 | 0 | 0 | 0 | 0 | 0 | 0 | 0 | 0 | 0 | 0 | 0 | 0 | 0 | 0 | 0 | 0 | 0
F1_Industrial_Electronics Manufacturing_New_Space Heating_Natural Gas_Unit Heater_E5 | F1 | Industrial | Electronics Manufacturing | New | Space Heating | Natural Gas | Unit Heater | E5 | RVT - Cost of Equipment | 0 | 0 | 0 | 0 | 0 | 0 | 0 | 0 | 0 | 0 | 0 | 0 | 0 | 0 | 0 | 0 | 0 | 0 | 0 | 0 | 0 | 0 | 0 | 0 | 0 | 0 | 0 | 0 | 0 | 0 | 0 | 0 | 0
F1_Industrial_Electronics Manufacturing_New_Space Heating_Natural Gas_Unit Heater_E6 | F1 | Industrial | Electronics Manufacturing | New | Space Heating | Natural Gas | Unit Heater | E6 | RVT - Cost of Equipment | 0 | 0 | 0 | 0 | 0 | 0 | 0 | 0 | 0 | 0 | 0 | 0 | 0 | 0 | 0 | 0 | 0 | 0 | 0 | 0 | 0 | 0 | 0 | 0 | 0 | 0 | 0 | 0 | 0 | 0 | 0 | 0 | 0
F1_Industrial_Electronics Manufacturing_New_Space Heating_Natural Gas_Unit Heater_E7 | F1 | Industrial | Electronics Manufacturing | New | Space Heating | Natural Gas | Unit Heater | E7 | RVT - Cost of Equipment | 0 | 0 | 0 | 0 | 0 | 0 | 0 | 0 | 0 | 0 | 0 | 0 | 0 | 0 | 0 | 0 | 0 | 0 | 0 | 0 | 0 | 0 | 0 | 0 | 0 | 0 | 0 | 0 | 0 | 0 | 0 | 0 | 0
F1_Industrial_Electronics Manufacturing_New_Space Heating_Natural Gas_Unit Heater_E8 | F1 | Industrial | Electronics Manufacturing | New | Space Heating | Natural Gas | Unit Heater | E8 | RVT - Cost of Equipment | 0 | 0 | 0 | 0 | 0 | 0 | 0 | 0 | 0 | 0 | 0 | 0 | 0 | 0 | 0 | 0 | 0 | 0 | 0 | 0 | 0 | 0 | 0 | 0 | 0 | 0 | 0 | 0 | 0 | 0 | 0 | 0 | 0
F1_Industrial_Electronics Manufacturing_New_Space Heating_Natural Gas_Unit Heater_E9 | F1 | Industrial | Electronics Manufacturing | New | Space Heating | Natural Gas | Unit Heater | E9 | RVT - Cost of Equipment | 0 | 0 | 0 | 0 | 0 | 0 | 0 | 0 | 0 | 0 | 0 | 0 | 0 | 0 | 0 | 0 | 0 | 0 | 0 | 0 | 0 | 0 | 0 | 0 | 0 | 0 | 0 | 0 | 0 | 0 | 0 | 0 | 0
F1_Industrial_Electronics Manufacturing_New_Space Heating_Natural Gas_Unit Heater_E10 | F1 | Industrial | Electronics Manufacturing | New | Space Heating | Natural Gas | Unit Heater | E10 | RVT - Cost of Equipment | 0 | 0 | 0 | 0 | 0 | 0 | 0 | 0 | 0 | 0 | 0 | 0 | 0 | 0 | 0 | 0 | 0 | 0 | 0 | 0 | 0 | 0 | 0 | 0 | 0 | 0 | 0 | 0 | 0 | 0 | 0 | 0 | 0
F2_Industrial_Electronics Manufacturing_New_Space Heating_Natural Gas_Unit Heater_E1 | F2 | Industrial | Electronics Manufacturing | New | Space Heating | Natural Gas | Unit Heater | E1 | RVT - Cost of Operation | 0 | 0 | 0 | 0 | 0 | 0 | 0 | 0 | 0 | 0 | 0 | 0 | 0 | 0 | 0 | 0 | 0 | 0 | 0 | 0 | 0 | 0 | 0 | 0 | 0 | 0 | 0 | 0 | 0 | 0 | 0 | 0 | 0
F2_Industrial_Electronics Manufacturing_New_Space Heating_Natural Gas_Unit Heater_E2 | F2 | Industrial | Electronics Manufacturing | New | Space Heating | Natural Gas | Unit Heater | E2 | RVT - Cost of Operation | 0 | 0 | 0 | 0 | 0 | 0 | 0 | 0 | 0 | 0 | 0 | 0 | 0 | 0 | 0 | 0 | 0 | 0 | 0 | 0 | 0 | 0 | 0 | 0 | 0 | 0 | 0 | 0 | 0 | 0 | 0 | 0 | 0
F2_Industrial_Electronics Manufacturing_New_Space Heating_Natural Gas_Unit Heater_E3 | F2 | Industrial | Electronics Manufacturing | New | Space Heating | Natural Gas | Unit Heater | E3 | RVT - Cost of Operation | 0 | 0 | 0 | 0 | 0 | 0 | 0 | 0 | 0 | 0 | 0 | 0 | 0 | 0 | 0 | 0 | 0 | 0 | 0 | 0 | 0 | 0 | 0 | 0 | 0 | 0 | 0 | 0 | 0 | 0 | 0 | 0 | 0
F2_Industrial_Electronics Manufacturing_New_Space Heating_Natural Gas_Unit Heater_E4 | F2 | Industrial | Electronics Manufacturing | New | Space Heating | Natural Gas | Unit Heater | E4 | RVT - Cost of Operation | 0 | 0 | 0 | 0 | 0 | 0 | 0 | 0 | 0 | 0 | 0 | 0 | 0 | 0 | 0 | 0 | 0 | 0 | 0 | 0 | 0 | 0 | 0 | 0 | 0 | 0 | 0 | 0 | 0 | 0 | 0 | 0 | 0
F2_Industrial_Electronics Manufacturing_New_Space Heating_Natural Gas_Unit Heater_E5 | F2 | Industrial | Electronics Manufacturing | New | Space Heating | Natural Gas | Unit Heater | E5 | RVT - Cost of Operation | 0 | 0 | 0 | 0 | 0 | 0 | 0 | 0 | 0 | 0 | 0 | 0 | 0 | 0 | 0 | 0 | 0 | 0 | 0 | 0 | 0 | 0 | 0 | 0 | 0 | 0 | 0 | 0 | 0 | 0 | 0 | 0 | 0
F2_Industrial_Electronics Manufacturing_New_Space Heating_Natural Gas_Unit Heater_E6 | F2 | Industrial | Electronics Manufacturing | New | Space Heating | Natural Gas | Unit Heater | E6 | RVT - Cost of Operation | 0 | 0 | 0 | 0 | 0 | 0 | 0 | 0 | 0 | 0 | 0 | 0 | 0 | 0 | 0 | 0 | 0 | 0 | 0 | 0 | 0 | 0 | 0 | 0 | 0 | 0 | 0 | 0 | 0 | 0 | 0 | 0 | 0
F2_Industrial_Electronics Manufacturing_New_Space Heating_Natural Gas_Unit Heater_E7 | F2 | Industrial | Electronics Manufacturing | New | Space Heating | Natural Gas | Unit Heater | E7 | RVT - Cost of Operation | 0 | 0 | 0 | 0 | 0 | 0 | 0 | 0 | 0 | 0 | 0 | 0 | 0 | 0 | 0 | 0 | 0 | 0 | 0 | 0 | 0 | 0 | 0 | 0 | 0 | 0 | 0 | 0 | 0 | 0 | 0 | 0 | 0
F2_Industrial_Electronics Manufacturing_New_Space Heating_Natural Gas_Unit Heater_E8 | F2 | Industrial | Electronics Manufacturing | New | Space Heating | Natural Gas | Unit Heater | E8 | RVT - Cost of Operation | 0 | 0 | 0 | 0 | 0 | 0 | 0 | 0 | 0 | 0 | 0 | 0 | 0 | 0 | 0 | 0 | 0 | 0 | 0 | 0 | 0 | 0 | 0 | 0 | 0 | 0 | 0 | 0 | 0 | 0 | 0 | 0 | 0
F2_Industrial_Electronics Manufacturing_New_Space Heating_Natural Gas_Unit Heater_E9 | F2 | Industrial | Electronics Manufacturing | New | Space Heating | Natural Gas | Unit Heater | E9 | RVT - Cost of Operation | 0 | 0 | 0 | 0 | 0 | 0 | 0 | 0 | 0 | 0 | 0 | 0 | 0 | 0 | 0 | 0 | 0 | 0 | 0 | 0 | 0 | 0 | 0 | 0 | 0 | 0 | 0 | 0 | 0 | 0 | 0 | 0 | 0
F2_Industrial_Electronics Manufacturing_New_Space Heating_Natural Gas_Unit Heater_E10 | F2 | Industrial | Electronics Manufacturing | New | Space Heating | Natural Gas | Unit Heater | E10 | RVT - Cost of Operation | 0 | 0 | 0 | 0 | 0 | 0 | 0 | 0 | 0 | 0 | 0 | 0 | 0 | 0 | 0 | 0 | 0 | 0 | 0 | 0 | 0 | 0 | 0 | 0 | 0 | 0 | 0 | 0 | 0 | 0 | 0 | 0 | 0
F3_Industrial_Electronics Manufacturing_New_Space Heating_Natural Gas_Unit Heater_E1 | F3 | Industrial | Electronics Manufacturing | New | Space Heating | Natural Gas | Unit Heater | E1 | System - kBTUs of Consumption | 0 | 0 | 0 | 0 | 0 | 0 | 0 | 0 | 0 | 0 | 0 | 0 | 0 | 0 | 0 | 0 | 0 | 0 | 0 | 0 | 0 | 0 | 0 | 0 | 0 | 0 | 0 | 0 | 0 | 0 | 0 | 0 | 0
F3_Industrial_Electronics Manufacturing_New_Space Heating_Natural Gas_Unit Heater_E2 | F3 | Industrial | Electronics Manufacturing | New | Space Heating | Natural Gas | Unit Heater | E2 | System - kBTUs of Consumption | 0 | 0 | 0 | 0 | 0 | 0 | 0 | 0 | 0 | 0 | 0 | 0 | 0 | 0 | 0 | 0 | 0 | 0 | 0 | 0 | 0 | 0 | 0 | 0 | 0 | 0 | 0 | 0 | 0 | 0 | 0 | 0 | 0
F3_Industrial_Electronics Manufacturing_New_Space Heating_Natural Gas_Unit Heater_E3 | F3 | Industrial | Electronics Manufacturing | New | Space Heating | Natural Gas | Unit Heater | E3 | System - kBTUs of Consumption | 0 | 0 | 0 | 0 | 0 | 0 | 0 | 0 | 0 | 0 | 0 | 0 | 0 | 0 | 0 | 0 | 0 | 0 | 0 | 0 | 0 | 0 | 0 | 0 | 0 | 0 | 0 | 0 | 0 | 0 | 0 | 0 | 0
F3_Industrial_Electronics Manufacturing_New_Space Heating_Natural Gas_Unit Heater_E4 | F3 | Industrial | Electronics Manufacturing | New | Space Heating | Natural Gas | Unit Heater | E4 | System - kBTUs of Consumption | 0 | 0 | 0 | 0 | 0 | 0 | 0 | 0 | 0 | 0 | 0 | 0 | 0 | 0 | 0 | 0 | 0 | 0 | 0 | 0 | 0 | 0 | 0 | 0 | 0 | 0 | 0 | 0 | 0 | 0 | 0 | 0 | 0
F3_Industrial_Electronics Manufacturing_New_Space Heating_Natural Gas_Unit Heater_E5 | F3 | Industrial | Electronics Manufacturing | New | Space Heating | Natural Gas | Unit Heater | E5 | System - kBTUs of Consumption | 0 | 0 | 0 | 0 | 0 | 0 | 0 | 0 | 0 | 0 | 0 | 0 | 0 | 0 | 0 | 0 | 0 | 0 | 0 | 0 | 0 | 0 | 0 | 0 | 0 | 0 | 0 | 0 | 0 | 0 | 0 | 0 | 0
F3_Industrial_Electronics Manufacturing_New_Space Heating_Natural Gas_Unit Heater_E6 | F3 | Industrial | Electronics Manufacturing | New | Space Heating | Natural Gas | Unit Heater | E6 | System - kBTUs of Consumption | 0 | 0 | 0 | 0 | 0 | 0 | 0 | 0 | 0 | 0 | 0 | 0 | 0 | 0 | 0 | 0 | 0 | 0 | 0 | 0 | 0 | 0 | 0 | 0 | 0 | 0 | 0 | 0 | 0 | 0 | 0 | 0 | 0
F3_Industrial_Electronics Manufacturing_New_Space Heating_Natural Gas_Unit Heater_E7 | F3 | Industrial | Electronics Manufacturing | New | Space Heating | Natural Gas | Unit Heater | E7 | System - kBTUs of Consumption | 0 | 0 | 0 | 0 | 0 | 0 | 0 | 0 | 0 | 0 | 0 | 0 | 0 | 0 | 0 | 0 | 0 | 0 | 0 | 0 | 0 | 0 | 0 | 0 | 0 | 0 | 0 | 0 | 0 | 0 | 0 | 0 | 0
F3_Industrial_Electronics Manufacturing_New_Space Heating_Natural Gas_Unit Heater_E8 | F3 | Industrial | Electronics Manufacturing | New | Space Heating | Natural Gas | Unit Heater | E8 | System - kBTUs of Consumption | 0 | 0 | 0 | 0 | 0 | 0 | 0 | 0 | 0 | 0 | 0 | 0 | 0 | 0 | 0 | 0 | 0 | 0 | 0 | 0 | 0 | 0 | 0 | 0 | 0 | 0 | 0 | 0 | 0 | 0 | 0 | 0 | 0
F3_Industrial_Electronics Manufacturing_New_Space Heating_Natural Gas_Unit Heater_E9 | F3 | Industrial | Electronics Manufacturing | New | Space Heating | Natural Gas | Unit Heater | E9 | System - kBTUs of Consumption | 0 | 0 | 0 | 0 | 0 | 0 | 0 | 0 | 0 | 0 | 0 | 0 | 0 | 0 | 0 | 0 | 0 | 0 | 0 | 0 | 0 | 0 | 0 | 0 | 0 | 0 | 0 | 0 | 0 | 0 | 0 | 0 | 0
F3_Industrial_Electronics Manufacturing_New_Space Heating_Natural Gas_Unit Heater_E10 | F3 | Industrial | Electronics Manufacturing | New | Space Heating | Natural Gas | Unit Heater | E10 | System - kBTUs of Consumption | 0 | 0 | 0 | 0 | 0 | 0 | 0 | 0 | 0 | 0 | 0 | 0 | 0 | 0 | 0 | 0 | 0 | 0 | 0 | 0 | 0 | 0 | 0 | 0 | 0 | 0 | 0 | 0 | 0 | 0 | 0 | 0 | 0
F4_Industrial_Electronics Manufacturing_New_Space Heating_Natural Gas_Unit Heater_E1 | F4 | Industrial | Electronics Manufacturing | New | Space Heating | Natural Gas | Unit Heater | E1 | Utility - Cost of Equipment | 0 | 0 | 0 | 0 | 0 | 0 | 0 | 0 | 0 | 0 | 0 | 0 | 0 | 0 | 0 | 0 | 0 | 0 | 0 | 0 | 0 | 0 | 0 | 0 | 0 | 0 | 0 | 0 | 0 | 0 | 0 | 0 | 0
F4_Industrial_Electronics Manufacturing_New_Space Heating_Natural Gas_Unit Heater_E2 | F4 | Industrial | Electronics Manufacturing | New | Space Heating | Natural Gas | Unit Heater | E2 | Utility - Cost of Equipment | 0 | 0 | 0 | 0 | 0 | 0 | 0 | 0 | 0 | 0 | 0 | 0 | 0 | 0 | 0 | 0 | 0 | 0 | 0 | 0 | 0 | 0 | 0 | 0 | 0 | 0 | 0 | 0 | 0 | 0 | 0 | 0 | 0
F4_Industrial_Electronics Manufacturing_New_Space Heating_Natural Gas_Unit Heater_E3 | F4 | Industrial | Electronics Manufacturing | New | Space Heating | Natural Gas | Unit Heater | E3 | Utility - Cost of Equipment | 0 | 0 | 0 | 0 | 0 | 0 | 0 | 0 | 0 | 0 | 0 | 0 | 0 | 0 | 0 | 0 | 0 | 0 | 0 | 0 | 0 | 0 | 0 | 0 | 0 | 0 | 0 | 0 | 0 | 0 | 0 | 0 | 0
F4_Industrial_Electronics Manufacturing_New_Space Heating_Natural Gas_Unit Heater_E4 | F4 | Industrial | Electronics Manufacturing | New | Space Heating | Natural Gas | Unit Heater | E4 | Utility - Cost of Equipment | 0 | 0 | 0 | 0 | 0 | 0 | 0 | 0 | 0 | 0 | 0 | 0 | 0 | 0 | 0 | 0 | 0 | 0 | 0 | 0 | 0 | 0 | 0 | 0 | 0 | 0 | 0 | 0 | 0 | 0 | 0 | 0 | 0
F4_Industrial_Electronics Manufacturing_New_Space Heating_Natural Gas_Unit Heater_E5 | F4 | Industrial | Electronics Manufacturing | New | Space Heating | Natural Gas | Unit Heater | E5 | Utility - Cost of Equipment | 0 | 0 | 0 | 0 | 0 | 0 | 0 | 0 | 0 | 0 | 0 | 0 | 0 | 0 | 0 | 0 | 0 | 0 | 0 | 0 | 0 | 0 | 0 | 0 | 0 | 0 | 0 | 0 | 0 | 0 | 0 | 0 | 0
F4_Industrial_Electronics Manufacturing_New_Space Heating_Natural Gas_Unit Heater_E6 | F4 | Industrial | Electronics Manufacturing | New | Space Heating | Natural Gas | Unit Heater | E6 | Utility - Cost of Equipment | 0 | 0 | 0 | 0 | 0 | 0 | 0 | 0 | 0 | 0 | 0 | 0 | 0 | 0 | 0 | 0 | 0 | 0 | 0 | 0 | 0 | 0 | 0 | 0 | 0 | 0 | 0 | 0 | 0 | 0 | 0 | 0 | 0
F4_Industrial_Electronics Manufacturing_New_Space Heating_Natural Gas_Unit Heater_E7 | F4 | Industrial | Electronics Manufacturing | New | Space Heating | Natural Gas | Unit Heater | E7 | Utility - Cost of Equipment | 0 | 0 | 0 | 0 | 0 | 0 | 0 | 0 | 0 | 0 | 0 | 0 | 0 | 0 | 0 | 0 | 0 | 0 | 0 | 0 | 0 | 0 | 0 | 0 | 0 | 0 | 0 | 0 | 0 | 0 | 0 | 0 | 0
F4_Industrial_Electronics Manufacturing_New_Space Heating_Natural Gas_Unit Heater_E8 | F4 | Industrial | Electronics Manufacturing | New | Space Heating | Natural Gas | Unit Heater | E8 | Utility - Cost of Equipment | 0 | 0 | 0 | 0 | 0 | 0 | 0 | 0 | 0 | 0 | 0 | 0 | 0 | 0 | 0 | 0 | 0 | 0 | 0 | 0 | 0 | 0 | 0 | 0 | 0 | 0 | 0 | 0 | 0 | 0 | 0 | 0 | 0
F4_Industrial_Electronics Manufacturing_New_Space Heating_Natural Gas_Unit Heater_E9 | F4 | Industrial | Electronics Manufacturing | New | Space Heating | Natural Gas | Unit Heater | E9 | Utility - Cost of Equipment | 0 | 0 | 0 | 0 | 0 | 0 | 0 | 0 | 0 | 0 | 0 | 0 | 0 | 0 | 0 | 0 | 0 | 0 | 0 | 0 | 0 | 0 | 0 | 0 | 0 | 0 | 0 | 0 | 0 | 0 | 0 | 0 | 0
F4_Industrial_Electronics Manufacturing_New_Space Heating_Natural Gas_Unit Heater_E10 | F4 | Industrial | Electronics Manufacturing | New | Space Heating | Natural Gas | Unit Heater | E10 | Utility - Cost of Equipment | 0 | 0 | 0 | 0 | 0 | 0 | 0 | 0 | 0 | 0 | 0 | 0 | 0 | 0 | 0 | 0 | 0 | 0 | 0 | 0 | 0 | 0 | 0 | 0 | 0 | 0 | 0 | 0 | 0 | 0 | 0 | 0 | 0
F5_Industrial_Electronics Manufacturing_New_Space Heating_Natural Gas_Unit Heater_E1 | F5 | Industrial | Electronics Manufacturing | New | Space Heating | Natural Gas | Unit Heater | E1 | Utility - Cost of Operation | 0 | 0 | 0 | 0 | 0 | 0 | 0 | 0 | 0 | 0 | 0 | 0 | 0 | 0 | 0 | 0 | 0 | 0 | 0 | 0 | 0 | 0 | 0 | 0 | 0 | 0 | 0 | 0 | 0 | 0 | 0 | 0 | 0
F5_Industrial_Electronics Manufacturing_New_Space Heating_Natural Gas_Unit Heater_E2 | F5 | Industrial | Electronics Manufacturing | New | Space Heating | Natural Gas | Unit Heater | E2 | Utility - Cost of Operation | 0 | 0 | 0 | 0 | 0 | 0 | 0 | 0 | 0 | 0 | 0 | 0 | 0 | 0 | 0 | 0 | 0 | 0 | 0 | 0 | 0 | 0 | 0 | 0 | 0 | 0 | 0 | 0 | 0 | 0 | 0 | 0 | 0
F5_Industrial_Electronics Manufacturing_New_Space Heating_Natural Gas_Unit Heater_E3 | F5 | Industrial | Electronics Manufacturing | New | Space Heating | Natural Gas | Unit Heater | E3 | Utility - Cost of Operation | 0 | 0 | 0 | 0 | 0 | 0 | 0 | 0 | 0 | 0 | 0 | 0 | 0 | 0 | 0 | 0 | 0 | 0 | 0 | 0 | 0 | 0 | 0 | 0 | 0 | 0 | 0 | 0 | 0 | 0 | 0 | 0 | 0
F5_Industrial_Electronics Manufacturing_New_Space Heating_Natural Gas_Unit Heater_E4 | F5 | Industrial | Electronics Manufacturing | New | Space Heating | Natural Gas | Unit Heater | E4 | Utility - Cost of Operation | 0 | 0 | 0 | 0 | 0 | 0 | 0 | 0 | 0 | 0 | 0 | 0 | 0 | 0 | 0 | 0 | 0 | 0 | 0 | 0 | 0 | 0 | 0 | 0 | 0 | 0 | 0 | 0 | 0 | 0 | 0 | 0 | 0
F5_Industrial_Electronics Manufacturing_New_Space Heating_Natural Gas_Unit Heater_E5 | F5 | Industrial | Electronics Manufacturing | New | Space Heating | Natural Gas | Unit Heater | E5 | Utility - Cost of Operation | 0 | 0 | 0 | 0 | 0 | 0 | 0 | 0 | 0 | 0 | 0 | 0 | 0 | 0 | 0 | 0 | 0 | 0 | 0 | 0 | 0 | 0 | 0 | 0 | 0 | 0 | 0 | 0 | 0 | 0 | 0 | 0 | 0
F5_Industrial_Electronics Manufacturing_New_Space Heating_Natural Gas_Unit Heater_E6 | F5 | Industrial | Electronics Manufacturing | New | Space Heating | Natural Gas | Unit Heater | E6 | Utility - Cost of Operation | 0 | 0 | 0 | 0 | 0 | 0 | 0 | 0 | 0 | 0 | 0 | 0 | 0 | 0 | 0 | 0 | 0 | 0 | 0 | 0 | 0 | 0 | 0 | 0 | 0 | 0 | 0 | 0 | 0 | 0 | 0 | 0 | 0
F5_Industrial_Electronics Manufacturing_New_Space Heating_Natural Gas_Unit Heater_E7 | F5 | Industrial | Electronics Manufacturing | New | Space Heating | Natural Gas | Unit Heater | E7 | Utility - Cost of Operation | 0 | 0 | 0 | 0 | 0 | 0 | 0 | 0 | 0 | 0 | 0 | 0 | 0 | 0 | 0 | 0 | 0 | 0 | 0 | 0 | 0 | 0 | 0 | 0 | 0 | 0 | 0 | 0 | 0 | 0 | 0 | 0 | 0
F5_Industrial_Electronics Manufacturing_New_Space Heating_Natural Gas_Unit Heater_E8 | F5 | Industrial | Electronics Manufacturing | New | Space Heating | Natural Gas | Unit Heater | E8 | Utility - Cost of Operation | 0 | 0 | 0 | 0 | 0 | 0 | 0 | 0 | 0 | 0 | 0 | 0 | 0 | 0 | 0 | 0 | 0 | 0 | 0 | 0 | 0 | 0 | 0 | 0 | 0 | 0 | 0 | 0 | 0 | 0 | 0 | 0 | 0
F5_Industrial_Electronics Manufacturing_New_Space Heating_Natural Gas_Unit Heater_E9 | F5 | Industrial | Electronics Manufacturing | New | Space Heating | Natural Gas | Unit Heater | E9 | Utility - Cost of Operation | 0 | 0 | 0 | 0 | 0 | 0 | 0 | 0 | 0 | 0 | 0 | 0 | 0 | 0 | 0 | 0 | 0 | 0 | 0 | 0 | 0 | 0 | 0 | 0 | 0 | 0 | 0 | 0 | 0 | 0 | 0 | 0 | 0
F5_Industrial_Electronics Manufacturing_New_Space Heating_Natural Gas_Unit Heater_E10 | F5 | Industrial | Electronics Manufacturing | New | Space Heating | Natural Gas | Unit Heater | E10 | Utility - Cost of Operation | 0 | 0 | 0 | 0 | 0 | 0 | 0 | 0 | 0 | 0 | 0 | 0 | 0 | 0 | 0 | 0 | 0 | 0 | 0 | 0 | 0 | 0 | 0 | 0 | 0 | 0 | 0 | 0 | 0 | 0 | 0 | 0 | 0
F6_Industrial_Electronics Manufacturing_New_Space Heating_Natural Gas_Unit Heater_E1 | F6 | Industrial | Electronics Manufacturing | New | Space Heating | Natural Gas | Unit Heater | E1 | Utility - Value of Sales | 0 | 0 | 0 | 0 | 0 | 0 | 0 | 0 | 0 | 0 | 0 | 0 | 0 | 0 | 0 | 0 | 0 | 0 | 0 | 0 | 0 | 0 | 0 | 0 | 0 | 0 | 0 | 0 | 0 | 0 | 0 | 0 | 0
F6_Industrial_Electronics Manufacturing_New_Space Heating_Natural Gas_Unit Heater_E2 | F6 | Industrial | Electronics Manufacturing | New | Space Heating | Natural Gas | Unit Heater | E2 | Utility - Value of Sales | 0 | 0 | 0 | 0 | 0 | 0 | 0 | 0 | 0 | 0 | 0 | 0 | 0 | 0 | 0 | 0 | 0 | 0 | 0 | 0 | 0 | 0 | 0 | 0 | 0 | 0 | 0 | 0 | 0 | 0 | 0 | 0 | 0
F6_Industrial_Electronics Manufacturing_New_Space Heating_Natural Gas_Unit Heater_E3 | F6 | Industrial | Electronics Manufacturing | New | Space Heating | Natural Gas | Unit Heater | E3 | Utility - Value of Sales | 0 | 0 | 0 | 0 | 0 | 0 | 0 | 0 | 0 | 0 | 0 | 0 | 0 | 0 | 0 | 0 | 0 | 0 | 0 | 0 | 0 | 0 | 0 | 0 | 0 | 0 | 0 | 0 | 0 | 0 | 0 | 0 | 0
F6_Industrial_Electronics Manufacturing_New_Space Heating_Natural Gas_Unit Heater_E4 | F6 | Industrial | Electronics Manufacturing | New | Space Heating | Natural Gas | Unit Heater | E4 | Utility - Value of Sales | 0 | 0 | 0 | 0 | 0 | 0 | 0 | 0 | 0 | 0 | 0 | 0 | 0 | 0 | 0 | 0 | 0 | 0 | 0 | 0 | 0 | 0 | 0 | 0 | 0 | 0 | 0 | 0 | 0 | 0 | 0 | 0 | 0
F6_Industrial_Electronics Manufacturing_New_Space Heating_Natural Gas_Unit Heater_E5 | F6 | Industrial | Electronics Manufacturing | New | Space Heating | Natural Gas | Unit Heater | E5 | Utility - Value of Sales | 0 | 0 | 0 | 0 | 0 | 0 | 0 | 0 | 0 | 0 | 0 | 0 | 0 | 0 | 0 | 0 | 0 | 0 | 0 | 0 | 0 | 0 | 0 | 0 | 0 | 0 | 0 | 0 | 0 | 0 | 0 | 0 | 0
F6_Industrial_Electronics Manufacturing_New_Space Heating_Natural Gas_Unit Heater_E6 | F6 | Industrial | Electronics Manufacturing | New | Space Heating | Natural Gas | Unit Heater | E6 | Utility - Value of Sales | 0 | 0 | 0 | 0 | 0 | 0 | 0 | 0 | 0 | 0 | 0 | 0 | 0 | 0 | 0 | 0 | 0 | 0 | 0 | 0 | 0 | 0 | 0 | 0 | 0 | 0 | 0 | 0 | 0 | 0 | 0 | 0 | 0
F6_Industrial_Electronics Manufacturing_New_Space Heating_Natural Gas_Unit Heater_E7 | F6 | Industrial | Electronics Manufacturing | New | Space Heating | Natural Gas | Unit Heater | E7 | Utility - Value of Sales | 0 | 0 | 0 | 0 | 0 | 0 | 0 | 0 | 0 | 0 | 0 | 0 | 0 | 0 | 0 | 0 | 0 | 0 | 0 | 0 | 0 | 0 | 0 | 0 | 0 | 0 | 0 | 0 | 0 | 0 | 0 | 0 | 0
F6_Industrial_Electronics Manufacturing_New_Space Heating_Natural Gas_Unit Heater_E8 | F6 | Industrial | Electronics Manufacturing | New | Space Heating | Natural Gas | Unit Heater | E8 | Utility - Value of Sales | 0 | 0 | 0 | 0 | 0 | 0 | 0 | 0 | 0 | 0 | 0 | 0 | 0 | 0 | 0 | 0 | 0 | 0 | 0 | 0 | 0 | 0 | 0 | 0 | 0 | 0 | 0 | 0 | 0 | 0 | 0 | 0 | 0
F6_Industrial_Electronics Manufacturing_New_Space Heating_Natural Gas_Unit Heater_E9 | F6 | Industrial | Electronics Manufacturing | New | Space Heating | Natural Gas | Unit Heater | E9 | Utility - Value of Sales | 0 | 0 | 0 | 0 | 0 | 0 | 0 | 0 | 0 | 0 | 0 | 0 | 0 | 0 | 0 | 0 | 0 | 0 | 0 | 0 | 0 | 0 | 0 | 0 | 0 | 0 | 0 | 0 | 0 | 0 | 0 | 0 | 0
F6_Industrial_Electronics Manufacturing_New_Space Heating_Natural Gas_Unit Heater_E10 | F6 | Industrial | Electronics Manufacturing | New | Space Heating | Natural Gas | Unit Heater | E10 | Utility - Value of Sales | 0 | 0 | 0 | 0 | 0 | 0 | 0 | 0 | 0 | 0 | 0 | 0 | 0 | 0 | 0 | 0 | 0 | 0 | 0 | 0 | 0 | 0 | 0 | 0 | 0 | 0 | 0 | 0 | 0 | 0 | 0 | 0 | 0
F1_Industrial_Electronics Manufacturing_New_Process_Natural Gas_Process Heating_E1 | F1 | Industrial | Electronics Manufacturing | New | Process | Natural Gas | Process Heating | E1 | RVT - Cost of Equipment | 0 | 0 | 0 | 0 | 0 | 0 | 0 | 0 | 0 | 0 | 0 | 0 | 0 | 0 | 0 | 0 | 0 | 0 | 0 | 0 | 0 | 0 | 0 | 0 | 0 | 0 | 0 | 0 | 0 | 0 | 0 | 0 | 0
F1_Industrial_Electronics Manufacturing_New_Process_Natural Gas_Process Heating_E2 | F1 | Industrial | Electronics Manufacturing | New | Process | Natural Gas | Process Heating | E2 | RVT - Cost of Equipment | 0 | 0 | 0 | 0 | 0 | 0 | 0 | 0 | 0 | 0 | 0 | 0 | 0 | 0 | 0 | 0 | 0 | 0 | 0 | 0 | 0 | 0 | 0 | 0 | 0 | 0 | 0 | 0 | 0 | 0 | 0 | 0 | 0
F1_Industrial_Electronics Manufacturing_New_Process_Natural Gas_Process Heating_E3 | F1 | Industrial | Electronics Manufacturing | New | Process | Natural Gas | Process Heating | E3 | RVT - Cost of Equipment | 0 | 0 | 0 | 0 | 0 | 0 | 0 | 0 | 0 | 0 | 0 | 0 | 0 | 0 | 0 | 0 | 0 | 0 | 0 | 0 | 0 | 0 | 0 | 0 | 0 | 0 | 0 | 0 | 0 | 0 | 0 | 0 | 0
F1_Industrial_Electronics Manufacturing_New_Process_Natural Gas_Process Heating_E4 | F1 | Industrial | Electronics Manufacturing | New | Process | Natural Gas | Process Heating | E4 | RVT - Cost of Equipment | 0 | 0 | 0 | 0 | 0 | 0 | 0 | 0 | 0 | 0 | 0 | 0 | 0 | 0 | 0 | 0 | 0 | 0 | 0 | 0 | 0 | 0 | 0 | 0 | 0 | 0 | 0 | 0 | 0 | 0 | 0 | 0 | 0
F1_Industrial_Electronics Manufacturing_New_Process_Natural Gas_Process Heating_E5 | F1 | Industrial | Electronics Manufacturing | New | Process | Natural Gas | Process Heating | E5 | RVT - Cost of Equipment | 0 | 0 | 0 | 0 | 0 | 0 | 0 | 0 | 0 | 0 | 0 | 0 | 0 | 0 | 0 | 0 | 0 | 0 | 0 | 0 | 0 | 0 | 0 | 0 | 0 | 0 | 0 | 0 | 0 | 0 | 0 | 0 | 0
F1_Industrial_Electronics Manufacturing_New_Process_Natural Gas_Process Heating_E6 | F1 | Industrial | Electronics Manufacturing | New | Process | Natural Gas | Process Heating | E6 | RVT - Cost of Equipment | 0 | 0 | 0 | 0 | 0 | 0 | 0 | 0 | 0 | 0 | 0 | 0 | 0 | 0 | 0 | 0 | 0 | 0 | 0 | 0 | 0 | 0 | 0 | 0 | 0 | 0 | 0 | 0 | 0 | 0 | 0 | 0 | 0
F1_Industrial_Electronics Manufacturing_New_Process_Natural Gas_Process Heating_E7 | F1 | Industrial | Electronics Manufacturing | New | Process | Natural Gas | Process Heating | E7 | RVT - Cost of Equipment | 0 | 0 | 0 | 0 | 0 | 0 | 0 | 0 | 0 | 0 | 0 | 0 | 0 | 0 | 0 | 0 | 0 | 0 | 0 | 0 | 0 | 0 | 0 | 0 | 0 | 0 | 0 | 0 | 0 | 0 | 0 | 0 | 0
F1_Industrial_Electronics Manufacturing_New_Process_Natural Gas_Process Heating_E8 | F1 | Industrial | Electronics Manufacturing | New | Process | Natural Gas | Process Heating | E8 | RVT - Cost of Equipment | 0 | 0 | 0 | 0 | 0 | 0 | 0 | 0 | 0 | 0 | 0 | 0 | 0 | 0 | 0 | 0 | 0 | 0 | 0 | 0 | 0 | 0 | 0 | 0 | 0 | 0 | 0 | 0 | 0 | 0 | 0 | 0 | 0
F1_Industrial_Electronics Manufacturing_New_Process_Natural Gas_Process Heating_E9 | F1 | Industrial | Electronics Manufacturing | New | Process | Natural Gas | Process Heating | E9 | RVT - Cost of Equipment | 0 | 0 | 0 | 0 | 0 | 0 | 0 | 0 | 0 | 0 | 0 | 0 | 0 | 0 | 0 | 0 | 0 | 0 | 0 | 0 | 0 | 0 | 0 | 0 | 0 | 0 | 0 | 0 | 0 | 0 | 0 | 0 | 0
F1_Industrial_Electronics Manufacturing_New_Process_Natural Gas_Process Heating_E10 | F1 | Industrial | Electronics Manufacturing | New | Process | Natural Gas | Process Heating | E10 | RVT - Cost of Equipment | 0 | 0 | 0 | 0 | 0 | 0 | 0 | 0 | 0 | 0 | 0 | 0 | 0 | 0 | 0 | 0 | 0 | 0 | 0 | 0 | 0 | 0 | 0 | 0 | 0 | 0 | 0 | 0 | 0 | 0 | 0 | 0 | 0
F2_Industrial_Electronics Manufacturing_New_Process_Natural Gas_Process Heating_E1 | F2 | Industrial | Electronics Manufacturing | New | Process | Natural Gas | Process Heating | E1 | RVT - Cost of Operation | 0 | 0 | 0 | 0 | 0 | 0 | 0 | 0 | 0 | 0 | 0 | 0 | 0 | 0 | 0 | 0 | 0 | 0 | 0 | 0 | 0 | 0 | 0 | 0 | 0 | 0 | 0 | 0 | 0 | 0 | 0 | 0 | 0
F2_Industrial_Electronics Manufacturing_New_Process_Natural Gas_Process Heating_E2 | F2 | Industrial | Electronics Manufacturing | New | Process | Natural Gas | Process Heating | E2 | RVT - Cost of Operation | 0 | 0 | 0 | 0 | 0 | 0 | 0 | 0 | 0 | 0 | 0 | 0 | 0 | 0 | 0 | 0 | 0 | 0 | 0 | 0 | 0 | 0 | 0 | 0 | 0 | 0 | 0 | 0 | 0 | 0 | 0 | 0 | 0
F2_Industrial_Electronics Manufacturing_New_Process_Natural Gas_Process Heating_E3 | F2 | Industrial | Electronics Manufacturing | New | Process | Natural Gas | Process Heating | E3 | RVT - Cost of Operation | 0 | 0 | 0 | 0 | 0 | 0 | 0 | 0 | 0 | 0 | 0 | 0 | 0 | 0 | 0 | 0 | 0 | 0 | 0 | 0 | 0 | 0 | 0 | 0 | 0 | 0 | 0 | 0 | 0 | 0 | 0 | 0 | 0
F2_Industrial_Electronics Manufacturing_New_Process_Natural Gas_Process Heating_E4 | F2 | Industrial | Electronics Manufacturing | New | Process | Natural Gas | Process Heating | E4 | RVT - Cost of Operation | 0 | 0 | 0 | 0 | 0 | 0 | 0 | 0 | 0 | 0 | 0 | 0 | 0 | 0 | 0 | 0 | 0 | 0 | 0 | 0 | 0 | 0 | 0 | 0 | 0 | 0 | 0 | 0 | 0 | 0 | 0 | 0 | 0
F2_Industrial_Electronics Manufacturing_New_Process_Natural Gas_Process Heating_E5 | F2 | Industrial | Electronics Manufacturing | New | Process | Natural Gas | Process Heating | E5 | RVT - Cost of Operation | 0 | 0 | 0 | 0 | 0 | 0 | 0 | 0 | 0 | 0 | 0 | 0 | 0 | 0 | 0 | 0 | 0 | 0 | 0 | 0 | 0 | 0 | 0 | 0 | 0 | 0 | 0 | 0 | 0 | 0 | 0 | 0 | 0
F2_Industrial_Electronics Manufacturing_New_Process_Natural Gas_Process Heating_E6 | F2 | Industrial | Electronics Manufacturing | New | Process | Natural Gas | Process Heating | E6 | RVT - Cost of Operation | 0 | 0 | 0 | 0 | 0 | 0 | 0 | 0 | 0 | 0 | 0 | 0 | 0 | 0 | 0 | 0 | 0 | 0 | 0 | 0 | 0 | 0 | 0 | 0 | 0 | 0 | 0 | 0 | 0 | 0 | 0 | 0 | 0
F2_Industrial_Electronics Manufacturing_New_Process_Natural Gas_Process Heating_E7 | F2 | Industrial | Electronics Manufacturing | New | Process | Natural Gas | Process Heating | E7 | RVT - Cost of Operation | 0 | 0 | 0 | 0 | 0 | 0 | 0 | 0 | 0 | 0 | 0 | 0 | 0 | 0 | 0 | 0 | 0 | 0 | 0 | 0 | 0 | 0 | 0 | 0 | 0 | 0 | 0 | 0 | 0 | 0 | 0 | 0 | 0
F2_Industrial_Electronics Manufacturing_New_Process_Natural Gas_Process Heating_E8 | F2 | Industrial | Electronics Manufacturing | New | Process | Natural Gas | Process Heating | E8 | RVT - Cost of Operation | 0 | 0 | 0 | 0 | 0 | 0 | 0 | 0 | 0 | 0 | 0 | 0 | 0 | 0 | 0 | 0 | 0 | 0 | 0 | 0 | 0 | 0 | 0 | 0 | 0 | 0 | 0 | 0 | 0 | 0 | 0 | 0 | 0
F2_Industrial_Electronics Manufacturing_New_Process_Natural Gas_Process Heating_E9 | F2 | Industrial | Electronics Manufacturing | New | Process | Natural Gas | Process Heating | E9 | RVT - Cost of Operation | 0 | 0 | 0 | 0 | 0 | 0 | 0 | 0 | 0 | 0 | 0 | 0 | 0 | 0 | 0 | 0 | 0 | 0 | 0 | 0 | 0 | 0 | 0 | 0 | 0 | 0 | 0 | 0 | 0 | 0 | 0 | 0 | 0
F2_Industrial_Electronics Manufacturing_New_Process_Natural Gas_Process Heating_E10 | F2 | Industrial | Electronics Manufacturing | New | Process | Natural Gas | Process Heating | E10 | RVT - Cost of Operation | 0 | 0 | 0 | 0 | 0 | 0 | 0 | 0 | 0 | 0 | 0 | 0 | 0 | 0 | 0 | 0 | 0 | 0 | 0 | 0 | 0 | 0 | 0 | 0 | 0 | 0 | 0 | 0 | 0 | 0 | 0 | 0 | 0
F3_Industrial_Electronics Manufacturing_New_Process_Natural Gas_Process Heating_E1 | F3 | Industrial | Electronics Manufacturing | New | Process | Natural Gas | Process Heating | E1 | System - kBTUs of Consumption | 0 | 0 | 0 | 0 | 0 | 0 | 0 | 0 | 0 | 0 | 0 | 0 | 0 | 0 | 0 | 0 | 0 | 0 | 0 | 0 | 0 | 0 | 0 | 0 | 0 | 0 | 0 | 0 | 0 | 0 | 0 | 0 | 0
F3_Industrial_Electronics Manufacturing_New_Process_Natural Gas_Process Heating_E2 | F3 | Industrial | Electronics Manufacturing | New | Process | Natural Gas | Process Heating | E2 | System - kBTUs of Consumption | 0 | 0 | 0 | 0 | 0 | 0 | 0 | 0 | 0 | 0 | 0 | 0 | 0 | 0 | 0 | 0 | 0 | 0 | 0 | 0 | 0 | 0 | 0 | 0 | 0 | 0 | 0 | 0 | 0 | 0 | 0 | 0 | 0
F3_Industrial_Electronics Manufacturing_New_Process_Natural Gas_Process Heating_E3 | F3 | Industrial | Electronics Manufacturing | New | Process | Natural Gas | Process Heating | E3 | System - kBTUs of Consumption | 0 | 0 | 0 | 0 | 0 | 0 | 0 | 0 | 0 | 0 | 0 | 0 | 0 | 0 | 0 | 0 | 0 | 0 | 0 | 0 | 0 | 0 | 0 | 0 | 0 | 0 | 0 | 0 | 0 | 0 | 0 | 0 | 0
F3_Industrial_Electronics Manufacturing_New_Process_Natural Gas_Process Heating_E4 | F3 | Industrial | Electronics Manufacturing | New | Process | Natural Gas | Process Heating | E4 | System - kBTUs of Consumption | 0 | 0 | 0 | 0 | 0 | 0 | 0 | 0 | 0 | 0 | 0 | 0 | 0 | 0 | 0 | 0 | 0 | 0 | 0 | 0 | 0 | 0 | 0 | 0 | 0 | 0 | 0 | 0 | 0 | 0 | 0 | 0 | 0
F3_Industrial_Electronics Manufacturing_New_Process_Natural Gas_Process Heating_E5 | F3 | Industrial | Electronics Manufacturing | New | Process | Natural Gas | Process Heating | E5 | System - kBTUs of Consumption | 0 | 0 | 0 | 0 | 0 | 0 | 0 | 0 | 0 | 0 | 0 | 0 | 0 | 0 | 0 | 0 | 0 | 0 | 0 | 0 | 0 | 0 | 0 | 0 | 0 | 0 | 0 | 0 | 0 | 0 | 0 | 0 | 0
F3_Industrial_Electronics Manufacturing_New_Process_Natural Gas_Process Heating_E6 | F3 | Industrial | Electronics Manufacturing | New | Process | Natural Gas | Process Heating | E6 | System - kBTUs of Consumption | 0 | 0 | 0 | 0 | 0 | 0 | 0 | 0 | 0 | 0 | 0 | 0 | 0 | 0 | 0 | 0 | 0 | 0 | 0 | 0 | 0 | 0 | 0 | 0 | 0 | 0 | 0 | 0 | 0 | 0 | 0 | 0 | 0
F3_Industrial_Electronics Manufacturing_New_Process_Natural Gas_Process Heating_E7 | F3 | Industrial | Electronics Manufacturing | New | Process | Natural Gas | Process Heating | E7 | System - kBTUs of Consumption | 0 | 0 | 0 | 0 | 0 | 0 | 0 | 0 | 0 | 0 | 0 | 0 | 0 | 0 | 0 | 0 | 0 | 0 | 0 | 0 | 0 | 0 | 0 | 0 | 0 | 0 | 0 | 0 | 0 | 0 | 0 | 0 | 0
F3_Industrial_Electronics Manufacturing_New_Process_Natural Gas_Process Heating_E8 | F3 | Industrial | Electronics Manufacturing | New | Process | Natural Gas | Process Heating | E8 | System - kBTUs of Consumption | 0 | 0 | 0 | 0 | 0 | 0 | 0 | 0 | 0 | 0 | 0 | 0 | 0 | 0 | 0 | 0 | 0 | 0 | 0 | 0 | 0 | 0 | 0 | 0 | 0 | 0 | 0 | 0 | 0 | 0 | 0 | 0 | 0
F3_Industrial_Electronics Manufacturing_New_Process_Natural Gas_Process Heating_E9 | F3 | Industrial | Electronics Manufacturing | New | Process | Natural Gas | Process Heating | E9 | System - kBTUs of Consumption | 0 | 0 | 0 | 0 | 0 | 0 | 0 | 0 | 0 | 0 | 0 | 0 | 0 | 0 | 0 | 0 | 0 | 0 | 0 | 0 | 0 | 0 | 0 | 0 | 0 | 0 | 0 | 0 | 0 | 0 | 0 | 0 | 0
F3_Industrial_Electronics Manufacturing_New_Process_Natural Gas_Process Heating_E10 | F3 | Industrial | Electronics Manufacturing | New | Process | Natural Gas | Process Heating | E10 | System - kBTUs of Consumption | 0 | 0 | 0 | 0 | 0 | 0 | 0 | 0 | 0 | 0 | 0 | 0 | 0 | 0 | 0 | 0 | 0 | 0 | 0 | 0 | 0 | 0 | 0 | 0 | 0 | 0 | 0 | 0 | 0 | 0 | 0 | 0 | 0
F4_Industrial_Electronics Manufacturing_New_Process_Natural Gas_Process Heating_E1 | F4 | Industrial | Electronics Manufacturing | New | Process | Natural Gas | Process Heating | E1 | Utility - Cost of Equipment | 0 | 0 | 0 | 0 | 0 | 0 | 0 | 0 | 0 | 0 | 0 | 0 | 0 | 0 | 0 | 0 | 0 | 0 | 0 | 0 | 0 | 0 | 0 | 0 | 0 | 0 | 0 | 0 | 0 | 0 | 0 | 0 | 0
F4_Industrial_Electronics Manufacturing_New_Process_Natural Gas_Process Heating_E2 | F4 | Industrial | Electronics Manufacturing | New | Process | Natural Gas | Process Heating | E2 | Utility - Cost of Equipment | 0 | 0 | 0 | 0 | 0 | 0 | 0 | 0 | 0 | 0 | 0 | 0 | 0 | 0 | 0 | 0 | 0 | 0 | 0 | 0 | 0 | 0 | 0 | 0 | 0 | 0 | 0 | 0 | 0 | 0 | 0 | 0 | 0
F4_Industrial_Electronics Manufacturing_New_Process_Natural Gas_Process Heating_E3 | F4 | Industrial | Electronics Manufacturing | New | Process | Natural Gas | Process Heating | E3 | Utility - Cost of Equipment | 0 | 0 | 0 | 0 | 0 | 0 | 0 | 0 | 0 | 0 | 0 | 0 | 0 | 0 | 0 | 0 | 0 | 0 | 0 | 0 | 0 | 0 | 0 | 0 | 0 | 0 | 0 | 0 | 0 | 0 | 0 | 0 | 0
F4_Industrial_Electronics Manufacturing_New_Process_Natural Gas_Process Heating_E4 | F4 | Industrial | Electronics Manufacturing | New | Process | Natural Gas | Process Heating | E4 | Utility - Cost of Equipment | 0 | 0 | 0 | 0 | 0 | 0 | 0 | 0 | 0 | 0 | 0 | 0 | 0 | 0 | 0 | 0 | 0 | 0 | 0 | 0 | 0 | 0 | 0 | 0 | 0 | 0 | 0 | 0 | 0 | 0 | 0 | 0 | 0
F4_Industrial_Electronics Manufacturing_New_Process_Natural Gas_Process Heating_E5 | F4 | Industrial | Electronics Manufacturing | New | Process | Natural Gas | Process Heating | E5 | Utility - Cost of Equipment | 0 | 0 | 0 | 0 | 0 | 0 | 0 | 0 | 0 | 0 | 0 | 0 | 0 | 0 | 0 | 0 | 0 | 0 | 0 | 0 | 0 | 0 | 0 | 0 | 0 | 0 | 0 | 0 | 0 | 0 | 0 | 0 | 0
F4_Industrial_Electronics Manufacturing_New_Process_Natural Gas_Process Heating_E6 | F4 | Industrial | Electronics Manufacturing | New | Process | Natural Gas | Process Heating | E6 | Utility - Cost of Equipment | 0 | 0 | 0 | 0 | 0 | 0 | 0 | 0 | 0 | 0 | 0 | 0 | 0 | 0 | 0 | 0 | 0 | 0 | 0 | 0 | 0 | 0 | 0 | 0 | 0 | 0 | 0 | 0 | 0 | 0 | 0 | 0 | 0
F4_Industrial_Electronics Manufacturing_New_Process_Natural Gas_Process Heating_E7 | F4 | Industrial | Electronics Manufacturing | New | Process | Natural Gas | Process Heating | E7 | Utility - Cost of Equipment | 0 | 0 | 0 | 0 | 0 | 0 | 0 | 0 | 0 | 0 | 0 | 0 | 0 | 0 | 0 | 0 | 0 | 0 | 0 | 0 | 0 | 0 | 0 | 0 | 0 | 0 | 0 | 0 | 0 | 0 | 0 | 0 | 0
F4_Industrial_Electronics Manufacturing_New_Process_Natural Gas_Process Heating_E8 | F4 | Industrial | Electronics Manufacturing | New | Process | Natural Gas | Process Heating | E8 | Utility - Cost of Equipment | 0 | 0 | 0 | 0 | 0 | 0 | 0 | 0 | 0 | 0 | 0 | 0 | 0 | 0 | 0 | 0 | 0 | 0 | 0 | 0 | 0 | 0 | 0 | 0 | 0 | 0 | 0 | 0 | 0 | 0 | 0 | 0 | 0
F4_Industrial_Electronics Manufacturing_New_Process_Natural Gas_Process Heating_E9 | F4 | Industrial | Electronics Manufacturing | New | Process | Natural Gas | Process Heating | E9 | Utility - Cost of Equipment | 0 | 0 | 0 | 0 | 0 | 0 | 0 | 0 | 0 | 0 | 0 | 0 | 0 | 0 | 0 | 0 | 0 | 0 | 0 | 0 | 0 | 0 | 0 | 0 | 0 | 0 | 0 | 0 | 0 | 0 | 0 | 0 | 0
F4_Industrial_Electronics Manufacturing_New_Process_Natural Gas_Process Heating_E10 | F4 | Industrial | Electronics Manufacturing | New | Process | Natural Gas | Process Heating | E10 | Utility - Cost of Equipment | 0 | 0 | 0 | 0 | 0 | 0 | 0 | 0 | 0 | 0 | 0 | 0 | 0 | 0 | 0 | 0 | 0 | 0 | 0 | 0 | 0 | 0 | 0 | 0 | 0 | 0 | 0 | 0 | 0 | 0 | 0 | 0 | 0
F5_Industrial_Electronics Manufacturing_New_Process_Natural Gas_Process Heating_E1 | F5 | Industrial | Electronics Manufacturing | New | Process | Natural Gas | Process Heating | E1 | Utility - Cost of Operation | 0 | 0 | 0 | 0 | 0 | 0 | 0 | 0 | 0 | 0 | 0 | 0 | 0 | 0 | 0 | 0 | 0 | 0 | 0 | 0 | 0 | 0 | 0 | 0 | 0 | 0 | 0 | 0 | 0 | 0 | 0 | 0 | 0
F5_Industrial_Electronics Manufacturing_New_Process_Natural Gas_Process Heating_E2 | F5 | Industrial | Electronics Manufacturing | New | Process | Natural Gas | Process Heating | E2 | Utility - Cost of Operation | 0 | 0 | 0 | 0 | 0 | 0 | 0 | 0 | 0 | 0 | 0 | 0 | 0 | 0 | 0 | 0 | 0 | 0 | 0 | 0 | 0 | 0 | 0 | 0 | 0 | 0 | 0 | 0 | 0 | 0 | 0 | 0 | 0
F5_Industrial_Electronics Manufacturing_New_Process_Natural Gas_Process Heating_E3 | F5 | Industrial | Electronics Manufacturing | New | Process | Natural Gas | Process Heating | E3 | Utility - Cost of Operation | 0 | 0 | 0 | 0 | 0 | 0 | 0 | 0 | 0 | 0 | 0 | 0 | 0 | 0 | 0 | 0 | 0 | 0 | 0 | 0 | 0 | 0 | 0 | 0 | 0 | 0 | 0 | 0 | 0 | 0 | 0 | 0 | 0
F5_Industrial_Electronics Manufacturing_New_Process_Natural Gas_Process Heating_E4 | F5 | Industrial | Electronics Manufacturing | New | Process | Natural Gas | Process Heating | E4 | Utility - Cost of Operation | 0 | 0 | 0 | 0 | 0 | 0 | 0 | 0 | 0 | 0 | 0 | 0 | 0 | 0 | 0 | 0 | 0 | 0 | 0 | 0 | 0 | 0 | 0 | 0 | 0 | 0 | 0 | 0 | 0 | 0 | 0 | 0 | 0
F5_Industrial_Electronics Manufacturing_New_Process_Natural Gas_Process Heating_E5 | F5 | Industrial | Electronics Manufacturing | New | Process | Natural Gas | Process Heating | E5 | Utility - Cost of Operation | 0 | 0 | 0 | 0 | 0 | 0 | 0 | 0 | 0 | 0 | 0 | 0 | 0 | 0 | 0 | 0 | 0 | 0 | 0 | 0 | 0 | 0 | 0 | 0 | 0 | 0 | 0 | 0 | 0 | 0 | 0 | 0 | 0
F5_Industrial_Electronics Manufacturing_New_Process_Natural Gas_Process Heating_E6 | F5 | Industrial | Electronics Manufacturing | New | Process | Natural Gas | Process Heating | E6 | Utility - Cost of Operation | 0 | 0 | 0 | 0 | 0 | 0 | 0 | 0 | 0 | 0 | 0 | 0 | 0 | 0 | 0 | 0 | 0 | 0 | 0 | 0 | 0 | 0 | 0 | 0 | 0 | 0 | 0 | 0 | 0 | 0 | 0 | 0 | 0
F5_Industrial_Electronics Manufacturing_New_Process_Natural Gas_Process Heating_E7 | F5 | Industrial | Electronics Manufacturing | New | Process | Natural Gas | Process Heating | E7 | Utility - Cost of Operation | 0 | 0 | 0 | 0 | 0 | 0 | 0 | 0 | 0 | 0 | 0 | 0 | 0 | 0 | 0 | 0 | 0 | 0 | 0 | 0 | 0 | 0 | 0 | 0 | 0 | 0 | 0 | 0 | 0 | 0 | 0 | 0 | 0
F5_Industrial_Electronics Manufacturing_New_Process_Natural Gas_Process Heating_E8 | F5 | Industrial | Electronics Manufacturing | New | Process | Natural Gas | Process Heating | E8 | Utility - Cost of Operation | 0 | 0 | 0 | 0 | 0 | 0 | 0 | 0 | 0 | 0 | 0 | 0 | 0 | 0 | 0 | 0 | 0 | 0 | 0 | 0 | 0 | 0 | 0 | 0 | 0 | 0 | 0 | 0 | 0 | 0 | 0 | 0 | 0
F5_Industrial_Electronics Manufacturing_New_Process_Natural Gas_Process Heating_E9 | F5 | Industrial | Electronics Manufacturing | New | Process | Natural Gas | Process Heating | E9 | Utility - Cost of Operation | 0 | 0 | 0 | 0 | 0 | 0 | 0 | 0 | 0 | 0 | 0 | 0 | 0 | 0 | 0 | 0 | 0 | 0 | 0 | 0 | 0 | 0 | 0 | 0 | 0 | 0 | 0 | 0 | 0 | 0 | 0 | 0 | 0
F5_Industrial_Electronics Manufacturing_New_Process_Natural Gas_Process Heating_E10 | F5 | Industrial | Electronics Manufacturing | New | Process | Natural Gas | Process Heating | E10 | Utility - Cost of Operation | 0 | 0 | 0 | 0 | 0 | 0 | 0 | 0 | 0 | 0 | 0 | 0 | 0 | 0 | 0 | 0 | 0 | 0 | 0 | 0 | 0 | 0 | 0 | 0 | 0 | 0 | 0 | 0 | 0 | 0 | 0 | 0 | 0
F6_Industrial_Electronics Manufacturing_New_Process_Natural Gas_Process Heating_E1 | F6 | Industrial | Electronics Manufacturing | New | Process | Natural Gas | Process Heating | E1 | Utility - Value of Sales | 0 | 0 | 0 | 0 | 0 | 0 | 0 | 0 | 0 | 0 | 0 | 0 | 0 | 0 | 0 | 0 | 0 | 0 | 0 | 0 | 0 | 0 | 0 | 0 | 0 | 0 | 0 | 0 | 0 | 0 | 0 | 0 | 0
F6_Industrial_Electronics Manufacturing_New_Process_Natural Gas_Process Heating_E2 | F6 | Industrial | Electronics Manufacturing | New | Process | Natural Gas | Process Heating | E2 | Utility - Value of Sales | 0 | 0 | 0 | 0 | 0 | 0 | 0 | 0 | 0 | 0 | 0 | 0 | 0 | 0 | 0 | 0 | 0 | 0 | 0 | 0 | 0 | 0 | 0 | 0 | 0 | 0 | 0 | 0 | 0 | 0 | 0 | 0 | 0
F6_Industrial_Electronics Manufacturing_New_Process_Natural Gas_Process Heating_E3 | F6 | Industrial | Electronics Manufacturing | New | Process | Natural Gas | Process Heating | E3 | Utility - Value of Sales | 0 | 0 | 0 | 0 | 0 | 0 | 0 | 0 | 0 | 0 | 0 | 0 | 0 | 0 | 0 | 0 | 0 | 0 | 0 | 0 | 0 | 0 | 0 | 0 | 0 | 0 | 0 | 0 | 0 | 0 | 0 | 0 | 0
F6_Industrial_Electronics Manufacturing_New_Process_Natural Gas_Process Heating_E4 | F6 | Industrial | Electronics Manufacturing | New | Process | Natural Gas | Process Heating | E4 | Utility - Value of Sales | 0 | 0 | 0 | 0 | 0 | 0 | 0 | 0 | 0 | 0 | 0 | 0 | 0 | 0 | 0 | 0 | 0 | 0 | 0 | 0 | 0 | 0 | 0 | 0 | 0 | 0 | 0 | 0 | 0 | 0 | 0 | 0 | 0
F6_Industrial_Electronics Manufacturing_New_Process_Natural Gas_Process Heating_E5 | F6 | Industrial | Electronics Manufacturing | New | Process | Natural Gas | Process Heating | E5 | Utility - Value of Sales | 0 | 0 | 0 | 0 | 0 | 0 | 0 | 0 | 0 | 0 | 0 | 0 | 0 | 0 | 0 | 0 | 0 | 0 | 0 | 0 | 0 | 0 | 0 | 0 | 0 | 0 | 0 | 0 | 0 | 0 | 0 | 0 | 0
F6_Industrial_Electronics Manufacturing_New_Process_Natural Gas_Process Heating_E6 | F6 | Industrial | Electronics Manufacturing | New | Process | Natural Gas | Process Heating | E6 | Utility - Value of Sales | 0 | 0 | 0 | 0 | 0 | 0 | 0 | 0 | 0 | 0 | 0 | 0 | 0 | 0 | 0 | 0 | 0 | 0 | 0 | 0 | 0 | 0 | 0 | 0 | 0 | 0 | 0 | 0 | 0 | 0 | 0 | 0 | 0
F6_Industrial_Electronics Manufacturing_New_Process_Natural Gas_Process Heating_E7 | F6 | Industrial | Electronics Manufacturing | New | Process | Natural Gas | Process Heating | E7 | Utility - Value of Sales | 0 | 0 | 0 | 0 | 0 | 0 | 0 | 0 | 0 | 0 | 0 | 0 | 0 | 0 | 0 | 0 | 0 | 0 | 0 | 0 | 0 | 0 | 0 | 0 | 0 | 0 | 0 | 0 | 0 | 0 | 0 | 0 | 0
F6_Industrial_Electronics Manufacturing_New_Process_Natural Gas_Process Heating_E8 | F6 | Industrial | Electronics Manufacturing | New | Process | Natural Gas | Process Heating | E8 | Utility - Value of Sales | 0 | 0 | 0 | 0 | 0 | 0 | 0 | 0 | 0 | 0 | 0 | 0 | 0 | 0 | 0 | 0 | 0 | 0 | 0 | 0 | 0 | 0 | 0 | 0 | 0 | 0 | 0 | 0 | 0 | 0 | 0 | 0 | 0
F6_Industrial_Electronics Manufacturing_New_Process_Natural Gas_Process Heating_E9 | F6 | Industrial | Electronics Manufacturing | New | Process | Natural Gas | Process Heating | E9 | Utility - Value of Sales | 0 | 0 | 0 | 0 | 0 | 0 | 0 | 0 | 0 | 0 | 0 | 0 | 0 | 0 | 0 | 0 | 0 | 0 | 0 | 0 | 0 | 0 | 0 | 0 | 0 | 0 | 0 | 0 | 0 | 0 | 0 | 0 | 0
F6_Industrial_Electronics Manufacturing_New_Process_Natural Gas_Process Heating_E10 | F6 | Industrial | Electronics Manufacturing | New | Process | Natural Gas | Process Heating | E10 | Utility - Value of Sales | 0 | 0 | 0 | 0 | 0 | 0 | 0 | 0 | 0 | 0 | 0 | 0 | 0 | 0 | 0 | 0 | 0 | 0 | 0 | 0 | 0 | 0 | 0 | 0 | 0 | 0 | 0 | 0 | 0 | 0 | 0 | 0 | 0
F1_Industrial_Electronics Manufacturing_New_Process_Natural Gas_Process Boiler_E1 | F1 | Industrial | Electronics Manufacturing | New | Process | Natural Gas | Process Boiler | E1 | RVT - Cost of Equipment | 0 | 0 | 0 | 0 | 0 | 0 | 0 | 0 | 0 | 0 | 0 | 0 | 0 | 0 | 0 | 0 | 0 | 0 | 0 | 0 | 0 | 0 | 0 | 0 | 0 | 0 | 0 | 0 | 0 | 0 | 0 | 0 | 0
F1_Industrial_Electronics Manufacturing_New_Process_Natural Gas_Process Boiler_E2 | F1 | Industrial | Electronics Manufacturing | New | Process | Natural Gas | Process Boiler | E2 | RVT - Cost of Equipment | 0 | 0 | 0 | 0 | 0 | 0 | 0 | 0 | 0 | 0 | 0 | 0 | 0 | 0 | 0 | 0 | 0 | 0 | 0 | 0 | 0 | 0 | 0 | 0 | 0 | 0 | 0 | 0 | 0 | 0 | 0 | 0 | 0
F1_Industrial_Electronics Manufacturing_New_Process_Natural Gas_Process Boiler_E3 | F1 | Industrial | Electronics Manufacturing | New | Process | Natural Gas | Process Boiler | E3 | RVT - Cost of Equipment | 0 | 0 | 0 | 0 | 0 | 0 | 0 | 0 | 0 | 0 | 0 | 0 | 0 | 0 | 0 | 0 | 0 | 0 | 0 | 0 | 0 | 0 | 0 | 0 | 0 | 0 | 0 | 0 | 0 | 0 | 0 | 0 | 0
F1_Industrial_Electronics Manufacturing_New_Process_Natural Gas_Process Boiler_E4 | F1 | Industrial | Electronics Manufacturing | New | Process | Natural Gas | Process Boiler | E4 | RVT - Cost of Equipment | 0 | 0 | 0 | 0 | 0 | 0 | 0 | 0 | 0 | 0 | 0 | 0 | 0 | 0 | 0 | 0 | 0 | 0 | 0 | 0 | 0 | 0 | 0 | 0 | 0 | 0 | 0 | 0 | 0 | 0 | 0 | 0 | 0
F1_Industrial_Electronics Manufacturing_New_Process_Natural Gas_Process Boiler_E5 | F1 | Industrial | Electronics Manufacturing | New | Process | Natural Gas | Process Boiler | E5 | RVT - Cost of Equipment | 0 | 0 | 0 | 0 | 0 | 0 | 0 | 0 | 0 | 0 | 0 | 0 | 0 | 0 | 0 | 0 | 0 | 0 | 0 | 0 | 0 | 0 | 0 | 0 | 0 | 0 | 0 | 0 | 0 | 0 | 0 | 0 | 0
F1_Industrial_Electronics Manufacturing_New_Process_Natural Gas_Process Boiler_E6 | F1 | Industrial | Electronics Manufacturing | New | Process | Natural Gas | Process Boiler | E6 | RVT - Cost of Equipment | 0 | 0 | 0 | 0 | 0 | 0 | 0 | 0 | 0 | 0 | 0 | 0 | 0 | 0 | 0 | 0 | 0 | 0 | 0 | 0 | 0 | 0 | 0 | 0 | 0 | 0 | 0 | 0 | 0 | 0 | 0 | 0 | 0
F1_Industrial_Electronics Manufacturing_New_Process_Natural Gas_Process Boiler_E7 | F1 | Industrial | Electronics Manufacturing | New | Process | Natural Gas | Process Boiler | E7 | RVT - Cost of Equipment | 0 | 0 | 0 | 0 | 0 | 0 | 0 | 0 | 0 | 0 | 0 | 0 | 0 | 0 | 0 | 0 | 0 | 0 | 0 | 0 | 0 | 0 | 0 | 0 | 0 | 0 | 0 | 0 | 0 | 0 | 0 | 0 | 0
F1_Industrial_Electronics Manufacturing_New_Process_Natural Gas_Process Boiler_E8 | F1 | Industrial | Electronics Manufacturing | New | Process | Natural Gas | Process Boiler | E8 | RVT - Cost of Equipment | 0 | 0 | 0 | 0 | 0 | 0 | 0 | 0 | 0 | 0 | 0 | 0 | 0 | 0 | 0 | 0 | 0 | 0 | 0 | 0 | 0 | 0 | 0 | 0 | 0 | 0 | 0 | 0 | 0 | 0 | 0 | 0 | 0
F1_Industrial_Electronics Manufacturing_New_Process_Natural Gas_Process Boiler_E9 | F1 | Industrial | Electronics Manufacturing | New | Process | Natural Gas | Process Boiler | E9 | RVT - Cost of Equipment | 0 | 0 | 0 | 0 | 0 | 0 | 0 | 0 | 0 | 0 | 0 | 0 | 0 | 0 | 0 | 0 | 0 | 0 | 0 | 0 | 0 | 0 | 0 | 0 | 0 | 0 | 0 | 0 | 0 | 0 | 0 | 0 | 0
F1_Industrial_Electronics Manufacturing_New_Process_Natural Gas_Process Boiler_E10 | F1 | Industrial | Electronics Manufacturing | New | Process | Natural Gas | Process Boiler | E10 | RVT - Cost of Equipment | 0 | 0 | 0 | 0 | 0 | 0 | 0 | 0 | 0 | 0 | 0 | 0 | 0 | 0 | 0 | 0 | 0 | 0 | 0 | 0 | 0 | 0 | 0 | 0 | 0 | 0 | 0 | 0 | 0 | 0 | 0 | 0 | 0
F2_Industrial_Electronics Manufacturing_New_Process_Natural Gas_Process Boiler_E1 | F2 | Industrial | Electronics Manufacturing | New | Process | Natural Gas | Process Boiler | E1 | RVT - Cost of Operation | 0 | 0 | 0 | 0 | 0 | 0 | 0 | 0 | 0 | 0 | 0 | 0 | 0 | 0 | 0 | 0 | 0 | 0 | 0 | 0 | 0 | 0 | 0 | 0 | 0 | 0 | 0 | 0 | 0 | 0 | 0 | 0 | 0
F2_Industrial_Electronics Manufacturing_New_Process_Natural Gas_Process Boiler_E2 | F2 | Industrial | Electronics Manufacturing | New | Process | Natural Gas | Process Boiler | E2 | RVT - Cost of Operation | 0 | 0 | 0 | 0 | 0 | 0 | 0 | 0 | 0 | 0 | 0 | 0 | 0 | 0 | 0 | 0 | 0 | 0 | 0 | 0 | 0 | 0 | 0 | 0 | 0 | 0 | 0 | 0 | 0 | 0 | 0 | 0 | 0
F2_Industrial_Electronics Manufacturing_New_Process_Natural Gas_Process Boiler_E3 | F2 | Industrial | Electronics Manufacturing | New | Process | Natural Gas | Process Boiler | E3 | RVT - Cost of Operation | 0 | 0 | 0 | 0 | 0 | 0 | 0 | 0 | 0 | 0 | 0 | 0 | 0 | 0 | 0 | 0 | 0 | 0 | 0 | 0 | 0 | 0 | 0 | 0 | 0 | 0 | 0 | 0 | 0 | 0 | 0 | 0 | 0
F2_Industrial_Electronics Manufacturing_New_Process_Natural Gas_Process Boiler_E4 | F2 | Industrial | Electronics Manufacturing | New | Process | Natural Gas | Process Boiler | E4 | RVT - Cost of Operation | 0 | 0 | 0 | 0 | 0 | 0 | 0 | 0 | 0 | 0 | 0 | 0 | 0 | 0 | 0 | 0 | 0 | 0 | 0 | 0 | 0 | 0 | 0 | 0 | 0 | 0 | 0 | 0 | 0 | 0 | 0 | 0 | 0
F2_Industrial_Electronics Manufacturing_New_Process_Natural Gas_Process Boiler_E5 | F2 | Industrial | Electronics Manufacturing | New | Process | Natural Gas | Process Boiler | E5 | RVT - Cost of Operation | 0 | 0 | 0 | 0 | 0 | 0 | 0 | 0 | 0 | 0 | 0 | 0 | 0 | 0 | 0 | 0 | 0 | 0 | 0 | 0 | 0 | 0 | 0 | 0 | 0 | 0 | 0 | 0 | 0 | 0 | 0 | 0 | 0
F2_Industrial_Electronics Manufacturing_New_Process_Natural Gas_Process Boiler_E6 | F2 | Industrial | Electronics Manufacturing | New | Process | Natural Gas | Process Boiler | E6 | RVT - Cost of Operation | 0 | 0 | 0 | 0 | 0 | 0 | 0 | 0 | 0 | 0 | 0 | 0 | 0 | 0 | 0 | 0 | 0 | 0 | 0 | 0 | 0 | 0 | 0 | 0 | 0 | 0 | 0 | 0 | 0 | 0 | 0 | 0 | 0
F2_Industrial_Electronics Manufacturing_New_Process_Natural Gas_Process Boiler_E7 | F2 | Industrial | Electronics Manufacturing | New | Process | Natural Gas | Process Boiler | E7 | RVT - Cost of Operation | 0 | 0 | 0 | 0 | 0 | 0 | 0 | 0 | 0 | 0 | 0 | 0 | 0 | 0 | 0 | 0 | 0 | 0 | 0 | 0 | 0 | 0 | 0 | 0 | 0 | 0 | 0 | 0 | 0 | 0 | 0 | 0 | 0
F2_Industrial_Electronics Manufacturing_New_Process_Natural Gas_Process Boiler_E8 | F2 | Industrial | Electronics Manufacturing | New | Process | Natural Gas | Process Boiler | E8 | RVT - Cost of Operation | 0 | 0 | 0 | 0 | 0 | 0 | 0 | 0 | 0 | 0 | 0 | 0 | 0 | 0 | 0 | 0 | 0 | 0 | 0 | 0 | 0 | 0 | 0 | 0 | 0 | 0 | 0 | 0 | 0 | 0 | 0 | 0 | 0
F2_Industrial_Electronics Manufacturing_New_Process_Natural Gas_Process Boiler_E9 | F2 | Industrial | Electronics Manufacturing | New | Process | Natural Gas | Process Boiler | E9 | RVT - Cost of Operation | 0 | 0 | 0 | 0 | 0 | 0 | 0 | 0 | 0 | 0 | 0 | 0 | 0 | 0 | 0 | 0 | 0 | 0 | 0 | 0 | 0 | 0 | 0 | 0 | 0 | 0 | 0 | 0 | 0 | 0 | 0 | 0 | 0
F2_Industrial_Electronics Manufacturing_New_Process_Natural Gas_Process Boiler_E10 | F2 | Industrial | Electronics Manufacturing | New | Process | Natural Gas | Process Boiler | E10 | RVT - Cost of Operation | 0 | 0 | 0 | 0 | 0 | 0 | 0 | 0 | 0 | 0 | 0 | 0 | 0 | 0 | 0 | 0 | 0 | 0 | 0 | 0 | 0 | 0 | 0 | 0 | 0 | 0 | 0 | 0 | 0 | 0 | 0 | 0 | 0
F3_Industrial_Electronics Manufacturing_New_Process_Natural Gas_Process Boiler_E1 | F3 | Industrial | Electronics Manufacturing | New | Process | Natural Gas | Process Boiler | E1 | System - kBTUs of Consumption | 0 | 0 | 0 | 0 | 0 | 0 | 0 | 0 | 0 | 0 | 0 | 0 | 0 | 0 | 0 | 0 | 0 | 0 | 0 | 0 | 0 | 0 | 0 | 0 | 0 | 0 | 0 | 0 | 0 | 0 | 0 | 0 | 0
F3_Industrial_Electronics Manufacturing_New_Process_Natural Gas_Process Boiler_E2 | F3 | Industrial | Electronics Manufacturing | New | Process | Natural Gas | Process Boiler | E2 | System - kBTUs of Consumption | 0 | 0 | 0 | 0 | 0 | 0 | 0 | 0 | 0 | 0 | 0 | 0 | 0 | 0 | 0 | 0 | 0 | 0 | 0 | 0 | 0 | 0 | 0 | 0 | 0 | 0 | 0 | 0 | 0 | 0 | 0 | 0 | 0
F3_Industrial_Electronics Manufacturing_New_Process_Natural Gas_Process Boiler_E3 | F3 | Industrial | Electronics Manufacturing | New | Process | Natural Gas | Process Boiler | E3 | System - kBTUs of Consumption | 0 | 0 | 0 | 0 | 0 | 0 | 0 | 0 | 0 | 0 | 0 | 0 | 0 | 0 | 0 | 0 | 0 | 0 | 0 | 0 | 0 | 0 | 0 | 0 | 0 | 0 | 0 | 0 | 0 | 0 | 0 | 0 | 0
F3_Industrial_Electronics Manufacturing_New_Process_Natural Gas_Process Boiler_E4 | F3 | Industrial | Electronics Manufacturing | New | Process | Natural Gas | Process Boiler | E4 | System - kBTUs of Consumption | 0 | 0 | 0 | 0 | 0 | 0 | 0 | 0 | 0 | 0 | 0 | 0 | 0 | 0 | 0 | 0 | 0 | 0 | 0 | 0 | 0 | 0 | 0 | 0 | 0 | 0 | 0 | 0 | 0 | 0 | 0 | 0 | 0
F3_Industrial_Electronics Manufacturing_New_Process_Natural Gas_Process Boiler_E5 | F3 | Industrial | Electronics Manufacturing | New | Process | Natural Gas | Process Boiler | E5 | System - kBTUs of Consumption | 0 | 0 | 0 | 0 | 0 | 0 | 0 | 0 | 0 | 0 | 0 | 0 | 0 | 0 | 0 | 0 | 0 | 0 | 0 | 0 | 0 | 0 | 0 | 0 | 0 | 0 | 0 | 0 | 0 | 0 | 0 | 0 | 0
F3_Industrial_Electronics Manufacturing_New_Process_Natural Gas_Process Boiler_E6 | F3 | Industrial | Electronics Manufacturing | New | Process | Natural Gas | Process Boiler | E6 | System - kBTUs of Consumption | 0 | 0 | 0 | 0 | 0 | 0 | 0 | 0 | 0 | 0 | 0 | 0 | 0 | 0 | 0 | 0 | 0 | 0 | 0 | 0 | 0 | 0 | 0 | 0 | 0 | 0 | 0 | 0 | 0 | 0 | 0 | 0 | 0
F3_Industrial_Electronics Manufacturing_New_Process_Natural Gas_Process Boiler_E7 | F3 | Industrial | Electronics Manufacturing | New | Process | Natural Gas | Process Boiler | E7 | System - kBTUs of Consumption | 0 | 0 | 0 | 0 | 0 | 0 | 0 | 0 | 0 | 0 | 0 | 0 | 0 | 0 | 0 | 0 | 0 | 0 | 0 | 0 | 0 | 0 | 0 | 0 | 0 | 0 | 0 | 0 | 0 | 0 | 0 | 0 | 0
F3_Industrial_Electronics Manufacturing_New_Process_Natural Gas_Process Boiler_E8 | F3 | Industrial | Electronics Manufacturing | New | Process | Natural Gas | Process Boiler | E8 | System - kBTUs of Consumption | 0 | 0 | 0 | 0 | 0 | 0 | 0 | 0 | 0 | 0 | 0 | 0 | 0 | 0 | 0 | 0 | 0 | 0 | 0 | 0 | 0 | 0 | 0 | 0 | 0 | 0 | 0 | 0 | 0 | 0 | 0 | 0 | 0
F3_Industrial_Electronics Manufacturing_New_Process_Natural Gas_Process Boiler_E9 | F3 | Industrial | Electronics Manufacturing | New | Process | Natural Gas | Process Boiler | E9 | System - kBTUs of Consumption | 0 | 0 | 0 | 0 | 0 | 0 | 0 | 0 | 0 | 0 | 0 | 0 | 0 | 0 | 0 | 0 | 0 | 0 | 0 | 0 | 0 | 0 | 0 | 0 | 0 | 0 | 0 | 0 | 0 | 0 | 0 | 0 | 0
F3_Industrial_Electronics Manufacturing_New_Process_Natural Gas_Process Boiler_E10 | F3 | Industrial | Electronics Manufacturing | New | Process | Natural Gas | Process Boiler | E10 | System - kBTUs of Consumption | 0 | 0 | 0 | 0 | 0 | 0 | 0 | 0 | 0 | 0 | 0 | 0 | 0 | 0 | 0 | 0 | 0 | 0 | 0 | 0 | 0 | 0 | 0 | 0 | 0 | 0 | 0 | 0 | 0 | 0 | 0 | 0 | 0
F4_Industrial_Electronics Manufacturing_New_Process_Natural Gas_Process Boiler_E1 | F4 | Industrial | Electronics Manufacturing | New | Process | Natural Gas | Process Boiler | E1 | Utility - Cost of Equipment | 0 | 0 | 0 | 0 | 0 | 0 | 0 | 0 | 0 | 0 | 0 | 0 | 0 | 0 | 0 | 0 | 0 | 0 | 0 | 0 | 0 | 0 | 0 | 0 | 0 | 0 | 0 | 0 | 0 | 0 | 0 | 0 | 0
F4_Industrial_Electronics Manufacturing_New_Process_Natural Gas_Process Boiler_E2 | F4 | Industrial | Electronics Manufacturing | New | Process | Natural Gas | Process Boiler | E2 | Utility - Cost of Equipment | 0 | 0 | 0 | 0 | 0 | 0 | 0 | 0 | 0 | 0 | 0 | 0 | 0 | 0 | 0 | 0 | 0 | 0 | 0 | 0 | 0 | 0 | 0 | 0 | 0 | 0 | 0 | 0 | 0 | 0 | 0 | 0 | 0
F4_Industrial_Electronics Manufacturing_New_Process_Natural Gas_Process Boiler_E3 | F4 | Industrial | Electronics Manufacturing | New | Process | Natural Gas | Process Boiler | E3 | Utility - Cost of Equipment | 0 | 0 | 0 | 0 | 0 | 0 | 0 | 0 | 0 | 0 | 0 | 0 | 0 | 0 | 0 | 0 | 0 | 0 | 0 | 0 | 0 | 0 | 0 | 0 | 0 | 0 | 0 | 0 | 0 | 0 | 0 | 0 | 0
F4_Industrial_Electronics Manufacturing_New_Process_Natural Gas_Process Boiler_E4 | F4 | Industrial | Electronics Manufacturing | New | Process | Natural Gas | Process Boiler | E4 | Utility - Cost of Equipment | 0 | 0 | 0 | 0 | 0 | 0 | 0 | 0 | 0 | 0 | 0 | 0 | 0 | 0 | 0 | 0 | 0 | 0 | 0 | 0 | 0 | 0 | 0 | 0 | 0 | 0 | 0 | 0 | 0 | 0 | 0 | 0 | 0
F4_Industrial_Electronics Manufacturing_New_Process_Natural Gas_Process Boiler_E5 | F4 | Industrial | Electronics Manufacturing | New | Process | Natural Gas | Process Boiler | E5 | Utility - Cost of Equipment | 0 | 0 | 0 | 0 | 0 | 0 | 0 | 0 | 0 | 0 | 0 | 0 | 0 | 0 | 0 | 0 | 0 | 0 | 0 | 0 | 0 | 0 | 0 | 0 | 0 | 0 | 0 | 0 | 0 | 0 | 0 | 0 | 0
F4_Industrial_Electronics Manufacturing_New_Process_Natural Gas_Process Boiler_E6 | F4 | Industrial | Electronics Manufacturing | New | Process | Natural Gas | Process Boiler | E6 | Utility - Cost of Equipment | 0 | 0 | 0 | 0 | 0 | 0 | 0 | 0 | 0 | 0 | 0 | 0 | 0 | 0 | 0 | 0 | 0 | 0 | 0 | 0 | 0 | 0 | 0 | 0 | 0 | 0 | 0 | 0 | 0 | 0 | 0 | 0 | 0
F4_Industrial_Electronics Manufacturing_New_Process_Natural Gas_Process Boiler_E7 | F4 | Industrial | Electronics Manufacturing | New | Process | Natural Gas | Process Boiler | E7 | Utility - Cost of Equipment | 0 | 0 | 0 | 0 | 0 | 0 | 0 | 0 | 0 | 0 | 0 | 0 | 0 | 0 | 0 | 0 | 0 | 0 | 0 | 0 | 0 | 0 | 0 | 0 | 0 | 0 | 0 | 0 | 0 | 0 | 0 | 0 | 0
F4_Industrial_Electronics Manufacturing_New_Process_Natural Gas_Process Boiler_E8 | F4 | Industrial | Electronics Manufacturing | New | Process | Natural Gas | Process Boiler | E8 | Utility - Cost of Equipment | 0 | 0 | 0 | 0 | 0 | 0 | 0 | 0 | 0 | 0 | 0 | 0 | 0 | 0 | 0 | 0 | 0 | 0 | 0 | 0 | 0 | 0 | 0 | 0 | 0 | 0 | 0 | 0 | 0 | 0 | 0 | 0 | 0
F4_Industrial_Electronics Manufacturing_New_Process_Natural Gas_Process Boiler_E9 | F4 | Industrial | Electronics Manufacturing | New | Process | Natural Gas | Process Boiler | E9 | Utility - Cost of Equipment | 0 | 0 | 0 | 0 | 0 | 0 | 0 | 0 | 0 | 0 | 0 | 0 | 0 | 0 | 0 | 0 | 0 | 0 | 0 | 0 | 0 | 0 | 0 | 0 | 0 | 0 | 0 | 0 | 0 | 0 | 0 | 0 | 0
F4_Industrial_Electronics Manufacturing_New_Process_Natural Gas_Process Boiler_E10 | F4 | Industrial | Electronics Manufacturing | New | Process | Natural Gas | Process Boiler | E10 | Utility - Cost of Equipment | 0 | 0 | 0 | 0 | 0 | 0 | 0 | 0 | 0 | 0 | 0 | 0 | 0 | 0 | 0 | 0 | 0 | 0 | 0 | 0 | 0 | 0 | 0 | 0 | 0 | 0 | 0 | 0 | 0 | 0 | 0 | 0 | 0
F5_Industrial_Electronics Manufacturing_New_Process_Natural Gas_Process Boiler_E1 | F5 | Industrial | Electronics Manufacturing | New | Process | Natural Gas | Process Boiler | E1 | Utility - Cost of Operation | 0 | 0 | 0 | 0 | 0 | 0 | 0 | 0 | 0 | 0 | 0 | 0 | 0 | 0 | 0 | 0 | 0 | 0 | 0 | 0 | 0 | 0 | 0 | 0 | 0 | 0 | 0 | 0 | 0 | 0 | 0 | 0 | 0
F5_Industrial_Electronics Manufacturing_New_Process_Natural Gas_Process Boiler_E2 | F5 | Industrial | Electronics Manufacturing | New | Process | Natural Gas | Process Boiler | E2 | Utility - Cost of Operation | 0 | 0 | 0 | 0 | 0 | 0 | 0 | 0 | 0 | 0 | 0 | 0 | 0 | 0 | 0 | 0 | 0 | 0 | 0 | 0 | 0 | 0 | 0 | 0 | 0 | 0 | 0 | 0 | 0 | 0 | 0 | 0 | 0
F5_Industrial_Electronics Manufacturing_New_Process_Natural Gas_Process Boiler_E3 | F5 | Industrial | Electronics Manufacturing | New | Process | Natural Gas | Process Boiler | E3 | Utility - Cost of Operation | 0 | 0 | 0 | 0 | 0 | 0 | 0 | 0 | 0 | 0 | 0 | 0 | 0 | 0 | 0 | 0 | 0 | 0 | 0 | 0 | 0 | 0 | 0 | 0 | 0 | 0 | 0 | 0 | 0 | 0 | 0 | 0 | 0
F5_Industrial_Electronics Manufacturing_New_Process_Natural Gas_Process Boiler_E4 | F5 | Industrial | Electronics Manufacturing | New | Process | Natural Gas | Process Boiler | E4 | Utility - Cost of Operation | 0 | 0 | 0 | 0 | 0 | 0 | 0 | 0 | 0 | 0 | 0 | 0 | 0 | 0 | 0 | 0 | 0 | 0 | 0 | 0 | 0 | 0 | 0 | 0 | 0 | 0 | 0 | 0 | 0 | 0 | 0 | 0 | 0
F5_Industrial_Electronics Manufacturing_New_Process_Natural Gas_Process Boiler_E5 | F5 | Industrial | Electronics Manufacturing | New | Process | Natural Gas | Process Boiler | E5 | Utility - Cost of Operation | 0 | 0 | 0 | 0 | 0 | 0 | 0 | 0 | 0 | 0 | 0 | 0 | 0 | 0 | 0 | 0 | 0 | 0 | 0 | 0 | 0 | 0 | 0 | 0 | 0 | 0 | 0 | 0 | 0 | 0 | 0 | 0 | 0
F5_Industrial_Electronics Manufacturing_New_Process_Natural Gas_Process Boiler_E6 | F5 | Industrial | Electronics Manufacturing | New | Process | Natural Gas | Process Boiler | E6 | Utility - Cost of Operation | 0 | 0 | 0 | 0 | 0 | 0 | 0 | 0 | 0 | 0 | 0 | 0 | 0 | 0 | 0 | 0 | 0 | 0 | 0 | 0 | 0 | 0 | 0 | 0 | 0 | 0 | 0 | 0 | 0 | 0 | 0 | 0 | 0
F5_Industrial_Electronics Manufacturing_New_Process_Natural Gas_Process Boiler_E7 | F5 | Industrial | Electronics Manufacturing | New | Process | Natural Gas | Process Boiler | E7 | Utility - Cost of Operation | 0 | 0 | 0 | 0 | 0 | 0 | 0 | 0 | 0 | 0 | 0 | 0 | 0 | 0 | 0 | 0 | 0 | 0 | 0 | 0 | 0 | 0 | 0 | 0 | 0 | 0 | 0 | 0 | 0 | 0 | 0 | 0 | 0
F5_Industrial_Electronics Manufacturing_New_Process_Natural Gas_Process Boiler_E8 | F5 | Industrial | Electronics Manufacturing | New | Process | Natural Gas | Process Boiler | E8 | Utility - Cost of Operation | 0 | 0 | 0 | 0 | 0 | 0 | 0 | 0 | 0 | 0 | 0 | 0 | 0 | 0 | 0 | 0 | 0 | 0 | 0 | 0 | 0 | 0 | 0 | 0 | 0 | 0 | 0 | 0 | 0 | 0 | 0 | 0 | 0
F5_Industrial_Electronics Manufacturing_New_Process_Natural Gas_Process Boiler_E9 | F5 | Industrial | Electronics Manufacturing | New | Process | Natural Gas | Process Boiler | E9 | Utility - Cost of Operation | 0 | 0 | 0 | 0 | 0 | 0 | 0 | 0 | 0 | 0 | 0 | 0 | 0 | 0 | 0 | 0 | 0 | 0 | 0 | 0 | 0 | 0 | 0 | 0 | 0 | 0 | 0 | 0 | 0 | 0 | 0 | 0 | 0
F5_Industrial_Electronics Manufacturing_New_Process_Natural Gas_Process Boiler_E10 | F5 | Industrial | Electronics Manufacturing | New | Process | Natural Gas | Process Boiler | E10 | Utility - Cost of Operation | 0 | 0 | 0 | 0 | 0 | 0 | 0 | 0 | 0 | 0 | 0 | 0 | 0 | 0 | 0 | 0 | 0 | 0 | 0 | 0 | 0 | 0 | 0 | 0 | 0 | 0 | 0 | 0 | 0 | 0 | 0 | 0 | 0
F6_Industrial_Electronics Manufacturing_New_Process_Natural Gas_Process Boiler_E1 | F6 | Industrial | Electronics Manufacturing | New | Process | Natural Gas | Process Boiler | E1 | Utility - Value of Sales | 0 | 0 | 0 | 0 | 0 | 0 | 0 | 0 | 0 | 0 | 0 | 0 | 0 | 0 | 0 | 0 | 0 | 0 | 0 | 0 | 0 | 0 | 0 | 0 | 0 | 0 | 0 | 0 | 0 | 0 | 0 | 0 | 0
F6_Industrial_Electronics Manufacturing_New_Process_Natural Gas_Process Boiler_E2 | F6 | Industrial | Electronics Manufacturing | New | Process | Natural Gas | Process Boiler | E2 | Utility - Value of Sales | 0 | 0 | 0 | 0 | 0 | 0 | 0 | 0 | 0 | 0 | 0 | 0 | 0 | 0 | 0 | 0 | 0 | 0 | 0 | 0 | 0 | 0 | 0 | 0 | 0 | 0 | 0 | 0 | 0 | 0 | 0 | 0 | 0
F6_Industrial_Electronics Manufacturing_New_Process_Natural Gas_Process Boiler_E3 | F6 | Industrial | Electronics Manufacturing | New | Process | Natural Gas | Process Boiler | E3 | Utility - Value of Sales | 0 | 0 | 0 | 0 | 0 | 0 | 0 | 0 | 0 | 0 | 0 | 0 | 0 | 0 | 0 | 0 | 0 | 0 | 0 | 0 | 0 | 0 | 0 | 0 | 0 | 0 | 0 | 0 | 0 | 0 | 0 | 0 | 0
F6_Industrial_Electronics Manufacturing_New_Process_Natural Gas_Process Boiler_E4 | F6 | Industrial | Electronics Manufacturing | New | Process | Natural Gas | Process Boiler | E4 | Utility - Value of Sales | 0 | 0 | 0 | 0 | 0 | 0 | 0 | 0 | 0 | 0 | 0 | 0 | 0 | 0 | 0 | 0 | 0 | 0 | 0 | 0 | 0 | 0 | 0 | 0 | 0 | 0 | 0 | 0 | 0 | 0 | 0 | 0 | 0
F6_Industrial_Electronics Manufacturing_New_Process_Natural Gas_Process Boiler_E5 | F6 | Industrial | Electronics Manufacturing | New | Process | Natural Gas | Process Boiler | E5 | Utility - Value of Sales | 0 | 0 | 0 | 0 | 0 | 0 | 0 | 0 | 0 | 0 | 0 | 0 | 0 | 0 | 0 | 0 | 0 | 0 | 0 | 0 | 0 | 0 | 0 | 0 | 0 | 0 | 0 | 0 | 0 | 0 | 0 | 0 | 0
F6_Industrial_Electronics Manufacturing_New_Process_Natural Gas_Process Boiler_E6 | F6 | Industrial | Electronics Manufacturing | New | Process | Natural Gas | Process Boiler | E6 | Utility - Value of Sales | 0 | 0 | 0 | 0 | 0 | 0 | 0 | 0 | 0 | 0 | 0 | 0 | 0 | 0 | 0 | 0 | 0 | 0 | 0 | 0 | 0 | 0 | 0 | 0 | 0 | 0 | 0 | 0 | 0 | 0 | 0 | 0 | 0
F6_Industrial_Electronics Manufacturing_New_Process_Natural Gas_Process Boiler_E7 | F6 | Industrial | Electronics Manufacturing | New | Process | Natural Gas | Process Boiler | E7 | Utility - Value of Sales | 0 | 0 | 0 | 0 | 0 | 0 | 0 | 0 | 0 | 0 | 0 | 0 | 0 | 0 | 0 | 0 | 0 | 0 | 0 | 0 | 0 | 0 | 0 | 0 | 0 | 0 | 0 | 0 | 0 | 0 | 0 | 0 | 0
F6_Industrial_Electronics Manufacturing_New_Process_Natural Gas_Process Boiler_E8 | F6 | Industrial | Electronics Manufacturing | New | Process | Natural Gas | Process Boiler | E8 | Utility - Value of Sales | 0 | 0 | 0 | 0 | 0 | 0 | 0 | 0 | 0 | 0 | 0 | 0 | 0 | 0 | 0 | 0 | 0 | 0 | 0 | 0 | 0 | 0 | 0 | 0 | 0 | 0 | 0 | 0 | 0 | 0 | 0 | 0 | 0
F6_Industrial_Electronics Manufacturing_New_Process_Natural Gas_Process Boiler_E9 | F6 | Industrial | Electronics Manufacturing | New | Process | Natural Gas | Process Boiler | E9 | Utility - Value of Sales | 0 | 0 | 0 | 0 | 0 | 0 | 0 | 0 | 0 | 0 | 0 | 0 | 0 | 0 | 0 | 0 | 0 | 0 | 0 | 0 | 0 | 0 | 0 | 0 | 0 | 0 | 0 | 0 | 0 | 0 | 0 | 0 | 0
F6_Industrial_Electronics Manufacturing_New_Process_Natural Gas_Process Boiler_E10 | F6 | Industrial | Electronics Manufacturing | New | Process | Natural Gas | Process Boiler | E10 | Utility - Value of Sales | 0 | 0 | 0 | 0 | 0 | 0 | 0 | 0 | 0 | 0 | 0 | 0 | 0 | 0 | 0 | 0 | 0 | 0 | 0 | 0 | 0 | 0 | 0 | 0 | 0 | 0 | 0 | 0 | 0 | 0 | 0 | 0 | 0
F1_Industrial_Electronics Manufacturing_New_Process_Natural Gas_Process Cooling_E1 | F1 | Industrial | Electronics Manufacturing | New | Process | Natural Gas | Process Cooling | E1 | RVT - Cost of Equipment | 0 | 0 | 0 | 0 | 0 | 0 | 0 | 0 | 0 | 0 | 0 | 0 | 0 | 0 | 0 | 0 | 0 | 0 | 0 | 0 | 0 | 0 | 0 | 0 | 0 | 0 | 0 | 0 | 0 | 0 | 0 | 0 | 0
F1_Industrial_Electronics Manufacturing_New_Process_Natural Gas_Process Cooling_E2 | F1 | Industrial | Electronics Manufacturing | New | Process | Natural Gas | Process Cooling | E2 | RVT - Cost of Equipment | 0 | 0 | 0 | 0 | 0 | 0 | 0 | 0 | 0 | 0 | 0 | 0 | 0 | 0 | 0 | 0 | 0 | 0 | 0 | 0 | 0 | 0 | 0 | 0 | 0 | 0 | 0 | 0 | 0 | 0 | 0 | 0 | 0
F1_Industrial_Electronics Manufacturing_New_Process_Natural Gas_Process Cooling_E3 | F1 | Industrial | Electronics Manufacturing | New | Process | Natural Gas | Process Cooling | E3 | RVT - Cost of Equipment | 0 | 0 | 0 | 0 | 0 | 0 | 0 | 0 | 0 | 0 | 0 | 0 | 0 | 0 | 0 | 0 | 0 | 0 | 0 | 0 | 0 | 0 | 0 | 0 | 0 | 0 | 0 | 0 | 0 | 0 | 0 | 0 | 0
F1_Industrial_Electronics Manufacturing_New_Process_Natural Gas_Process Cooling_E4 | F1 | Industrial | Electronics Manufacturing | New | Process | Natural Gas | Process Cooling | E4 | RVT - Cost of Equipment | 0 | 0 | 0 | 0 | 0 | 0 | 0 | 0 | 0 | 0 | 0 | 0 | 0 | 0 | 0 | 0 | 0 | 0 | 0 | 0 | 0 | 0 | 0 | 0 | 0 | 0 | 0 | 0 | 0 | 0 | 0 | 0 | 0
F1_Industrial_Electronics Manufacturing_New_Process_Natural Gas_Process Cooling_E5 | F1 | Industrial | Electronics Manufacturing | New | Process | Natural Gas | Process Cooling | E5 | RVT - Cost of Equipment | 0 | 0 | 0 | 0 | 0 | 0 | 0 | 0 | 0 | 0 | 0 | 0 | 0 | 0 | 0 | 0 | 0 | 0 | 0 | 0 | 0 | 0 | 0 | 0 | 0 | 0 | 0 | 0 | 0 | 0 | 0 | 0 | 0
F1_Industrial_Electronics Manufacturing_New_Process_Natural Gas_Process Cooling_E6 | F1 | Industrial | Electronics Manufacturing | New | Process | Natural Gas | Process Cooling | E6 | RVT - Cost of Equipment | 0 | 0 | 0 | 0 | 0 | 0 | 0 | 0 | 0 | 0 | 0 | 0 | 0 | 0 | 0 | 0 | 0 | 0 | 0 | 0 | 0 | 0 | 0 | 0 | 0 | 0 | 0 | 0 | 0 | 0 | 0 | 0 | 0
F1_Industrial_Electronics Manufacturing_New_Process_Natural Gas_Process Cooling_E7 | F1 | Industrial | Electronics Manufacturing | New | Process | Natural Gas | Process Cooling | E7 | RVT - Cost of Equipment | 0 | 0 | 0 | 0 | 0 | 0 | 0 | 0 | 0 | 0 | 0 | 0 | 0 | 0 | 0 | 0 | 0 | 0 | 0 | 0 | 0 | 0 | 0 | 0 | 0 | 0 | 0 | 0 | 0 | 0 | 0 | 0 | 0
F1_Industrial_Electronics Manufacturing_New_Process_Natural Gas_Process Cooling_E8 | F1 | Industrial | Electronics Manufacturing | New | Process | Natural Gas | Process Cooling | E8 | RVT - Cost of Equipment | 0 | 0 | 0 | 0 | 0 | 0 | 0 | 0 | 0 | 0 | 0 | 0 | 0 | 0 | 0 | 0 | 0 | 0 | 0 | 0 | 0 | 0 | 0 | 0 | 0 | 0 | 0 | 0 | 0 | 0 | 0 | 0 | 0
F1_Industrial_Electronics Manufacturing_New_Process_Natural Gas_Process Cooling_E9 | F1 | Industrial | Electronics Manufacturing | New | Process | Natural Gas | Process Cooling | E9 | RVT - Cost of Equipment | 0 | 0 | 0 | 0 | 0 | 0 | 0 | 0 | 0 | 0 | 0 | 0 | 0 | 0 | 0 | 0 | 0 | 0 | 0 | 0 | 0 | 0 | 0 | 0 | 0 | 0 | 0 | 0 | 0 | 0 | 0 | 0 | 0
F1_Industrial_Electronics Manufacturing_New_Process_Natural Gas_Process Cooling_E10 | F1 | Industrial | Electronics Manufacturing | New | Process | Natural Gas | Process Cooling | E10 | RVT - Cost of Equipment | 0 | 0 | 0 | 0 | 0 | 0 | 0 | 0 | 0 | 0 | 0 | 0 | 0 | 0 | 0 | 0 | 0 | 0 | 0 | 0 | 0 | 0 | 0 | 0 | 0 | 0 | 0 | 0 | 0 | 0 | 0 | 0 | 0
F2_Industrial_Electronics Manufacturing_New_Process_Natural Gas_Process Cooling_E1 | F2 | Industrial | Electronics Manufacturing | New | Process | Natural Gas | Process Cooling | E1 | RVT - Cost of Operation | 0 | 0 | 0 | 0 | 0 | 0 | 0 | 0 | 0 | 0 | 0 | 0 | 0 | 0 | 0 | 0 | 0 | 0 | 0 | 0 | 0 | 0 | 0 | 0 | 0 | 0 | 0 | 0 | 0 | 0 | 0 | 0 | 0
F2_Industrial_Electronics Manufacturing_New_Process_Natural Gas_Process Cooling_E2 | F2 | Industrial | Electronics Manufacturing | New | Process | Natural Gas | Process Cooling | E2 | RVT - Cost of Operation | 0 | 0 | 0 | 0 | 0 | 0 | 0 | 0 | 0 | 0 | 0 | 0 | 0 | 0 | 0 | 0 | 0 | 0 | 0 | 0 | 0 | 0 | 0 | 0 | 0 | 0 | 0 | 0 | 0 | 0 | 0 | 0 | 0
F2_Industrial_Electronics Manufacturing_New_Process_Natural Gas_Process Cooling_E3 | F2 | Industrial | Electronics Manufacturing | New | Process | Natural Gas | Process Cooling | E3 | RVT - Cost of Operation | 0 | 0 | 0 | 0 | 0 | 0 | 0 | 0 | 0 | 0 | 0 | 0 | 0 | 0 | 0 | 0 | 0 | 0 | 0 | 0 | 0 | 0 | 0 | 0 | 0 | 0 | 0 | 0 | 0 | 0 | 0 | 0 | 0
F2_Industrial_Electronics Manufacturing_New_Process_Natural Gas_Process Cooling_E4 | F2 | Industrial | Electronics Manufacturing | New | Process | Natural Gas | Process Cooling | E4 | RVT - Cost of Operation | 0 | 0 | 0 | 0 | 0 | 0 | 0 | 0 | 0 | 0 | 0 | 0 | 0 | 0 | 0 | 0 | 0 | 0 | 0 | 0 | 0 | 0 | 0 | 0 | 0 | 0 | 0 | 0 | 0 | 0 | 0 | 0 | 0
F2_Industrial_Electronics Manufacturing_New_Process_Natural Gas_Process Cooling_E5 | F2 | Industrial | Electronics Manufacturing | New | Process | Natural Gas | Process Cooling | E5 | RVT - Cost of Operation | 0 | 0 | 0 | 0 | 0 | 0 | 0 | 0 | 0 | 0 | 0 | 0 | 0 | 0 | 0 | 0 | 0 | 0 | 0 | 0 | 0 | 0 | 0 | 0 | 0 | 0 | 0 | 0 | 0 | 0 | 0 | 0 | 0
F2_Industrial_Electronics Manufacturing_New_Process_Natural Gas_Process Cooling_E6 | F2 | Industrial | Electronics Manufacturing | New | Process | Natural Gas | Process Cooling | E6 | RVT - Cost of Operation | 0 | 0 | 0 | 0 | 0 | 0 | 0 | 0 | 0 | 0 | 0 | 0 | 0 | 0 | 0 | 0 | 0 | 0 | 0 | 0 | 0 | 0 | 0 | 0 | 0 | 0 | 0 | 0 | 0 | 0 | 0 | 0 | 0
F2_Industrial_Electronics Manufacturing_New_Process_Natural Gas_Process Cooling_E7 | F2 | Industrial | Electronics Manufacturing | New | Process | Natural Gas | Process Cooling | E7 | RVT - Cost of Operation | 0 | 0 | 0 | 0 | 0 | 0 | 0 | 0 | 0 | 0 | 0 | 0 | 0 | 0 | 0 | 0 | 0 | 0 | 0 | 0 | 0 | 0 | 0 | 0 | 0 | 0 | 0 | 0 | 0 | 0 | 0 | 0 | 0
F2_Industrial_Electronics Manufacturing_New_Process_Natural Gas_Process Cooling_E8 | F2 | Industrial | Electronics Manufacturing | New | Process | Natural Gas | Process Cooling | E8 | RVT - Cost of Operation | 0 | 0 | 0 | 0 | 0 | 0 | 0 | 0 | 0 | 0 | 0 | 0 | 0 | 0 | 0 | 0 | 0 | 0 | 0 | 0 | 0 | 0 | 0 | 0 | 0 | 0 | 0 | 0 | 0 | 0 | 0 | 0 | 0
F2_Industrial_Electronics Manufacturing_New_Process_Natural Gas_Process Cooling_E9 | F2 | Industrial | Electronics Manufacturing | New | Process | Natural Gas | Process Cooling | E9 | RVT - Cost of Operation | 0 | 0 | 0 | 0 | 0 | 0 | 0 | 0 | 0 | 0 | 0 | 0 | 0 | 0 | 0 | 0 | 0 | 0 | 0 | 0 | 0 | 0 | 0 | 0 | 0 | 0 | 0 | 0 | 0 | 0 | 0 | 0 | 0
F2_Industrial_Electronics Manufacturing_New_Process_Natural Gas_Process Cooling_E10 | F2 | Industrial | Electronics Manufacturing | New | Process | Natural Gas | Process Cooling | E10 | RVT - Cost of Operation | 0 | 0 | 0 | 0 | 0 | 0 | 0 | 0 | 0 | 0 | 0 | 0 | 0 | 0 | 0 | 0 | 0 | 0 | 0 | 0 | 0 | 0 | 0 | 0 | 0 | 0 | 0 | 0 | 0 | 0 | 0 | 0 | 0
F3_Industrial_Electronics Manufacturing_New_Process_Natural Gas_Process Cooling_E1 | F3 | Industrial | Electronics Manufacturing | New | Process | Natural Gas | Process Cooling | E1 | System - kBTUs of Consumption | 0 | 0 | 0 | 0 | 0 | 0 | 0 | 0 | 0 | 0 | 0 | 0 | 0 | 0 | 0 | 0 | 0 | 0 | 0 | 0 | 0 | 0 | 0 | 0 | 0 | 0 | 0 | 0 | 0 | 0 | 0 | 0 | 0
F3_Industrial_Electronics Manufacturing_New_Process_Natural Gas_Process Cooling_E2 | F3 | Industrial | Electronics Manufacturing | New | Process | Natural Gas | Process Cooling | E2 | System - kBTUs of Consumption | 0 | 0 | 0 | 0 | 0 | 0 | 0 | 0 | 0 | 0 | 0 | 0 | 0 | 0 | 0 | 0 | 0 | 0 | 0 | 0 | 0 | 0 | 0 | 0 | 0 | 0 | 0 | 0 | 0 | 0 | 0 | 0 | 0
F3_Industrial_Electronics Manufacturing_New_Process_Natural Gas_Process Cooling_E3 | F3 | Industrial | Electronics Manufacturing | New | Process | Natural Gas | Process Cooling | E3 | System - kBTUs of Consumption | 0 | 0 | 0 | 0 | 0 | 0 | 0 | 0 | 0 | 0 | 0 | 0 | 0 | 0 | 0 | 0 | 0 | 0 | 0 | 0 | 0 | 0 | 0 | 0 | 0 | 0 | 0 | 0 | 0 | 0 | 0 | 0 | 0
F3_Industrial_Electronics Manufacturing_New_Process_Natural Gas_Process Cooling_E4 | F3 | Industrial | Electronics Manufacturing | New | Process | Natural Gas | Process Cooling | E4 | System - kBTUs of Consumption | 0 | 0 | 0 | 0 | 0 | 0 | 0 | 0 | 0 | 0 | 0 | 0 | 0 | 0 | 0 | 0 | 0 | 0 | 0 | 0 | 0 | 0 | 0 | 0 | 0 | 0 | 0 | 0 | 0 | 0 | 0 | 0 | 0
F3_Industrial_Electronics Manufacturing_New_Process_Natural Gas_Process Cooling_E5 | F3 | Industrial | Electronics Manufacturing | New | Process | Natural Gas | Process Cooling | E5 | System - kBTUs of Consumption | 0 | 0 | 0 | 0 | 0 | 0 | 0 | 0 | 0 | 0 | 0 | 0 | 0 | 0 | 0 | 0 | 0 | 0 | 0 | 0 | 0 | 0 | 0 | 0 | 0 | 0 | 0 | 0 | 0 | 0 | 0 | 0 | 0
F3_Industrial_Electronics Manufacturing_New_Process_Natural Gas_Process Cooling_E6 | F3 | Industrial | Electronics Manufacturing | New | Process | Natural Gas | Process Cooling | E6 | System - kBTUs of Consumption | 0 | 0 | 0 | 0 | 0 | 0 | 0 | 0 | 0 | 0 | 0 | 0 | 0 | 0 | 0 | 0 | 0 | 0 | 0 | 0 | 0 | 0 | 0 | 0 | 0 | 0 | 0 | 0 | 0 | 0 | 0 | 0 | 0
F3_Industrial_Electronics Manufacturing_New_Process_Natural Gas_Process Cooling_E7 | F3 | Industrial | Electronics Manufacturing | New | Process | Natural Gas | Process Cooling | E7 | System - kBTUs of Consumption | 0 | 0 | 0 | 0 | 0 | 0 | 0 | 0 | 0 | 0 | 0 | 0 | 0 | 0 | 0 | 0 | 0 | 0 | 0 | 0 | 0 | 0 | 0 | 0 | 0 | 0 | 0 | 0 | 0 | 0 | 0 | 0 | 0
F3_Industrial_Electronics Manufacturing_New_Process_Natural Gas_Process Cooling_E8 | F3 | Industrial | Electronics Manufacturing | New | Process | Natural Gas | Process Cooling | E8 | System - kBTUs of Consumption | 0 | 0 | 0 | 0 | 0 | 0 | 0 | 0 | 0 | 0 | 0 | 0 | 0 | 0 | 0 | 0 | 0 | 0 | 0 | 0 | 0 | 0 | 0 | 0 | 0 | 0 | 0 | 0 | 0 | 0 | 0 | 0 | 0
F3_Industrial_Electronics Manufacturing_New_Process_Natural Gas_Process Cooling_E9 | F3 | Industrial | Electronics Manufacturing | New | Process | Natural Gas | Process Cooling | E9 | System - kBTUs of Consumption | 0 | 0 | 0 | 0 | 0 | 0 | 0 | 0 | 0 | 0 | 0 | 0 | 0 | 0 | 0 | 0 | 0 | 0 | 0 | 0 | 0 | 0 | 0 | 0 | 0 | 0 | 0 | 0 | 0 | 0 | 0 | 0 | 0
F3_Industrial_Electronics Manufacturing_New_Process_Natural Gas_Process Cooling_E10 | F3 | Industrial | Electronics Manufacturing | New | Process | Natural Gas | Process Cooling | E10 | System - kBTUs of Consumption | 0 | 0 | 0 | 0 | 0 | 0 | 0 | 0 | 0 | 0 | 0 | 0 | 0 | 0 | 0 | 0 | 0 | 0 | 0 | 0 | 0 | 0 | 0 | 0 | 0 | 0 | 0 | 0 | 0 | 0 | 0 | 0 | 0
F4_Industrial_Electronics Manufacturing_New_Process_Natural Gas_Process Cooling_E1 | F4 | Industrial | Electronics Manufacturing | New | Process | Natural Gas | Process Cooling | E1 | Utility - Cost of Equipment | 0 | 0 | 0 | 0 | 0 | 0 | 0 | 0 | 0 | 0 | 0 | 0 | 0 | 0 | 0 | 0 | 0 | 0 | 0 | 0 | 0 | 0 | 0 | 0 | 0 | 0 | 0 | 0 | 0 | 0 | 0 | 0 | 0
F4_Industrial_Electronics Manufacturing_New_Process_Natural Gas_Process Cooling_E2 | F4 | Industrial | Electronics Manufacturing | New | Process | Natural Gas | Process Cooling | E2 | Utility - Cost of Equipment | 0 | 0 | 0 | 0 | 0 | 0 | 0 | 0 | 0 | 0 | 0 | 0 | 0 | 0 | 0 | 0 | 0 | 0 | 0 | 0 | 0 | 0 | 0 | 0 | 0 | 0 | 0 | 0 | 0 | 0 | 0 | 0 | 0
F4_Industrial_Electronics Manufacturing_New_Process_Natural Gas_Process Cooling_E3 | F4 | Industrial | Electronics Manufacturing | New | Process | Natural Gas | Process Cooling | E3 | Utility - Cost of Equipment | 0 | 0 | 0 | 0 | 0 | 0 | 0 | 0 | 0 | 0 | 0 | 0 | 0 | 0 | 0 | 0 | 0 | 0 | 0 | 0 | 0 | 0 | 0 | 0 | 0 | 0 | 0 | 0 | 0 | 0 | 0 | 0 | 0
F4_Industrial_Electronics Manufacturing_New_Process_Natural Gas_Process Cooling_E4 | F4 | Industrial | Electronics Manufacturing | New | Process | Natural Gas | Process Cooling | E4 | Utility - Cost of Equipment | 0 | 0 | 0 | 0 | 0 | 0 | 0 | 0 | 0 | 0 | 0 | 0 | 0 | 0 | 0 | 0 | 0 | 0 | 0 | 0 | 0 | 0 | 0 | 0 | 0 | 0 | 0 | 0 | 0 | 0 | 0 | 0 | 0
F4_Industrial_Electronics Manufacturing_New_Process_Natural Gas_Process Cooling_E5 | F4 | Industrial | Electronics Manufacturing | New | Process | Natural Gas | Process Cooling | E5 | Utility - Cost of Equipment | 0 | 0 | 0 | 0 | 0 | 0 | 0 | 0 | 0 | 0 | 0 | 0 | 0 | 0 | 0 | 0 | 0 | 0 | 0 | 0 | 0 | 0 | 0 | 0 | 0 | 0 | 0 | 0 | 0 | 0 | 0 | 0 | 0
F4_Industrial_Electronics Manufacturing_New_Process_Natural Gas_Process Cooling_E6 | F4 | Industrial | Electronics Manufacturing | New | Process | Natural Gas | Process Cooling | E6 | Utility - Cost of Equipment | 0 | 0 | 0 | 0 | 0 | 0 | 0 | 0 | 0 | 0 | 0 | 0 | 0 | 0 | 0 | 0 | 0 | 0 | 0 | 0 | 0 | 0 | 0 | 0 | 0 | 0 | 0 | 0 | 0 | 0 | 0 | 0 | 0
F4_Industrial_Electronics Manufacturing_New_Process_Natural Gas_Process Cooling_E7 | F4 | Industrial | Electronics Manufacturing | New | Process | Natural Gas | Process Cooling | E7 | Utility - Cost of Equipment | 0 | 0 | 0 | 0 | 0 | 0 | 0 | 0 | 0 | 0 | 0 | 0 | 0 | 0 | 0 | 0 | 0 | 0 | 0 | 0 | 0 | 0 | 0 | 0 | 0 | 0 | 0 | 0 | 0 | 0 | 0 | 0 | 0
F4_Industrial_Electronics Manufacturing_New_Process_Natural Gas_Process Cooling_E8 | F4 | Industrial | Electronics Manufacturing | New | Process | Natural Gas | Process Cooling | E8 | Utility - Cost of Equipment | 0 | 0 | 0 | 0 | 0 | 0 | 0 | 0 | 0 | 0 | 0 | 0 | 0 | 0 | 0 | 0 | 0 | 0 | 0 | 0 | 0 | 0 | 0 | 0 | 0 | 0 | 0 | 0 | 0 | 0 | 0 | 0 | 0
F4_Industrial_Electronics Manufacturing_New_Process_Natural Gas_Process Cooling_E9 | F4 | Industrial | Electronics Manufacturing | New | Process | Natural Gas | Process Cooling | E9 | Utility - Cost of Equipment | 0 | 0 | 0 | 0 | 0 | 0 | 0 | 0 | 0 | 0 | 0 | 0 | 0 | 0 | 0 | 0 | 0 | 0 | 0 | 0 | 0 | 0 | 0 | 0 | 0 | 0 | 0 | 0 | 0 | 0 | 0 | 0 | 0
F4_Industrial_Electronics Manufacturing_New_Process_Natural Gas_Process Cooling_E10 | F4 | Industrial | Electronics Manufacturing | New | Process | Natural Gas | Process Cooling | E10 | Utility - Cost of Equipment | 0 | 0 | 0 | 0 | 0 | 0 | 0 | 0 | 0 | 0 | 0 | 0 | 0 | 0 | 0 | 0 | 0 | 0 | 0 | 0 | 0 | 0 | 0 | 0 | 0 | 0 | 0 | 0 | 0 | 0 | 0 | 0 | 0
F5_Industrial_Electronics Manufacturing_New_Process_Natural Gas_Process Cooling_E1 | F5 | Industrial | Electronics Manufacturing | New | Process | Natural Gas | Process Cooling | E1 | Utility - Cost of Operation | 0 | 0 | 0 | 0 | 0 | 0 | 0 | 0 | 0 | 0 | 0 | 0 | 0 | 0 | 0 | 0 | 0 | 0 | 0 | 0 | 0 | 0 | 0 | 0 | 0 | 0 | 0 | 0 | 0 | 0 | 0 | 0 | 0
F5_Industrial_Electronics Manufacturing_New_Process_Natural Gas_Process Cooling_E2 | F5 | Industrial | Electronics Manufacturing | New | Process | Natural Gas | Process Cooling | E2 | Utility - Cost of Operation | 0 | 0 | 0 | 0 | 0 | 0 | 0 | 0 | 0 | 0 | 0 | 0 | 0 | 0 | 0 | 0 | 0 | 0 | 0 | 0 | 0 | 0 | 0 | 0 | 0 | 0 | 0 | 0 | 0 | 0 | 0 | 0 | 0
F5_Industrial_Electronics Manufacturing_New_Process_Natural Gas_Process Cooling_E3 | F5 | Industrial | Electronics Manufacturing | New | Process | Natural Gas | Process Cooling | E3 | Utility - Cost of Operation | 0 | 0 | 0 | 0 | 0 | 0 | 0 | 0 | 0 | 0 | 0 | 0 | 0 | 0 | 0 | 0 | 0 | 0 | 0 | 0 | 0 | 0 | 0 | 0 | 0 | 0 | 0 | 0 | 0 | 0 | 0 | 0 | 0
F5_Industrial_Electronics Manufacturing_New_Process_Natural Gas_Process Cooling_E4 | F5 | Industrial | Electronics Manufacturing | New | Process | Natural Gas | Process Cooling | E4 | Utility - Cost of Operation | 0 | 0 | 0 | 0 | 0 | 0 | 0 | 0 | 0 | 0 | 0 | 0 | 0 | 0 | 0 | 0 | 0 | 0 | 0 | 0 | 0 | 0 | 0 | 0 | 0 | 0 | 0 | 0 | 0 | 0 | 0 | 0 | 0
F5_Industrial_Electronics Manufacturing_New_Process_Natural Gas_Process Cooling_E5 | F5 | Industrial | Electronics Manufacturing | New | Process | Natural Gas | Process Cooling | E5 | Utility - Cost of Operation | 0 | 0 | 0 | 0 | 0 | 0 | 0 | 0 | 0 | 0 | 0 | 0 | 0 | 0 | 0 | 0 | 0 | 0 | 0 | 0 | 0 | 0 | 0 | 0 | 0 | 0 | 0 | 0 | 0 | 0 | 0 | 0 | 0
F5_Industrial_Electronics Manufacturing_New_Process_Natural Gas_Process Cooling_E6 | F5 | Industrial | Electronics Manufacturing | New | Process | Natural Gas | Process Cooling | E6 | Utility - Cost of Operation | 0 | 0 | 0 | 0 | 0 | 0 | 0 | 0 | 0 | 0 | 0 | 0 | 0 | 0 | 0 | 0 | 0 | 0 | 0 | 0 | 0 | 0 | 0 | 0 | 0 | 0 | 0 | 0 | 0 | 0 | 0 | 0 | 0
F5_Industrial_Electronics Manufacturing_New_Process_Natural Gas_Process Cooling_E7 | F5 | Industrial | Electronics Manufacturing | New | Process | Natural Gas | Process Cooling | E7 | Utility - Cost of Operation | 0 | 0 | 0 | 0 | 0 | 0 | 0 | 0 | 0 | 0 | 0 | 0 | 0 | 0 | 0 | 0 | 0 | 0 | 0 | 0 | 0 | 0 | 0 | 0 | 0 | 0 | 0 | 0 | 0 | 0 | 0 | 0 | 0
F5_Industrial_Electronics Manufacturing_New_Process_Natural Gas_Process Cooling_E8 | F5 | Industrial | Electronics Manufacturing | New | Process | Natural Gas | Process Cooling | E8 | Utility - Cost of Operation | 0 | 0 | 0 | 0 | 0 | 0 | 0 | 0 | 0 | 0 | 0 | 0 | 0 | 0 | 0 | 0 | 0 | 0 | 0 | 0 | 0 | 0 | 0 | 0 | 0 | 0 | 0 | 0 | 0 | 0 | 0 | 0 | 0
F5_Industrial_Electronics Manufacturing_New_Process_Natural Gas_Process Cooling_E9 | F5 | Industrial | Electronics Manufacturing | New | Process | Natural Gas | Process Cooling | E9 | Utility - Cost of Operation | 0 | 0 | 0 | 0 | 0 | 0 | 0 | 0 | 0 | 0 | 0 | 0 | 0 | 0 | 0 | 0 | 0 | 0 | 0 | 0 | 0 | 0 | 0 | 0 | 0 | 0 | 0 | 0 | 0 | 0 | 0 | 0 | 0
F5_Industrial_Electronics Manufacturing_New_Process_Natural Gas_Process Cooling_E10 | F5 | Industrial | Electronics Manufacturing | New | Process | Natural Gas | Process Cooling | E10 | Utility - Cost of Operation | 0 | 0 | 0 | 0 | 0 | 0 | 0 | 0 | 0 | 0 | 0 | 0 | 0 | 0 | 0 | 0 | 0 | 0 | 0 | 0 | 0 | 0 | 0 | 0 | 0 | 0 | 0 | 0 | 0 | 0 | 0 | 0 | 0
F6_Industrial_Electronics Manufacturing_New_Process_Natural Gas_Process Cooling_E1 | F6 | Industrial | Electronics Manufacturing | New | Process | Natural Gas | Process Cooling | E1 | Utility - Value of Sales | 0 | 0 | 0 | 0 | 0 | 0 | 0 | 0 | 0 | 0 | 0 | 0 | 0 | 0 | 0 | 0 | 0 | 0 | 0 | 0 | 0 | 0 | 0 | 0 | 0 | 0 | 0 | 0 | 0 | 0 | 0 | 0 | 0
F6_Industrial_Electronics Manufacturing_New_Process_Natural Gas_Process Cooling_E2 | F6 | Industrial | Electronics Manufacturing | New | Process | Natural Gas | Process Cooling | E2 | Utility - Value of Sales | 0 | 0 | 0 | 0 | 0 | 0 | 0 | 0 | 0 | 0 | 0 | 0 | 0 | 0 | 0 | 0 | 0 | 0 | 0 | 0 | 0 | 0 | 0 | 0 | 0 | 0 | 0 | 0 | 0 | 0 | 0 | 0 | 0
F6_Industrial_Electronics Manufacturing_New_Process_Natural Gas_Process Cooling_E3 | F6 | Industrial | Electronics Manufacturing | New | Process | Natural Gas | Process Cooling | E3 | Utility - Value of Sales | 0 | 0 | 0 | 0 | 0 | 0 | 0 | 0 | 0 | 0 | 0 | 0 | 0 | 0 | 0 | 0 | 0 | 0 | 0 | 0 | 0 | 0 | 0 | 0 | 0 | 0 | 0 | 0 | 0 | 0 | 0 | 0 | 0
F6_Industrial_Electronics Manufacturing_New_Process_Natural Gas_Process Cooling_E4 | F6 | Industrial | Electronics Manufacturing | New | Process | Natural Gas | Process Cooling | E4 | Utility - Value of Sales | 0 | 0 | 0 | 0 | 0 | 0 | 0 | 0 | 0 | 0 | 0 | 0 | 0 | 0 | 0 | 0 | 0 | 0 | 0 | 0 | 0 | 0 | 0 | 0 | 0 | 0 | 0 | 0 | 0 | 0 | 0 | 0 | 0
F6_Industrial_Electronics Manufacturing_New_Process_Natural Gas_Process Cooling_E5 | F6 | Industrial | Electronics Manufacturing | New | Process | Natural Gas | Process Cooling | E5 | Utility - Value of Sales | 0 | 0 | 0 | 0 | 0 | 0 | 0 | 0 | 0 | 0 | 0 | 0 | 0 | 0 | 0 | 0 | 0 | 0 | 0 | 0 | 0 | 0 | 0 | 0 | 0 | 0 | 0 | 0 | 0 | 0 | 0 | 0 | 0
F6_Industrial_Electronics Manufacturing_New_Process_Natural Gas_Process Cooling_E6 | F6 | Industrial | Electronics Manufacturing | New | Process | Natural Gas | Process Cooling | E6 | Utility - Value of Sales | 0 | 0 | 0 | 0 | 0 | 0 | 0 | 0 | 0 | 0 | 0 | 0 | 0 | 0 | 0 | 0 | 0 | 0 | 0 | 0 | 0 | 0 | 0 | 0 | 0 | 0 | 0 | 0 | 0 | 0 | 0 | 0 | 0
F6_Industrial_Electronics Manufacturing_New_Process_Natural Gas_Process Cooling_E7 | F6 | Industrial | Electronics Manufacturing | New | Process | Natural Gas | Process Cooling | E7 | Utility - Value of Sales | 0 | 0 | 0 | 0 | 0 | 0 | 0 | 0 | 0 | 0 | 0 | 0 | 0 | 0 | 0 | 0 | 0 | 0 | 0 | 0 | 0 | 0 | 0 | 0 | 0 | 0 | 0 | 0 | 0 | 0 | 0 | 0 | 0
F6_Industrial_Electronics Manufacturing_New_Process_Natural Gas_Process Cooling_E8 | F6 | Industrial | Electronics Manufacturing | New | Process | Natural Gas | Process Cooling | E8 | Utility - Value of Sales | 0 | 0 | 0 | 0 | 0 | 0 | 0 | 0 | 0 | 0 | 0 | 0 | 0 | 0 | 0 | 0 | 0 | 0 | 0 | 0 | 0 | 0 | 0 | 0 | 0 | 0 | 0 | 0 | 0 | 0 | 0 | 0 | 0
F6_Industrial_Electronics Manufacturing_New_Process_Natural Gas_Process Cooling_E9 | F6 | Industrial | Electronics Manufacturing | New | Process | Natural Gas | Process Cooling | E9 | Utility - Value of Sales | 0 | 0 | 0 | 0 | 0 | 0 | 0 | 0 | 0 | 0 | 0 | 0 | 0 | 0 | 0 | 0 | 0 | 0 | 0 | 0 | 0 | 0 | 0 | 0 | 0 | 0 | 0 | 0 | 0 | 0 | 0 | 0 | 0
F6_Industrial_Electronics Manufacturing_New_Process_Natural Gas_Process Cooling_E10 | F6 | Industrial | Electronics Manufacturing | New | Process | Natural Gas | Process Cooling | E10 | Utility - Value of Sales | 0 | 0 | 0 | 0 | 0 | 0 | 0 | 0 | 0 | 0 | 0 | 0 | 0 | 0 | 0 | 0 | 0 | 0 | 0 | 0 | 0 | 0 | 0 | 0 | 0 | 0 | 0 | 0 | 0 | 0 | 0 | 0 | 0
F1_Industrial_Electronics Manufacturing_New_Process_Natural Gas_Other Process_E1 | F1 | Industrial | Electronics Manufacturing | New | Process | Natural Gas | Other Process | E1 | RVT - Cost of Equipment | 0 | 0 | 0 | 0 | 0 | 0 | 0 | 0 | 0 | 0 | 0 | 0 | 0 | 0 | 0 | 0 | 0 | 0 | 0 | 0 | 0 | 0 | 0 | 0 | 0 | 0 | 0 | 0 | 0 | 0 | 0 | 0 | 0
F1_Industrial_Electronics Manufacturing_New_Process_Natural Gas_Other Process_E2 | F1 | Industrial | Electronics Manufacturing | New | Process | Natural Gas | Other Process | E2 | RVT - Cost of Equipment | 0 | 0 | 0 | 0 | 0 | 0 | 0 | 0 | 0 | 0 | 0 | 0 | 0 | 0 | 0 | 0 | 0 | 0 | 0 | 0 | 0 | 0 | 0 | 0 | 0 | 0 | 0 | 0 | 0 | 0 | 0 | 0 | 0
F1_Industrial_Electronics Manufacturing_New_Process_Natural Gas_Other Process_E3 | F1 | Industrial | Electronics Manufacturing | New | Process | Natural Gas | Other Process | E3 | RVT - Cost of Equipment | 0 | 0 | 0 | 0 | 0 | 0 | 0 | 0 | 0 | 0 | 0 | 0 | 0 | 0 | 0 | 0 | 0 | 0 | 0 | 0 | 0 | 0 | 0 | 0 | 0 | 0 | 0 | 0 | 0 | 0 | 0 | 0 | 0
F1_Industrial_Electronics Manufacturing_New_Process_Natural Gas_Other Process_E4 | F1 | Industrial | Electronics Manufacturing | New | Process | Natural Gas | Other Process | E4 | RVT - Cost of Equipment | 0 | 0 | 0 | 0 | 0 | 0 | 0 | 0 | 0 | 0 | 0 | 0 | 0 | 0 | 0 | 0 | 0 | 0 | 0 | 0 | 0 | 0 | 0 | 0 | 0 | 0 | 0 | 0 | 0 | 0 | 0 | 0 | 0
F1_Industrial_Electronics Manufacturing_New_Process_Natural Gas_Other Process_E5 | F1 | Industrial | Electronics Manufacturing | New | Process | Natural Gas | Other Process | E5 | RVT - Cost of Equipment | 0 | 0 | 0 | 0 | 0 | 0 | 0 | 0 | 0 | 0 | 0 | 0 | 0 | 0 | 0 | 0 | 0 | 0 | 0 | 0 | 0 | 0 | 0 | 0 | 0 | 0 | 0 | 0 | 0 | 0 | 0 | 0 | 0
F1_Industrial_Electronics Manufacturing_New_Process_Natural Gas_Other Process_E6 | F1 | Industrial | Electronics Manufacturing | New | Process | Natural Gas | Other Process | E6 | RVT - Cost of Equipment | 0 | 0 | 0 | 0 | 0 | 0 | 0 | 0 | 0 | 0 | 0 | 0 | 0 | 0 | 0 | 0 | 0 | 0 | 0 | 0 | 0 | 0 | 0 | 0 | 0 | 0 | 0 | 0 | 0 | 0 | 0 | 0 | 0
F1_Industrial_Electronics Manufacturing_New_Process_Natural Gas_Other Process_E7 | F1 | Industrial | Electronics Manufacturing | New | Process | Natural Gas | Other Process | E7 | RVT - Cost of Equipment | 0 | 0 | 0 | 0 | 0 | 0 | 0 | 0 | 0 | 0 | 0 | 0 | 0 | 0 | 0 | 0 | 0 | 0 | 0 | 0 | 0 | 0 | 0 | 0 | 0 | 0 | 0 | 0 | 0 | 0 | 0 | 0 | 0
F1_Industrial_Electronics Manufacturing_New_Process_Natural Gas_Other Process_E8 | F1 | Industrial | Electronics Manufacturing | New | Process | Natural Gas | Other Process | E8 | RVT - Cost of Equipment | 0 | 0 | 0 | 0 | 0 | 0 | 0 | 0 | 0 | 0 | 0 | 0 | 0 | 0 | 0 | 0 | 0 | 0 | 0 | 0 | 0 | 0 | 0 | 0 | 0 | 0 | 0 | 0 | 0 | 0 | 0 | 0 | 0
F1_Industrial_Electronics Manufacturing_New_Process_Natural Gas_Other Process_E9 | F1 | Industrial | Electronics Manufacturing | New | Process | Natural Gas | Other Process | E9 | RVT - Cost of Equipment | 0 | 0 | 0 | 0 | 0 | 0 | 0 | 0 | 0 | 0 | 0 | 0 | 0 | 0 | 0 | 0 | 0 | 0 | 0 | 0 | 0 | 0 | 0 | 0 | 0 | 0 | 0 | 0 | 0 | 0 | 0 | 0 | 0
F1_Industrial_Electronics Manufacturing_New_Process_Natural Gas_Other Process_E10 | F1 | Industrial | Electronics Manufacturing | New | Process | Natural Gas | Other Process | E10 | RVT - Cost of Equipment | 0 | 0 | 0 | 0 | 0 | 0 | 0 | 0 | 0 | 0 | 0 | 0 | 0 | 0 | 0 | 0 | 0 | 0 | 0 | 0 | 0 | 0 | 0 | 0 | 0 | 0 | 0 | 0 | 0 | 0 | 0 | 0 | 0
F2_Industrial_Electronics Manufacturing_New_Process_Natural Gas_Other Process_E1 | F2 | Industrial | Electronics Manufacturing | New | Process | Natural Gas | Other Process | E1 | RVT - Cost of Operation | 0 | 0 | 0 | 0 | 0 | 0 | 0 | 0 | 0 | 0 | 0 | 0 | 0 | 0 | 0 | 0 | 0 | 0 | 0 | 0 | 0 | 0 | 0 | 0 | 0 | 0 | 0 | 0 | 0 | 0 | 0 | 0 | 0
F2_Industrial_Electronics Manufacturing_New_Process_Natural Gas_Other Process_E2 | F2 | Industrial | Electronics Manufacturing | New | Process | Natural Gas | Other Process | E2 | RVT - Cost of Operation | 0 | 0 | 0 | 0 | 0 | 0 | 0 | 0 | 0 | 0 | 0 | 0 | 0 | 0 | 0 | 0 | 0 | 0 | 0 | 0 | 0 | 0 | 0 | 0 | 0 | 0 | 0 | 0 | 0 | 0 | 0 | 0 | 0
F2_Industrial_Electronics Manufacturing_New_Process_Natural Gas_Other Process_E3 | F2 | Industrial | Electronics Manufacturing | New | Process | Natural Gas | Other Process | E3 | RVT - Cost of Operation | 0 | 0 | 0 | 0 | 0 | 0 | 0 | 0 | 0 | 0 | 0 | 0 | 0 | 0 | 0 | 0 | 0 | 0 | 0 | 0 | 0 | 0 | 0 | 0 | 0 | 0 | 0 | 0 | 0 | 0 | 0 | 0 | 0
F2_Industrial_Electronics Manufacturing_New_Process_Natural Gas_Other Process_E4 | F2 | Industrial | Electronics Manufacturing | New | Process | Natural Gas | Other Process | E4 | RVT - Cost of Operation | 0 | 0 | 0 | 0 | 0 | 0 | 0 | 0 | 0 | 0 | 0 | 0 | 0 | 0 | 0 | 0 | 0 | 0 | 0 | 0 | 0 | 0 | 0 | 0 | 0 | 0 | 0 | 0 | 0 | 0 | 0 | 0 | 0
F2_Industrial_Electronics Manufacturing_New_Process_Natural Gas_Other Process_E5 | F2 | Industrial | Electronics Manufacturing | New | Process | Natural Gas | Other Process | E5 | RVT - Cost of Operation | 0 | 0 | 0 | 0 | 0 | 0 | 0 | 0 | 0 | 0 | 0 | 0 | 0 | 0 | 0 | 0 | 0 | 0 | 0 | 0 | 0 | 0 | 0 | 0 | 0 | 0 | 0 | 0 | 0 | 0 | 0 | 0 | 0
F2_Industrial_Electronics Manufacturing_New_Process_Natural Gas_Other Process_E6 | F2 | Industrial | Electronics Manufacturing | New | Process | Natural Gas | Other Process | E6 | RVT - Cost of Operation | 0 | 0 | 0 | 0 | 0 | 0 | 0 | 0 | 0 | 0 | 0 | 0 | 0 | 0 | 0 | 0 | 0 | 0 | 0 | 0 | 0 | 0 | 0 | 0 | 0 | 0 | 0 | 0 | 0 | 0 | 0 | 0 | 0
F2_Industrial_Electronics Manufacturing_New_Process_Natural Gas_Other Process_E7 | F2 | Industrial | Electronics Manufacturing | New | Process | Natural Gas | Other Process | E7 | RVT - Cost of Operation | 0 | 0 | 0 | 0 | 0 | 0 | 0 | 0 | 0 | 0 | 0 | 0 | 0 | 0 | 0 | 0 | 0 | 0 | 0 | 0 | 0 | 0 | 0 | 0 | 0 | 0 | 0 | 0 | 0 | 0 | 0 | 0 | 0
F2_Industrial_Electronics Manufacturing_New_Process_Natural Gas_Other Process_E8 | F2 | Industrial | Electronics Manufacturing | New | Process | Natural Gas | Other Process | E8 | RVT - Cost of Operation | 0 | 0 | 0 | 0 | 0 | 0 | 0 | 0 | 0 | 0 | 0 | 0 | 0 | 0 | 0 | 0 | 0 | 0 | 0 | 0 | 0 | 0 | 0 | 0 | 0 | 0 | 0 | 0 | 0 | 0 | 0 | 0 | 0
F2_Industrial_Electronics Manufacturing_New_Process_Natural Gas_Other Process_E9 | F2 | Industrial | Electronics Manufacturing | New | Process | Natural Gas | Other Process | E9 | RVT - Cost of Operation | 0 | 0 | 0 | 0 | 0 | 0 | 0 | 0 | 0 | 0 | 0 | 0 | 0 | 0 | 0 | 0 | 0 | 0 | 0 | 0 | 0 | 0 | 0 | 0 | 0 | 0 | 0 | 0 | 0 | 0 | 0 | 0 | 0
F2_Industrial_Electronics Manufacturing_New_Process_Natural Gas_Other Process_E10 | F2 | Industrial | Electronics Manufacturing | New | Process | Natural Gas | Other Process | E10 | RVT - Cost of Operation | 0 | 0 | 0 | 0 | 0 | 0 | 0 | 0 | 0 | 0 | 0 | 0 | 0 | 0 | 0 | 0 | 0 | 0 | 0 | 0 | 0 | 0 | 0 | 0 | 0 | 0 | 0 | 0 | 0 | 0 | 0 | 0 | 0
F3_Industrial_Electronics Manufacturing_New_Process_Natural Gas_Other Process_E1 | F3 | Industrial | Electronics Manufacturing | New | Process | Natural Gas | Other Process | E1 | System - kBTUs of Consumption | 0 | 0 | 0 | 0 | 0 | 0 | 0 | 0 | 0 | 0 | 0 | 0 | 0 | 0 | 0 | 0 | 0 | 0 | 0 | 0 | 0 | 0 | 0 | 0 | 0 | 0 | 0 | 0 | 0 | 0 | 0 | 0 | 0
F3_Industrial_Electronics Manufacturing_New_Process_Natural Gas_Other Process_E2 | F3 | Industrial | Electronics Manufacturing | New | Process | Natural Gas | Other Process | E2 | System - kBTUs of Consumption | 0 | 0 | 0 | 0 | 0 | 0 | 0 | 0 | 0 | 0 | 0 | 0 | 0 | 0 | 0 | 0 | 0 | 0 | 0 | 0 | 0 | 0 | 0 | 0 | 0 | 0 | 0 | 0 | 0 | 0 | 0 | 0 | 0
F3_Industrial_Electronics Manufacturing_New_Process_Natural Gas_Other Process_E3 | F3 | Industrial | Electronics Manufacturing | New | Process | Natural Gas | Other Process | E3 | System - kBTUs of Consumption | 0 | 0 | 0 | 0 | 0 | 0 | 0 | 0 | 0 | 0 | 0 | 0 | 0 | 0 | 0 | 0 | 0 | 0 | 0 | 0 | 0 | 0 | 0 | 0 | 0 | 0 | 0 | 0 | 0 | 0 | 0 | 0 | 0
F3_Industrial_Electronics Manufacturing_New_Process_Natural Gas_Other Process_E4 | F3 | Industrial | Electronics Manufacturing | New | Process | Natural Gas | Other Process | E4 | System - kBTUs of Consumption | 0 | 0 | 0 | 0 | 0 | 0 | 0 | 0 | 0 | 0 | 0 | 0 | 0 | 0 | 0 | 0 | 0 | 0 | 0 | 0 | 0 | 0 | 0 | 0 | 0 | 0 | 0 | 0 | 0 | 0 | 0 | 0 | 0
F3_Industrial_Electronics Manufacturing_New_Process_Natural Gas_Other Process_E5 | F3 | Industrial | Electronics Manufacturing | New | Process | Natural Gas | Other Process | E5 | System - kBTUs of Consumption | 0 | 0 | 0 | 0 | 0 | 0 | 0 | 0 | 0 | 0 | 0 | 0 | 0 | 0 | 0 | 0 | 0 | 0 | 0 | 0 | 0 | 0 | 0 | 0 | 0 | 0 | 0 | 0 | 0 | 0 | 0 | 0 | 0
F3_Industrial_Electronics Manufacturing_New_Process_Natural Gas_Other Process_E6 | F3 | Industrial | Electronics Manufacturing | New | Process | Natural Gas | Other Process | E6 | System - kBTUs of Consumption | 0 | 0 | 0 | 0 | 0 | 0 | 0 | 0 | 0 | 0 | 0 | 0 | 0 | 0 | 0 | 0 | 0 | 0 | 0 | 0 | 0 | 0 | 0 | 0 | 0 | 0 | 0 | 0 | 0 | 0 | 0 | 0 | 0
F3_Industrial_Electronics Manufacturing_New_Process_Natural Gas_Other Process_E7 | F3 | Industrial | Electronics Manufacturing | New | Process | Natural Gas | Other Process | E7 | System - kBTUs of Consumption | 0 | 0 | 0 | 0 | 0 | 0 | 0 | 0 | 0 | 0 | 0 | 0 | 0 | 0 | 0 | 0 | 0 | 0 | 0 | 0 | 0 | 0 | 0 | 0 | 0 | 0 | 0 | 0 | 0 | 0 | 0 | 0 | 0
F3_Industrial_Electronics Manufacturing_New_Process_Natural Gas_Other Process_E8 | F3 | Industrial | Electronics Manufacturing | New | Process | Natural Gas | Other Process | E8 | System - kBTUs of Consumption | 0 | 0 | 0 | 0 | 0 | 0 | 0 | 0 | 0 | 0 | 0 | 0 | 0 | 0 | 0 | 0 | 0 | 0 | 0 | 0 | 0 | 0 | 0 | 0 | 0 | 0 | 0 | 0 | 0 | 0 | 0 | 0 | 0
F3_Industrial_Electronics Manufacturing_New_Process_Natural Gas_Other Process_E9 | F3 | Industrial | Electronics Manufacturing | New | Process | Natural Gas | Other Process | E9 | System - kBTUs of Consumption | 0 | 0 | 0 | 0 | 0 | 0 | 0 | 0 | 0 | 0 | 0 | 0 | 0 | 0 | 0 | 0 | 0 | 0 | 0 | 0 | 0 | 0 | 0 | 0 | 0 | 0 | 0 | 0 | 0 | 0 | 0 | 0 | 0
F3_Industrial_Electronics Manufacturing_New_Process_Natural Gas_Other Process_E10 | F3 | Industrial | Electronics Manufacturing | New | Process | Natural Gas | Other Process | E10 | System - kBTUs of Consumption | 0 | 0 | 0 | 0 | 0 | 0 | 0 | 0 | 0 | 0 | 0 | 0 | 0 | 0 | 0 | 0 | 0 | 0 | 0 | 0 | 0 | 0 | 0 | 0 | 0 | 0 | 0 | 0 | 0 | 0 | 0 | 0 | 0
F4_Industrial_Electronics Manufacturing_New_Process_Natural Gas_Other Process_E1 | F4 | Industrial | Electronics Manufacturing | New | Process | Natural Gas | Other Process | E1 | Utility - Cost of Equipment | 0 | 0 | 0 | 0 | 0 | 0 | 0 | 0 | 0 | 0 | 0 | 0 | 0 | 0 | 0 | 0 | 0 | 0 | 0 | 0 | 0 | 0 | 0 | 0 | 0 | 0 | 0 | 0 | 0 | 0 | 0 | 0 | 0
F4_Industrial_Electronics Manufacturing_New_Process_Natural Gas_Other Process_E2 | F4 | Industrial | Electronics Manufacturing | New | Process | Natural Gas | Other Process | E2 | Utility - Cost of Equipment | 0 | 0 | 0 | 0 | 0 | 0 | 0 | 0 | 0 | 0 | 0 | 0 | 0 | 0 | 0 | 0 | 0 | 0 | 0 | 0 | 0 | 0 | 0 | 0 | 0 | 0 | 0 | 0 | 0 | 0 | 0 | 0 | 0
F4_Industrial_Electronics Manufacturing_New_Process_Natural Gas_Other Process_E3 | F4 | Industrial | Electronics Manufacturing | New | Process | Natural Gas | Other Process | E3 | Utility - Cost of Equipment | 0 | 0 | 0 | 0 | 0 | 0 | 0 | 0 | 0 | 0 | 0 | 0 | 0 | 0 | 0 | 0 | 0 | 0 | 0 | 0 | 0 | 0 | 0 | 0 | 0 | 0 | 0 | 0 | 0 | 0 | 0 | 0 | 0
F4_Industrial_Electronics Manufacturing_New_Process_Natural Gas_Other Process_E4 | F4 | Industrial | Electronics Manufacturing | New | Process | Natural Gas | Other Process | E4 | Utility - Cost of Equipment | 0 | 0 | 0 | 0 | 0 | 0 | 0 | 0 | 0 | 0 | 0 | 0 | 0 | 0 | 0 | 0 | 0 | 0 | 0 | 0 | 0 | 0 | 0 | 0 | 0 | 0 | 0 | 0 | 0 | 0 | 0 | 0 | 0
F4_Industrial_Electronics Manufacturing_New_Process_Natural Gas_Other Process_E5 | F4 | Industrial | Electronics Manufacturing | New | Process | Natural Gas | Other Process | E5 | Utility - Cost of Equipment | 0 | 0 | 0 | 0 | 0 | 0 | 0 | 0 | 0 | 0 | 0 | 0 | 0 | 0 | 0 | 0 | 0 | 0 | 0 | 0 | 0 | 0 | 0 | 0 | 0 | 0 | 0 | 0 | 0 | 0 | 0 | 0 | 0
F4_Industrial_Electronics Manufacturing_New_Process_Natural Gas_Other Process_E6 | F4 | Industrial | Electronics Manufacturing | New | Process | Natural Gas | Other Process | E6 | Utility - Cost of Equipment | 0 | 0 | 0 | 0 | 0 | 0 | 0 | 0 | 0 | 0 | 0 | 0 | 0 | 0 | 0 | 0 | 0 | 0 | 0 | 0 | 0 | 0 | 0 | 0 | 0 | 0 | 0 | 0 | 0 | 0 | 0 | 0 | 0
F4_Industrial_Electronics Manufacturing_New_Process_Natural Gas_Other Process_E7 | F4 | Industrial | Electronics Manufacturing | New | Process | Natural Gas | Other Process | E7 | Utility - Cost of Equipment | 0 | 0 | 0 | 0 | 0 | 0 | 0 | 0 | 0 | 0 | 0 | 0 | 0 | 0 | 0 | 0 | 0 | 0 | 0 | 0 | 0 | 0 | 0 | 0 | 0 | 0 | 0 | 0 | 0 | 0 | 0 | 0 | 0
F4_Industrial_Electronics Manufacturing_New_Process_Natural Gas_Other Process_E8 | F4 | Industrial | Electronics Manufacturing | New | Process | Natural Gas | Other Process | E8 | Utility - Cost of Equipment | 0 | 0 | 0 | 0 | 0 | 0 | 0 | 0 | 0 | 0 | 0 | 0 | 0 | 0 | 0 | 0 | 0 | 0 | 0 | 0 | 0 | 0 | 0 | 0 | 0 | 0 | 0 | 0 | 0 | 0 | 0 | 0 | 0
F4_Industrial_Electronics Manufacturing_New_Process_Natural Gas_Other Process_E9 | F4 | Industrial | Electronics Manufacturing | New | Process | Natural Gas | Other Process | E9 | Utility - Cost of Equipment | 0 | 0 | 0 | 0 | 0 | 0 | 0 | 0 | 0 | 0 | 0 | 0 | 0 | 0 | 0 | 0 | 0 | 0 | 0 | 0 | 0 | 0 | 0 | 0 | 0 | 0 | 0 | 0 | 0 | 0 | 0 | 0 | 0
F4_Industrial_Electronics Manufacturing_New_Process_Natural Gas_Other Process_E10 | F4 | Industrial | Electronics Manufacturing | New | Process | Natural Gas | Other Process | E10 | Utility - Cost of Equipment | 0 | 0 | 0 | 0 | 0 | 0 | 0 | 0 | 0 | 0 | 0 | 0 | 0 | 0 | 0 | 0 | 0 | 0 | 0 | 0 | 0 | 0 | 0 | 0 | 0 | 0 | 0 | 0 | 0 | 0 | 0 | 0 | 0
F5_Industrial_Electronics Manufacturing_New_Process_Natural Gas_Other Process_E1 | F5 | Industrial | Electronics Manufacturing | New | Process | Natural Gas | Other Process | E1 | Utility - Cost of Operation | 0 | 0 | 0 | 0 | 0 | 0 | 0 | 0 | 0 | 0 | 0 | 0 | 0 | 0 | 0 | 0 | 0 | 0 | 0 | 0 | 0 | 0 | 0 | 0 | 0 | 0 | 0 | 0 | 0 | 0 | 0 | 0 | 0
F5_Industrial_Electronics Manufacturing_New_Process_Natural Gas_Other Process_E2 | F5 | Industrial | Electronics Manufacturing | New | Process | Natural Gas | Other Process | E2 | Utility - Cost of Operation | 0 | 0 | 0 | 0 | 0 | 0 | 0 | 0 | 0 | 0 | 0 | 0 | 0 | 0 | 0 | 0 | 0 | 0 | 0 | 0 | 0 | 0 | 0 | 0 | 0 | 0 | 0 | 0 | 0 | 0 | 0 | 0 | 0
F5_Industrial_Electronics Manufacturing_New_Process_Natural Gas_Other Process_E3 | F5 | Industrial | Electronics Manufacturing | New | Process | Natural Gas | Other Process | E3 | Utility - Cost of Operation | 0 | 0 | 0 | 0 | 0 | 0 | 0 | 0 | 0 | 0 | 0 | 0 | 0 | 0 | 0 | 0 | 0 | 0 | 0 | 0 | 0 | 0 | 0 | 0 | 0 | 0 | 0 | 0 | 0 | 0 | 0 | 0 | 0
F5_Industrial_Electronics Manufacturing_New_Process_Natural Gas_Other Process_E4 | F5 | Industrial | Electronics Manufacturing | New | Process | Natural Gas | Other Process | E4 | Utility - Cost of Operation | 0 | 0 | 0 | 0 | 0 | 0 | 0 | 0 | 0 | 0 | 0 | 0 | 0 | 0 | 0 | 0 | 0 | 0 | 0 | 0 | 0 | 0 | 0 | 0 | 0 | 0 | 0 | 0 | 0 | 0 | 0 | 0 | 0
F5_Industrial_Electronics Manufacturing_New_Process_Natural Gas_Other Process_E5 | F5 | Industrial | Electronics Manufacturing | New | Process | Natural Gas | Other Process | E5 | Utility - Cost of Operation | 0 | 0 | 0 | 0 | 0 | 0 | 0 | 0 | 0 | 0 | 0 | 0 | 0 | 0 | 0 | 0 | 0 | 0 | 0 | 0 | 0 | 0 | 0 | 0 | 0 | 0 | 0 | 0 | 0 | 0 | 0 | 0 | 0
F5_Industrial_Electronics Manufacturing_New_Process_Natural Gas_Other Process_E6 | F5 | Industrial | Electronics Manufacturing | New | Process | Natural Gas | Other Process | E6 | Utility - Cost of Operation | 0 | 0 | 0 | 0 | 0 | 0 | 0 | 0 | 0 | 0 | 0 | 0 | 0 | 0 | 0 | 0 | 0 | 0 | 0 | 0 | 0 | 0 | 0 | 0 | 0 | 0 | 0 | 0 | 0 | 0 | 0 | 0 | 0
F5_Industrial_Electronics Manufacturing_New_Process_Natural Gas_Other Process_E7 | F5 | Industrial | Electronics Manufacturing | New | Process | Natural Gas | Other Process | E7 | Utility - Cost of Operation | 0 | 0 | 0 | 0 | 0 | 0 | 0 | 0 | 0 | 0 | 0 | 0 | 0 | 0 | 0 | 0 | 0 | 0 | 0 | 0 | 0 | 0 | 0 | 0 | 0 | 0 | 0 | 0 | 0 | 0 | 0 | 0 | 0
F5_Industrial_Electronics Manufacturing_New_Process_Natural Gas_Other Process_E8 | F5 | Industrial | Electronics Manufacturing | New | Process | Natural Gas | Other Process | E8 | Utility - Cost of Operation | 0 | 0 | 0 | 0 | 0 | 0 | 0 | 0 | 0 | 0 | 0 | 0 | 0 | 0 | 0 | 0 | 0 | 0 | 0 | 0 | 0 | 0 | 0 | 0 | 0 | 0 | 0 | 0 | 0 | 0 | 0 | 0 | 0
F5_Industrial_Electronics Manufacturing_New_Process_Natural Gas_Other Process_E9 | F5 | Industrial | Electronics Manufacturing | New | Process | Natural Gas | Other Process | E9 | Utility - Cost of Operation | 0 | 0 | 0 | 0 | 0 | 0 | 0 | 0 | 0 | 0 | 0 | 0 | 0 | 0 | 0 | 0 | 0 | 0 | 0 | 0 | 0 | 0 | 0 | 0 | 0 | 0 | 0 | 0 | 0 | 0 | 0 | 0 | 0
F5_Industrial_Electronics Manufacturing_New_Process_Natural Gas_Other Process_E10 | F5 | Industrial | Electronics Manufacturing | New | Process | Natural Gas | Other Process | E10 | Utility - Cost of Operation | 0 | 0 | 0 | 0 | 0 | 0 | 0 | 0 | 0 | 0 | 0 | 0 | 0 | 0 | 0 | 0 | 0 | 0 | 0 | 0 | 0 | 0 | 0 | 0 | 0 | 0 | 0 | 0 | 0 | 0 | 0 | 0 | 0
F6_Industrial_Electronics Manufacturing_New_Process_Natural Gas_Other Process_E1 | F6 | Industrial | Electronics Manufacturing | New | Process | Natural Gas | Other Process | E1 | Utility - Value of Sales | 0 | 0 | 0 | 0 | 0 | 0 | 0 | 0 | 0 | 0 | 0 | 0 | 0 | 0 | 0 | 0 | 0 | 0 | 0 | 0 | 0 | 0 | 0 | 0 | 0 | 0 | 0 | 0 | 0 | 0 | 0 | 0 | 0
F6_Industrial_Electronics Manufacturing_New_Process_Natural Gas_Other Process_E2 | F6 | Industrial | Electronics Manufacturing | New | Process | Natural Gas | Other Process | E2 | Utility - Value of Sales | 0 | 0 | 0 | 0 | 0 | 0 | 0 | 0 | 0 | 0 | 0 | 0 | 0 | 0 | 0 | 0 | 0 | 0 | 0 | 0 | 0 | 0 | 0 | 0 | 0 | 0 | 0 | 0 | 0 | 0 | 0 | 0 | 0
F6_Industrial_Electronics Manufacturing_New_Process_Natural Gas_Other Process_E3 | F6 | Industrial | Electronics Manufacturing | New | Process | Natural Gas | Other Process | E3 | Utility - Value of Sales | 0 | 0 | 0 | 0 | 0 | 0 | 0 | 0 | 0 | 0 | 0 | 0 | 0 | 0 | 0 | 0 | 0 | 0 | 0 | 0 | 0 | 0 | 0 | 0 | 0 | 0 | 0 | 0 | 0 | 0 | 0 | 0 | 0
F6_Industrial_Electronics Manufacturing_New_Process_Natural Gas_Other Process_E4 | F6 | Industrial | Electronics Manufacturing | New | Process | Natural Gas | Other Process | E4 | Utility - Value of Sales | 0 | 0 | 0 | 0 | 0 | 0 | 0 | 0 | 0 | 0 | 0 | 0 | 0 | 0 | 0 | 0 | 0 | 0 | 0 | 0 | 0 | 0 | 0 | 0 | 0 | 0 | 0 | 0 | 0 | 0 | 0 | 0 | 0
F6_Industrial_Electronics Manufacturing_New_Process_Natural Gas_Other Process_E5 | F6 | Industrial | Electronics Manufacturing | New | Process | Natural Gas | Other Process | E5 | Utility - Value of Sales | 0 | 0 | 0 | 0 | 0 | 0 | 0 | 0 | 0 | 0 | 0 | 0 | 0 | 0 | 0 | 0 | 0 | 0 | 0 | 0 | 0 | 0 | 0 | 0 | 0 | 0 | 0 | 0 | 0 | 0 | 0 | 0 | 0
F6_Industrial_Electronics Manufacturing_New_Process_Natural Gas_Other Process_E6 | F6 | Industrial | Electronics Manufacturing | New | Process | Natural Gas | Other Process | E6 | Utility - Value of Sales | 0 | 0 | 0 | 0 | 0 | 0 | 0 | 0 | 0 | 0 | 0 | 0 | 0 | 0 | 0 | 0 | 0 | 0 | 0 | 0 | 0 | 0 | 0 | 0 | 0 | 0 | 0 | 0 | 0 | 0 | 0 | 0 | 0
F6_Industrial_Electronics Manufacturing_New_Process_Natural Gas_Other Process_E7 | F6 | Industrial | Electronics Manufacturing | New | Process | Natural Gas | Other Process | E7 | Utility - Value of Sales | 0 | 0 | 0 | 0 | 0 | 0 | 0 | 0 | 0 | 0 | 0 | 0 | 0 | 0 | 0 | 0 | 0 | 0 | 0 | 0 | 0 | 0 | 0 | 0 | 0 | 0 | 0 | 0 | 0 | 0 | 0 | 0 | 0
F6_Industrial_Electronics Manufacturing_New_Process_Natural Gas_Other Process_E8 | F6 | Industrial | Electronics Manufacturing | New | Process | Natural Gas | Other Process | E8 | Utility - Value of Sales | 0 | 0 | 0 | 0 | 0 | 0 | 0 | 0 | 0 | 0 | 0 | 0 | 0 | 0 | 0 | 0 | 0 | 0 | 0 | 0 | 0 | 0 | 0 | 0 | 0 | 0 | 0 | 0 | 0 | 0 | 0 | 0 | 0
F6_Industrial_Electronics Manufacturing_New_Process_Natural Gas_Other Process_E9 | F6 | Industrial | Electronics Manufacturing | New | Process | Natural Gas | Other Process | E9 | Utility - Value of Sales | 0 | 0 | 0 | 0 | 0 | 0 | 0 | 0 | 0 | 0 | 0 | 0 | 0 | 0 | 0 | 0 | 0 | 0 | 0 | 0 | 0 | 0 | 0 | 0 | 0 | 0 | 0 | 0 | 0 | 0 | 0 | 0 | 0
F6_Industrial_Electronics Manufacturing_New_Process_Natural Gas_Other Process_E10 | F6 | Industrial | Electronics Manufacturing | New | Process | Natural Gas | Other Process | E10 | Utility - Value of Sales | 0 | 0 | 0 | 0 | 0 | 0 | 0 | 0 | 0 | 0 | 0 | 0 | 0 | 0 | 0 | 0 | 0 | 0 | 0 | 0 | 0 | 0 | 0 | 0 | 0 | 0 | 0 | 0 | 0 | 0 | 0 | 0 | 0
F1_Industrial_Electronics Manufacturing_New_Miscellaneous_Natural Gas_Miscellaneous_E1 | F1 | Industrial | Electronics Manufacturing | New | Miscellaneous | Natural Gas | Miscellaneous | E1 | RVT - Cost of Equipment | 0 | 0 | 0 | 0 | 0 | 0 | 0 | 0 | 0 | 0 | 0 | 0 | 0 | 0 | 0 | 0 | 0 | 0 | 0 | 0 | 0 | 0 | 0 | 0 | 0 | 0 | 0 | 0 | 0 | 0 | 0 | 0 | 0
F1_Industrial_Electronics Manufacturing_New_Miscellaneous_Natural Gas_Miscellaneous_E2 | F1 | Industrial | Electronics Manufacturing | New | Miscellaneous | Natural Gas | Miscellaneous | E2 | RVT - Cost of Equipment | 0 | 0 | 0 | 0 | 0 | 0 | 0 | 0 | 0 | 0 | 0 | 0 | 0 | 0 | 0 | 0 | 0 | 0 | 0 | 0 | 0 | 0 | 0 | 0 | 0 | 0 | 0 | 0 | 0 | 0 | 0 | 0 | 0
F1_Industrial_Electronics Manufacturing_New_Miscellaneous_Natural Gas_Miscellaneous_E3 | F1 | Industrial | Electronics Manufacturing | New | Miscellaneous | Natural Gas | Miscellaneous | E3 | RVT - Cost of Equipment | 0 | 0 | 0 | 0 | 0 | 0 | 0 | 0 | 0 | 0 | 0 | 0 | 0 | 0 | 0 | 0 | 0 | 0 | 0 | 0 | 0 | 0 | 0 | 0 | 0 | 0 | 0 | 0 | 0 | 0 | 0 | 0 | 0
F1_Industrial_Electronics Manufacturing_New_Miscellaneous_Natural Gas_Miscellaneous_E4 | F1 | Industrial | Electronics Manufacturing | New | Miscellaneous | Natural Gas | Miscellaneous | E4 | RVT - Cost of Equipment | 0 | 0 | 0 | 0 | 0 | 0 | 0 | 0 | 0 | 0 | 0 | 0 | 0 | 0 | 0 | 0 | 0 | 0 | 0 | 0 | 0 | 0 | 0 | 0 | 0 | 0 | 0 | 0 | 0 | 0 | 0 | 0 | 0
F1_Industrial_Electronics Manufacturing_New_Miscellaneous_Natural Gas_Miscellaneous_E5 | F1 | Industrial | Electronics Manufacturing | New | Miscellaneous | Natural Gas | Miscellaneous | E5 | RVT - Cost of Equipment | 0 | 0 | 0 | 0 | 0 | 0 | 0 | 0 | 0 | 0 | 0 | 0 | 0 | 0 | 0 | 0 | 0 | 0 | 0 | 0 | 0 | 0 | 0 | 0 | 0 | 0 | 0 | 0 | 0 | 0 | 0 | 0 | 0
F1_Industrial_Electronics Manufacturing_New_Miscellaneous_Natural Gas_Miscellaneous_E6 | F1 | Industrial | Electronics Manufacturing | New | Miscellaneous | Natural Gas | Miscellaneous | E6 | RVT - Cost of Equipment | 0 | 0 | 0 | 0 | 0 | 0 | 0 | 0 | 0 | 0 | 0 | 0 | 0 | 0 | 0 | 0 | 0 | 0 | 0 | 0 | 0 | 0 | 0 | 0 | 0 | 0 | 0 | 0 | 0 | 0 | 0 | 0 | 0
F1_Industrial_Electronics Manufacturing_New_Miscellaneous_Natural Gas_Miscellaneous_E7 | F1 | Industrial | Electronics Manufacturing | New | Miscellaneous | Natural Gas | Miscellaneous | E7 | RVT - Cost of Equipment | 0 | 0 | 0 | 0 | 0 | 0 | 0 | 0 | 0 | 0 | 0 | 0 | 0 | 0 | 0 | 0 | 0 | 0 | 0 | 0 | 0 | 0 | 0 | 0 | 0 | 0 | 0 | 0 | 0 | 0 | 0 | 0 | 0
F1_Industrial_Electronics Manufacturing_New_Miscellaneous_Natural Gas_Miscellaneous_E8 | F1 | Industrial | Electronics Manufacturing | New | Miscellaneous | Natural Gas | Miscellaneous | E8 | RVT - Cost of Equipment | 0 | 0 | 0 | 0 | 0 | 0 | 0 | 0 | 0 | 0 | 0 | 0 | 0 | 0 | 0 | 0 | 0 | 0 | 0 | 0 | 0 | 0 | 0 | 0 | 0 | 0 | 0 | 0 | 0 | 0 | 0 | 0 | 0
F1_Industrial_Electronics Manufacturing_New_Miscellaneous_Natural Gas_Miscellaneous_E9 | F1 | Industrial | Electronics Manufacturing | New | Miscellaneous | Natural Gas | Miscellaneous | E9 | RVT - Cost of Equipment | 0 | 0 | 0 | 0 | 0 | 0 | 0 | 0 | 0 | 0 | 0 | 0 | 0 | 0 | 0 | 0 | 0 | 0 | 0 | 0 | 0 | 0 | 0 | 0 | 0 | 0 | 0 | 0 | 0 | 0 | 0 | 0 | 0
F1_Industrial_Electronics Manufacturing_New_Miscellaneous_Natural Gas_Miscellaneous_E10 | F1 | Industrial | Electronics Manufacturing | New | Miscellaneous | Natural Gas | Miscellaneous | E10 | RVT - Cost of Equipment | 0 | 0 | 0 | 0 | 0 | 0 | 0 | 0 | 0 | 0 | 0 | 0 | 0 | 0 | 0 | 0 | 0 | 0 | 0 | 0 | 0 | 0 | 0 | 0 | 0 | 0 | 0 | 0 | 0 | 0 | 0 | 0 | 0
F2_Industrial_Electronics Manufacturing_New_Miscellaneous_Natural Gas_Miscellaneous_E1 | F2 | Industrial | Electronics Manufacturing | New | Miscellaneous | Natural Gas | Miscellaneous | E1 | RVT - Cost of Operation | 0 | 0 | 0 | 0 | 0 | 0 | 0 | 0 | 0 | 0 | 0 | 0 | 0 | 0 | 0 | 0 | 0 | 0 | 0 | 0 | 0 | 0 | 0 | 0 | 0 | 0 | 0 | 0 | 0 | 0 | 0 | 0 | 0
F2_Industrial_Electronics Manufacturing_New_Miscellaneous_Natural Gas_Miscellaneous_E2 | F2 | Industrial | Electronics Manufacturing | New | Miscellaneous | Natural Gas | Miscellaneous | E2 | RVT - Cost of Operation | 0 | 0 | 0 | 0 | 0 | 0 | 0 | 0 | 0 | 0 | 0 | 0 | 0 | 0 | 0 | 0 | 0 | 0 | 0 | 0 | 0 | 0 | 0 | 0 | 0 | 0 | 0 | 0 | 0 | 0 | 0 | 0 | 0
F2_Industrial_Electronics Manufacturing_New_Miscellaneous_Natural Gas_Miscellaneous_E3 | F2 | Industrial | Electronics Manufacturing | New | Miscellaneous | Natural Gas | Miscellaneous | E3 | RVT - Cost of Operation | 0 | 0 | 0 | 0 | 0 | 0 | 0 | 0 | 0 | 0 | 0 | 0 | 0 | 0 | 0 | 0 | 0 | 0 | 0 | 0 | 0 | 0 | 0 | 0 | 0 | 0 | 0 | 0 | 0 | 0 | 0 | 0 | 0
F2_Industrial_Electronics Manufacturing_New_Miscellaneous_Natural Gas_Miscellaneous_E4 | F2 | Industrial | Electronics Manufacturing | New | Miscellaneous | Natural Gas | Miscellaneous | E4 | RVT - Cost of Operation | 0 | 0 | 0 | 0 | 0 | 0 | 0 | 0 | 0 | 0 | 0 | 0 | 0 | 0 | 0 | 0 | 0 | 0 | 0 | 0 | 0 | 0 | 0 | 0 | 0 | 0 | 0 | 0 | 0 | 0 | 0 | 0 | 0
F2_Industrial_Electronics Manufacturing_New_Miscellaneous_Natural Gas_Miscellaneous_E5 | F2 | Industrial | Electronics Manufacturing | New | Miscellaneous | Natural Gas | Miscellaneous | E5 | RVT - Cost of Operation | 0 | 0 | 0 | 0 | 0 | 0 | 0 | 0 | 0 | 0 | 0 | 0 | 0 | 0 | 0 | 0 | 0 | 0 | 0 | 0 | 0 | 0 | 0 | 0 | 0 | 0 | 0 | 0 | 0 | 0 | 0 | 0 | 0
F2_Industrial_Electronics Manufacturing_New_Miscellaneous_Natural Gas_Miscellaneous_E6 | F2 | Industrial | Electronics Manufacturing | New | Miscellaneous | Natural Gas | Miscellaneous | E6 | RVT - Cost of Operation | 0 | 0 | 0 | 0 | 0 | 0 | 0 | 0 | 0 | 0 | 0 | 0 | 0 | 0 | 0 | 0 | 0 | 0 | 0 | 0 | 0 | 0 | 0 | 0 | 0 | 0 | 0 | 0 | 0 | 0 | 0 | 0 | 0
F2_Industrial_Electronics Manufacturing_New_Miscellaneous_Natural Gas_Miscellaneous_E7 | F2 | Industrial | Electronics Manufacturing | New | Miscellaneous | Natural Gas | Miscellaneous | E7 | RVT - Cost of Operation | 0 | 0 | 0 | 0 | 0 | 0 | 0 | 0 | 0 | 0 | 0 | 0 | 0 | 0 | 0 | 0 | 0 | 0 | 0 | 0 | 0 | 0 | 0 | 0 | 0 | 0 | 0 | 0 | 0 | 0 | 0 | 0 | 0
F2_Industrial_Electronics Manufacturing_New_Miscellaneous_Natural Gas_Miscellaneous_E8 | F2 | Industrial | Electronics Manufacturing | New | Miscellaneous | Natural Gas | Miscellaneous | E8 | RVT - Cost of Operation | 0 | 0 | 0 | 0 | 0 | 0 | 0 | 0 | 0 | 0 | 0 | 0 | 0 | 0 | 0 | 0 | 0 | 0 | 0 | 0 | 0 | 0 | 0 | 0 | 0 | 0 | 0 | 0 | 0 | 0 | 0 | 0 | 0
F2_Industrial_Electronics Manufacturing_New_Miscellaneous_Natural Gas_Miscellaneous_E9 | F2 | Industrial | Electronics Manufacturing | New | Miscellaneous | Natural Gas | Miscellaneous | E9 | RVT - Cost of Operation | 0 | 0 | 0 | 0 | 0 | 0 | 0 | 0 | 0 | 0 | 0 | 0 | 0 | 0 | 0 | 0 | 0 | 0 | 0 | 0 | 0 | 0 | 0 | 0 | 0 | 0 | 0 | 0 | 0 | 0 | 0 | 0 | 0
F2_Industrial_Electronics Manufacturing_New_Miscellaneous_Natural Gas_Miscellaneous_E10 | F2 | Industrial | Electronics Manufacturing | New | Miscellaneous | Natural Gas | Miscellaneous | E10 | RVT - Cost of Operation | 0 | 0 | 0 | 0 | 0 | 0 | 0 | 0 | 0 | 0 | 0 | 0 | 0 | 0 | 0 | 0 | 0 | 0 | 0 | 0 | 0 | 0 | 0 | 0 | 0 | 0 | 0 | 0 | 0 | 0 | 0 | 0 | 0
F3_Industrial_Electronics Manufacturing_New_Miscellaneous_Natural Gas_Miscellaneous_E1 | F3 | Industrial | Electronics Manufacturing | New | Miscellaneous | Natural Gas | Miscellaneous | E1 | System - kBTUs of Consumption | 0 | 0 | 0 | 0 | 0 | 0 | 0 | 0 | 0 | 0 | 0 | 0 | 0 | 0 | 0 | 0 | 0 | 0 | 0 | 0 | 0 | 0 | 0 | 0 | 0 | 0 | 0 | 0 | 0 | 0 | 0 | 0 | 0
F3_Industrial_Electronics Manufacturing_New_Miscellaneous_Natural Gas_Miscellaneous_E2 | F3 | Industrial | Electronics Manufacturing | New | Miscellaneous | Natural Gas | Miscellaneous | E2 | System - kBTUs of Consumption | 0 | 0 | 0 | 0 | 0 | 0 | 0 | 0 | 0 | 0 | 0 | 0 | 0 | 0 | 0 | 0 | 0 | 0 | 0 | 0 | 0 | 0 | 0 | 0 | 0 | 0 | 0 | 0 | 0 | 0 | 0 | 0 | 0
F3_Industrial_Electronics Manufacturing_New_Miscellaneous_Natural Gas_Miscellaneous_E3 | F3 | Industrial | Electronics Manufacturing | New | Miscellaneous | Natural Gas | Miscellaneous | E3 | System - kBTUs of Consumption | 0 | 0 | 0 | 0 | 0 | 0 | 0 | 0 | 0 | 0 | 0 | 0 | 0 | 0 | 0 | 0 | 0 | 0 | 0 | 0 | 0 | 0 | 0 | 0 | 0 | 0 | 0 | 0 | 0 | 0 | 0 | 0 | 0
F3_Industrial_Electronics Manufacturing_New_Miscellaneous_Natural Gas_Miscellaneous_E4 | F3 | Industrial | Electronics Manufacturing | New | Miscellaneous | Natural Gas | Miscellaneous | E4 | System - kBTUs of Consumption | 0 | 0 | 0 | 0 | 0 | 0 | 0 | 0 | 0 | 0 | 0 | 0 | 0 | 0 | 0 | 0 | 0 | 0 | 0 | 0 | 0 | 0 | 0 | 0 | 0 | 0 | 0 | 0 | 0 | 0 | 0 | 0 | 0
F3_Industrial_Electronics Manufacturing_New_Miscellaneous_Natural Gas_Miscellaneous_E5 | F3 | Industrial | Electronics Manufacturing | New | Miscellaneous | Natural Gas | Miscellaneous | E5 | System - kBTUs of Consumption | 0 | 0 | 0 | 0 | 0 | 0 | 0 | 0 | 0 | 0 | 0 | 0 | 0 | 0 | 0 | 0 | 0 | 0 | 0 | 0 | 0 | 0 | 0 | 0 | 0 | 0 | 0 | 0 | 0 | 0 | 0 | 0 | 0
F3_Industrial_Electronics Manufacturing_New_Miscellaneous_Natural Gas_Miscellaneous_E6 | F3 | Industrial | Electronics Manufacturing | New | Miscellaneous | Natural Gas | Miscellaneous | E6 | System - kBTUs of Consumption | 0 | 0 | 0 | 0 | 0 | 0 | 0 | 0 | 0 | 0 | 0 | 0 | 0 | 0 | 0 | 0 | 0 | 0 | 0 | 0 | 0 | 0 | 0 | 0 | 0 | 0 | 0 | 0 | 0 | 0 | 0 | 0 | 0
F3_Industrial_Electronics Manufacturing_New_Miscellaneous_Natural Gas_Miscellaneous_E7 | F3 | Industrial | Electronics Manufacturing | New | Miscellaneous | Natural Gas | Miscellaneous | E7 | System - kBTUs of Consumption | 0 | 0 | 0 | 0 | 0 | 0 | 0 | 0 | 0 | 0 | 0 | 0 | 0 | 0 | 0 | 0 | 0 | 0 | 0 | 0 | 0 | 0 | 0 | 0 | 0 | 0 | 0 | 0 | 0 | 0 | 0 | 0 | 0
F3_Industrial_Electronics Manufacturing_New_Miscellaneous_Natural Gas_Miscellaneous_E8 | F3 | Industrial | Electronics Manufacturing | New | Miscellaneous | Natural Gas | Miscellaneous | E8 | System - kBTUs of Consumption | 0 | 0 | 0 | 0 | 0 | 0 | 0 | 0 | 0 | 0 | 0 | 0 | 0 | 0 | 0 | 0 | 0 | 0 | 0 | 0 | 0 | 0 | 0 | 0 | 0 | 0 | 0 | 0 | 0 | 0 | 0 | 0 | 0
F3_Industrial_Electronics Manufacturing_New_Miscellaneous_Natural Gas_Miscellaneous_E9 | F3 | Industrial | Electronics Manufacturing | New | Miscellaneous | Natural Gas | Miscellaneous | E9 | System - kBTUs of Consumption | 0 | 0 | 0 | 0 | 0 | 0 | 0 | 0 | 0 | 0 | 0 | 0 | 0 | 0 | 0 | 0 | 0 | 0 | 0 | 0 | 0 | 0 | 0 | 0 | 0 | 0 | 0 | 0 | 0 | 0 | 0 | 0 | 0
F3_Industrial_Electronics Manufacturing_New_Miscellaneous_Natural Gas_Miscellaneous_E10 | F3 | Industrial | Electronics Manufacturing | New | Miscellaneous | Natural Gas | Miscellaneous | E10 | System - kBTUs of Consumption | 0 | 0 | 0 | 0 | 0 | 0 | 0 | 0 | 0 | 0 | 0 | 0 | 0 | 0 | 0 | 0 | 0 | 0 | 0 | 0 | 0 | 0 | 0 | 0 | 0 | 0 | 0 | 0 | 0 | 0 | 0 | 0 | 0
F4_Industrial_Electronics Manufacturing_New_Miscellaneous_Natural Gas_Miscellaneous_E1 | F4 | Industrial | Electronics Manufacturing | New | Miscellaneous | Natural Gas | Miscellaneous | E1 | Utility - Cost of Equipment | 0 | 0 | 0 | 0 | 0 | 0 | 0 | 0 | 0 | 0 | 0 | 0 | 0 | 0 | 0 | 0 | 0 | 0 | 0 | 0 | 0 | 0 | 0 | 0 | 0 | 0 | 0 | 0 | 0 | 0 | 0 | 0 | 0
F4_Industrial_Electronics Manufacturing_New_Miscellaneous_Natural Gas_Miscellaneous_E2 | F4 | Industrial | Electronics Manufacturing | New | Miscellaneous | Natural Gas | Miscellaneous | E2 | Utility - Cost of Equipment | 0 | 0 | 0 | 0 | 0 | 0 | 0 | 0 | 0 | 0 | 0 | 0 | 0 | 0 | 0 | 0 | 0 | 0 | 0 | 0 | 0 | 0 | 0 | 0 | 0 | 0 | 0 | 0 | 0 | 0 | 0 | 0 | 0
F4_Industrial_Electronics Manufacturing_New_Miscellaneous_Natural Gas_Miscellaneous_E3 | F4 | Industrial | Electronics Manufacturing | New | Miscellaneous | Natural Gas | Miscellaneous | E3 | Utility - Cost of Equipment | 0 | 0 | 0 | 0 | 0 | 0 | 0 | 0 | 0 | 0 | 0 | 0 | 0 | 0 | 0 | 0 | 0 | 0 | 0 | 0 | 0 | 0 | 0 | 0 | 0 | 0 | 0 | 0 | 0 | 0 | 0 | 0 | 0
F4_Industrial_Electronics Manufacturing_New_Miscellaneous_Natural Gas_Miscellaneous_E4 | F4 | Industrial | Electronics Manufacturing | New | Miscellaneous | Natural Gas | Miscellaneous | E4 | Utility - Cost of Equipment | 0 | 0 | 0 | 0 | 0 | 0 | 0 | 0 | 0 | 0 | 0 | 0 | 0 | 0 | 0 | 0 | 0 | 0 | 0 | 0 | 0 | 0 | 0 | 0 | 0 | 0 | 0 | 0 | 0 | 0 | 0 | 0 | 0
F4_Industrial_Electronics Manufacturing_New_Miscellaneous_Natural Gas_Miscellaneous_E5 | F4 | Industrial | Electronics Manufacturing | New | Miscellaneous | Natural Gas | Miscellaneous | E5 | Utility - Cost of Equipment | 0 | 0 | 0 | 0 | 0 | 0 | 0 | 0 | 0 | 0 | 0 | 0 | 0 | 0 | 0 | 0 | 0 | 0 | 0 | 0 | 0 | 0 | 0 | 0 | 0 | 0 | 0 | 0 | 0 | 0 | 0 | 0 | 0
F4_Industrial_Electronics Manufacturing_New_Miscellaneous_Natural Gas_Miscellaneous_E6 | F4 | Industrial | Electronics Manufacturing | New | Miscellaneous | Natural Gas | Miscellaneous | E6 | Utility - Cost of Equipment | 0 | 0 | 0 | 0 | 0 | 0 | 0 | 0 | 0 | 0 | 0 | 0 | 0 | 0 | 0 | 0 | 0 | 0 | 0 | 0 | 0 | 0 | 0 | 0 | 0 | 0 | 0 | 0 | 0 | 0 | 0 | 0 | 0
F4_Industrial_Electronics Manufacturing_New_Miscellaneous_Natural Gas_Miscellaneous_E7 | F4 | Industrial | Electronics Manufacturing | New | Miscellaneous | Natural Gas | Miscellaneous | E7 | Utility - Cost of Equipment | 0 | 0 | 0 | 0 | 0 | 0 | 0 | 0 | 0 | 0 | 0 | 0 | 0 | 0 | 0 | 0 | 0 | 0 | 0 | 0 | 0 | 0 | 0 | 0 | 0 | 0 | 0 | 0 | 0 | 0 | 0 | 0 | 0
F4_Industrial_Electronics Manufacturing_New_Miscellaneous_Natural Gas_Miscellaneous_E8 | F4 | Industrial | Electronics Manufacturing | New | Miscellaneous | Natural Gas | Miscellaneous | E8 | Utility - Cost of Equipment | 0 | 0 | 0 | 0 | 0 | 0 | 0 | 0 | 0 | 0 | 0 | 0 | 0 | 0 | 0 | 0 | 0 | 0 | 0 | 0 | 0 | 0 | 0 | 0 | 0 | 0 | 0 | 0 | 0 | 0 | 0 | 0 | 0
F4_Industrial_Electronics Manufacturing_New_Miscellaneous_Natural Gas_Miscellaneous_E9 | F4 | Industrial | Electronics Manufacturing | New | Miscellaneous | Natural Gas | Miscellaneous | E9 | Utility - Cost of Equipment | 0 | 0 | 0 | 0 | 0 | 0 | 0 | 0 | 0 | 0 | 0 | 0 | 0 | 0 | 0 | 0 | 0 | 0 | 0 | 0 | 0 | 0 | 0 | 0 | 0 | 0 | 0 | 0 | 0 | 0 | 0 | 0 | 0
F4_Industrial_Electronics Manufacturing_New_Miscellaneous_Natural Gas_Miscellaneous_E10 | F4 | Industrial | Electronics Manufacturing | New | Miscellaneous | Natural Gas | Miscellaneous | E10 | Utility - Cost of Equipment | 0 | 0 | 0 | 0 | 0 | 0 | 0 | 0 | 0 | 0 | 0 | 0 | 0 | 0 | 0 | 0 | 0 | 0 | 0 | 0 | 0 | 0 | 0 | 0 | 0 | 0 | 0 | 0 | 0 | 0 | 0 | 0 | 0
F5_Industrial_Electronics Manufacturing_New_Miscellaneous_Natural Gas_Miscellaneous_E1 | F5 | Industrial | Electronics Manufacturing | New | Miscellaneous | Natural Gas | Miscellaneous | E1 | Utility - Cost of Operation | 0 | 0 | 0 | 0 | 0 | 0 | 0 | 0 | 0 | 0 | 0 | 0 | 0 | 0 | 0 | 0 | 0 | 0 | 0 | 0 | 0 | 0 | 0 | 0 | 0 | 0 | 0 | 0 | 0 | 0 | 0 | 0 | 0
F5_Industrial_Electronics Manufacturing_New_Miscellaneous_Natural Gas_Miscellaneous_E2 | F5 | Industrial | Electronics Manufacturing | New | Miscellaneous | Natural Gas | Miscellaneous | E2 | Utility - Cost of Operation | 0 | 0 | 0 | 0 | 0 | 0 | 0 | 0 | 0 | 0 | 0 | 0 | 0 | 0 | 0 | 0 | 0 | 0 | 0 | 0 | 0 | 0 | 0 | 0 | 0 | 0 | 0 | 0 | 0 | 0 | 0 | 0 | 0
F5_Industrial_Electronics Manufacturing_New_Miscellaneous_Natural Gas_Miscellaneous_E3 | F5 | Industrial | Electronics Manufacturing | New | Miscellaneous | Natural Gas | Miscellaneous | E3 | Utility - Cost of Operation | 0 | 0 | 0 | 0 | 0 | 0 | 0 | 0 | 0 | 0 | 0 | 0 | 0 | 0 | 0 | 0 | 0 | 0 | 0 | 0 | 0 | 0 | 0 | 0 | 0 | 0 | 0 | 0 | 0 | 0 | 0 | 0 | 0
F5_Industrial_Electronics Manufacturing_New_Miscellaneous_Natural Gas_Miscellaneous_E4 | F5 | Industrial | Electronics Manufacturing | New | Miscellaneous | Natural Gas | Miscellaneous | E4 | Utility - Cost of Operation | 0 | 0 | 0 | 0 | 0 | 0 | 0 | 0 | 0 | 0 | 0 | 0 | 0 | 0 | 0 | 0 | 0 | 0 | 0 | 0 | 0 | 0 | 0 | 0 | 0 | 0 | 0 | 0 | 0 | 0 | 0 | 0 | 0
F5_Industrial_Electronics Manufacturing_New_Miscellaneous_Natural Gas_Miscellaneous_E5 | F5 | Industrial | Electronics Manufacturing | New | Miscellaneous | Natural Gas | Miscellaneous | E5 | Utility - Cost of Operation | 0 | 0 | 0 | 0 | 0 | 0 | 0 | 0 | 0 | 0 | 0 | 0 | 0 | 0 | 0 | 0 | 0 | 0 | 0 | 0 | 0 | 0 | 0 | 0 | 0 | 0 | 0 | 0 | 0 | 0 | 0 | 0 | 0
F5_Industrial_Electronics Manufacturing_New_Miscellaneous_Natural Gas_Miscellaneous_E6 | F5 | Industrial | Electronics Manufacturing | New | Miscellaneous | Natural Gas | Miscellaneous | E6 | Utility - Cost of Operation | 0 | 0 | 0 | 0 | 0 | 0 | 0 | 0 | 0 | 0 | 0 | 0 | 0 | 0 | 0 | 0 | 0 | 0 | 0 | 0 | 0 | 0 | 0 | 0 | 0 | 0 | 0 | 0 | 0 | 0 | 0 | 0 | 0
F5_Industrial_Electronics Manufacturing_New_Miscellaneous_Natural Gas_Miscellaneous_E7 | F5 | Industrial | Electronics Manufacturing | New | Miscellaneous | Natural Gas | Miscellaneous | E7 | Utility - Cost of Operation | 0 | 0 | 0 | 0 | 0 | 0 | 0 | 0 | 0 | 0 | 0 | 0 | 0 | 0 | 0 | 0 | 0 | 0 | 0 | 0 | 0 | 0 | 0 | 0 | 0 | 0 | 0 | 0 | 0 | 0 | 0 | 0 | 0
F5_Industrial_Electronics Manufacturing_New_Miscellaneous_Natural Gas_Miscellaneous_E8 | F5 | Industrial | Electronics Manufacturing | New | Miscellaneous | Natural Gas | Miscellaneous | E8 | Utility - Cost of Operation | 0 | 0 | 0 | 0 | 0 | 0 | 0 | 0 | 0 | 0 | 0 | 0 | 0 | 0 | 0 | 0 | 0 | 0 | 0 | 0 | 0 | 0 | 0 | 0 | 0 | 0 | 0 | 0 | 0 | 0 | 0 | 0 | 0
F5_Industrial_Electronics Manufacturing_New_Miscellaneous_Natural Gas_Miscellaneous_E9 | F5 | Industrial | Electronics Manufacturing | New | Miscellaneous | Natural Gas | Miscellaneous | E9 | Utility - Cost of Operation | 0 | 0 | 0 | 0 | 0 | 0 | 0 | 0 | 0 | 0 | 0 | 0 | 0 | 0 | 0 | 0 | 0 | 0 | 0 | 0 | 0 | 0 | 0 | 0 | 0 | 0 | 0 | 0 | 0 | 0 | 0 | 0 | 0
F5_Industrial_Electronics Manufacturing_New_Miscellaneous_Natural Gas_Miscellaneous_E10 | F5 | Industrial | Electronics Manufacturing | New | Miscellaneous | Natural Gas | Miscellaneous | E10 | Utility - Cost of Operation | 0 | 0 | 0 | 0 | 0 | 0 | 0 | 0 | 0 | 0 | 0 | 0 | 0 | 0 | 0 | 0 | 0 | 0 | 0 | 0 | 0 | 0 | 0 | 0 | 0 | 0 | 0 | 0 | 0 | 0 | 0 | 0 | 0
F6_Industrial_Electronics Manufacturing_New_Miscellaneous_Natural Gas_Miscellaneous_E1 | F6 | Industrial | Electronics Manufacturing | New | Miscellaneous | Natural Gas | Miscellaneous | E1 | Utility - Value of Sales | 0 | 0 | 0 | 0 | 0 | 0 | 0 | 0 | 0 | 0 | 0 | 0 | 0 | 0 | 0 | 0 | 0 | 0 | 0 | 0 | 0 | 0 | 0 | 0 | 0 | 0 | 0 | 0 | 0 | 0 | 0 | 0 | 0
F6_Industrial_Electronics Manufacturing_New_Miscellaneous_Natural Gas_Miscellaneous_E2 | F6 | Industrial | Electronics Manufacturing | New | Miscellaneous | Natural Gas | Miscellaneous | E2 | Utility - Value of Sales | 0 | 0 | 0 | 0 | 0 | 0 | 0 | 0 | 0 | 0 | 0 | 0 | 0 | 0 | 0 | 0 | 0 | 0 | 0 | 0 | 0 | 0 | 0 | 0 | 0 | 0 | 0 | 0 | 0 | 0 | 0 | 0 | 0
F6_Industrial_Electronics Manufacturing_New_Miscellaneous_Natural Gas_Miscellaneous_E3 | F6 | Industrial | Electronics Manufacturing | New | Miscellaneous | Natural Gas | Miscellaneous | E3 | Utility - Value of Sales | 0 | 0 | 0 | 0 | 0 | 0 | 0 | 0 | 0 | 0 | 0 | 0 | 0 | 0 | 0 | 0 | 0 | 0 | 0 | 0 | 0 | 0 | 0 | 0 | 0 | 0 | 0 | 0 | 0 | 0 | 0 | 0 | 0
F6_Industrial_Electronics Manufacturing_New_Miscellaneous_Natural Gas_Miscellaneous_E4 | F6 | Industrial | Electronics Manufacturing | New | Miscellaneous | Natural Gas | Miscellaneous | E4 | Utility - Value of Sales | 0 | 0 | 0 | 0 | 0 | 0 | 0 | 0 | 0 | 0 | 0 | 0 | 0 | 0 | 0 | 0 | 0 | 0 | 0 | 0 | 0 | 0 | 0 | 0 | 0 | 0 | 0 | 0 | 0 | 0 | 0 | 0 | 0
F6_Industrial_Electronics Manufacturing_New_Miscellaneous_Natural Gas_Miscellaneous_E5 | F6 | Industrial | Electronics Manufacturing | New | Miscellaneous | Natural Gas | Miscellaneous | E5 | Utility - Value of Sales | 0 | 0 | 0 | 0 | 0 | 0 | 0 | 0 | 0 | 0 | 0 | 0 | 0 | 0 | 0 | 0 | 0 | 0 | 0 | 0 | 0 | 0 | 0 | 0 | 0 | 0 | 0 | 0 | 0 | 0 | 0 | 0 | 0
F6_Industrial_Electronics Manufacturing_New_Miscellaneous_Natural Gas_Miscellaneous_E6 | F6 | Industrial | Electronics Manufacturing | New | Miscellaneous | Natural Gas | Miscellaneous | E6 | Utility - Value of Sales | 0 | 0 | 0 | 0 | 0 | 0 | 0 | 0 | 0 | 0 | 0 | 0 | 0 | 0 | 0 | 0 | 0 | 0 | 0 | 0 | 0 | 0 | 0 | 0 | 0 | 0 | 0 | 0 | 0 | 0 | 0 | 0 | 0
F6_Industrial_Electronics Manufacturing_New_Miscellaneous_Natural Gas_Miscellaneous_E7 | F6 | Industrial | Electronics Manufacturing | New | Miscellaneous | Natural Gas | Miscellaneous | E7 | Utility - Value of Sales | 0 | 0 | 0 | 0 | 0 | 0 | 0 | 0 | 0 | 0 | 0 | 0 | 0 | 0 | 0 | 0 | 0 | 0 | 0 | 0 | 0 | 0 | 0 | 0 | 0 | 0 | 0 | 0 | 0 | 0 | 0 | 0 | 0
F6_Industrial_Electronics Manufacturing_New_Miscellaneous_Natural Gas_Miscellaneous_E8 | F6 | Industrial | Electronics Manufacturing | New | Miscellaneous | Natural Gas | Miscellaneous | E8 | Utility - Value of Sales | 0 | 0 | 0 | 0 | 0 | 0 | 0 | 0 | 0 | 0 | 0 | 0 | 0 | 0 | 0 | 0 | 0 | 0 | 0 | 0 | 0 | 0 | 0 | 0 | 0 | 0 | 0 | 0 | 0 | 0 | 0 | 0 | 0
F6_Industrial_Electronics Manufacturing_New_Miscellaneous_Natural Gas_Miscellaneous_E9 | F6 | Industrial | Electronics Manufacturing | New | Miscellaneous | Natural Gas | Miscellaneous | E9 | Utility - Value of Sales | 0 | 0 | 0 | 0 | 0 | 0 | 0 | 0 | 0 | 0 | 0 | 0 | 0 | 0 | 0 | 0 | 0 | 0 | 0 | 0 | 0 | 0 | 0 | 0 | 0 | 0 | 0 | 0 | 0 | 0 | 0 | 0 | 0
F6_Industrial_Electronics Manufacturing_New_Miscellaneous_Natural Gas_Miscellaneous_E10 | F6 | Industrial | Electronics Manufacturing | New | Miscellaneous | Natural Gas | Miscellaneous | E10 | Utility - Value of Sales | 0 | 0 | 0 | 0 | 0 | 0 | 0 | 0 | 0 | 0 | 0 | 0 | 0 | 0 | 0 | 0 | 0 | 0 | 0 | 0 | 0 | 0 | 0 | 0 | 0 | 0 | 0 | 0 | 0 | 0 | 0 | 0 | 0
F1_Industrial_Stone, Clay, Glass_Existing_Space Heating_Natural Gas_Furnace_E1 | F1 | Industrial | Stone, Clay, Glass | Existing | Space Heating | Natural Gas | Furnace | E1 | RVT - Cost of Equipment | 0 | 0 | 0 | 0 | 0 | 0 | 0 | 0 | 0 | 0 | 0 | 0 | 0 | 0 | 0 | 0 | 0 | 0 | 0 | 0 | 0 | 0 | 0 | 0 | 0 | 0 | 0 | 0 | 0 | 0 | 0 | 0 | 0
F1_Industrial_Stone, Clay, Glass_Existing_Space Heating_Natural Gas_Furnace_E2 | F1 | Industrial | Stone, Clay, Glass | Existing | Space Heating | Natural Gas | Furnace | E2 | RVT - Cost of Equipment | 0 | 0 | 0 | 0 | 0 | 0 | 0 | 0 | 0 | 0 | 0 | 0 | 0 | 0 | 0 | 0 | 0 | 0 | 0 | 0 | 0 | 0 | 0 | 0 | 0 | 0 | 0 | 0 | 0 | 0 | 0 | 0 | 0
F1_Industrial_Stone, Clay, Glass_Existing_Space Heating_Natural Gas_Furnace_E3 | F1 | Industrial | Stone, Clay, Glass | Existing | Space Heating | Natural Gas | Furnace | E3 | RVT - Cost of Equipment | 0 | 0 | 0 | 0 | 0 | 0 | 0 | 0 | 0 | 0 | 0 | 0 | 0 | 0 | 0 | 0 | 0 | 0 | 0 | 0 | 0 | 0 | 0 | 0 | 0 | 0 | 0 | 0 | 0 | 0 | 0 | 0 | 0
F1_Industrial_Stone, Clay, Glass_Existing_Space Heating_Natural Gas_Furnace_E4 | F1 | Industrial | Stone, Clay, Glass | Existing | Space Heating | Natural Gas | Furnace | E4 | RVT - Cost of Equipment | 0 | 0 | 0 | 0 | 0 | 0 | 0 | 0 | 0 | 0 | 0 | 0 | 0 | 0 | 0 | 0 | 0 | 0 | 0 | 0 | 0 | 0 | 0 | 0 | 0 | 0 | 0 | 0 | 0 | 0 | 0 | 0 | 0
F1_Industrial_Stone, Clay, Glass_Existing_Space Heating_Natural Gas_Furnace_E5 | F1 | Industrial | Stone, Clay, Glass | Existing | Space Heating | Natural Gas | Furnace | E5 | RVT - Cost of Equipment | 0 | 0 | 0 | 0 | 0 | 0 | 0 | 0 | 0 | 0 | 0 | 0 | 0 | 0 | 0 | 0 | 0 | 0 | 0 | 0 | 0 | 0 | 0 | 0 | 0 | 0 | 0 | 0 | 0 | 0 | 0 | 0 | 0
F1_Industrial_Stone, Clay, Glass_Existing_Space Heating_Natural Gas_Furnace_E6 | F1 | Industrial | Stone, Clay, Glass | Existing | Space Heating | Natural Gas | Furnace | E6 | RVT - Cost of Equipment | 0 | 0 | 0 | 0 | 0 | 0 | 0 | 0 | 0 | 0 | 0 | 0 | 0 | 0 | 0 | 0 | 0 | 0 | 0 | 0 | 0 | 0 | 0 | 0 | 0 | 0 | 0 | 0 | 0 | 0 | 0 | 0 | 0
F1_Industrial_Stone, Clay, Glass_Existing_Space Heating_Natural Gas_Furnace_E7 | F1 | Industrial | Stone, Clay, Glass | Existing | Space Heating | Natural Gas | Furnace | E7 | RVT - Cost of Equipment | 0 | 0 | 0 | 0 | 0 | 0 | 0 | 0 | 0 | 0 | 0 | 0 | 0 | 0 | 0 | 0 | 0 | 0 | 0 | 0 | 0 | 0 | 0 | 0 | 0 | 0 | 0 | 0 | 0 | 0 | 0 | 0 | 0
F1_Industrial_Stone, Clay, Glass_Existing_Space Heating_Natural Gas_Furnace_E8 | F1 | Industrial | Stone, Clay, Glass | Existing | Space Heating | Natural Gas | Furnace | E8 | RVT - Cost of Equipment | 0 | 0 | 0 | 0 | 0 | 0 | 0 | 0 | 0 | 0 | 0 | 0 | 0 | 0 | 0 | 0 | 0 | 0 | 0 | 0 | 0 | 0 | 0 | 0 | 0 | 0 | 0 | 0 | 0 | 0 | 0 | 0 | 0
F1_Industrial_Stone, Clay, Glass_Existing_Space Heating_Natural Gas_Furnace_E9 | F1 | Industrial | Stone, Clay, Glass | Existing | Space Heating | Natural Gas | Furnace | E9 | RVT - Cost of Equipment | 0 | 0 | 0 | 0 | 0 | 0 | 0 | 0 | 0 | 0 | 0 | 0 | 0 | 0 | 0 | 0 | 0 | 0 | 0 | 0 | 0 | 0 | 0 | 0 | 0 | 0 | 0 | 0 | 0 | 0 | 0 | 0 | 0
F1_Industrial_Stone, Clay, Glass_Existing_Space Heating_Natural Gas_Furnace_E10 | F1 | Industrial | Stone, Clay, Glass | Existing | Space Heating | Natural Gas | Furnace | E10 | RVT - Cost of Equipment | 0 | 0 | 0 | 0 | 0 | 0 | 0 | 0 | 0 | 0 | 0 | 0 | 0 | 0 | 0 | 0 | 0 | 0 | 0 | 0 | 0 | 0 | 0 | 0 | 0 | 0 | 0 | 0 | 0 | 0 | 0 | 0 | 0
F2_Industrial_Stone, Clay, Glass_Existing_Space Heating_Natural Gas_Furnace_E1 | F2 | Industrial | Stone, Clay, Glass | Existing | Space Heating | Natural Gas | Furnace | E1 | RVT - Cost of Operation | 0 | 0 | 0 | 0 | 0 | 0 | 0 | 0 | 0 | 0 | 0 | 0 | 0 | 0 | 0 | 0 | 0 | 0 | 0 | 0 | 0 | 0 | 0 | 0 | 0 | 0 | 0 | 0 | 0 | 0 | 0 | 0 | 0
F2_Industrial_Stone, Clay, Glass_Existing_Space Heating_Natural Gas_Furnace_E2 | F2 | Industrial | Stone, Clay, Glass | Existing | Space Heating | Natural Gas | Furnace | E2 | RVT - Cost of Operation | 0 | 0 | 0 | 0 | 0 | 0 | 0 | 0 | 0 | 0 | 0 | 0 | 0 | 0 | 0 | 0 | 0 | 0 | 0 | 0 | 0 | 0 | 0 | 0 | 0 | 0 | 0 | 0 | 0 | 0 | 0 | 0 | 0
F2_Industrial_Stone, Clay, Glass_Existing_Space Heating_Natural Gas_Furnace_E3 | F2 | Industrial | Stone, Clay, Glass | Existing | Space Heating | Natural Gas | Furnace | E3 | RVT - Cost of Operation | 0 | 0 | 0 | 0 | 0 | 0 | 0 | 0 | 0 | 0 | 0 | 0 | 0 | 0 | 0 | 0 | 0 | 0 | 0 | 0 | 0 | 0 | 0 | 0 | 0 | 0 | 0 | 0 | 0 | 0 | 0 | 0 | 0
F2_Industrial_Stone, Clay, Glass_Existing_Space Heating_Natural Gas_Furnace_E4 | F2 | Industrial | Stone, Clay, Glass | Existing | Space Heating | Natural Gas | Furnace | E4 | RVT - Cost of Operation | 0 | 0 | 0 | 0 | 0 | 0 | 0 | 0 | 0 | 0 | 0 | 0 | 0 | 0 | 0 | 0 | 0 | 0 | 0 | 0 | 0 | 0 | 0 | 0 | 0 | 0 | 0 | 0 | 0 | 0 | 0 | 0 | 0
F2_Industrial_Stone, Clay, Glass_Existing_Space Heating_Natural Gas_Furnace_E5 | F2 | Industrial | Stone, Clay, Glass | Existing | Space Heating | Natural Gas | Furnace | E5 | RVT - Cost of Operation | 0 | 0 | 0 | 0 | 0 | 0 | 0 | 0 | 0 | 0 | 0 | 0 | 0 | 0 | 0 | 0 | 0 | 0 | 0 | 0 | 0 | 0 | 0 | 0 | 0 | 0 | 0 | 0 | 0 | 0 | 0 | 0 | 0
F2_Industrial_Stone, Clay, Glass_Existing_Space Heating_Natural Gas_Furnace_E6 | F2 | Industrial | Stone, Clay, Glass | Existing | Space Heating | Natural Gas | Furnace | E6 | RVT - Cost of Operation | 0 | 0 | 0 | 0 | 0 | 0 | 0 | 0 | 0 | 0 | 0 | 0 | 0 | 0 | 0 | 0 | 0 | 0 | 0 | 0 | 0 | 0 | 0 | 0 | 0 | 0 | 0 | 0 | 0 | 0 | 0 | 0 | 0
F2_Industrial_Stone, Clay, Glass_Existing_Space Heating_Natural Gas_Furnace_E7 | F2 | Industrial | Stone, Clay, Glass | Existing | Space Heating | Natural Gas | Furnace | E7 | RVT - Cost of Operation | 0 | 0 | 0 | 0 | 0 | 0 | 0 | 0 | 0 | 0 | 0 | 0 | 0 | 0 | 0 | 0 | 0 | 0 | 0 | 0 | 0 | 0 | 0 | 0 | 0 | 0 | 0 | 0 | 0 | 0 | 0 | 0 | 0
F2_Industrial_Stone, Clay, Glass_Existing_Space Heating_Natural Gas_Furnace_E8 | F2 | Industrial | Stone, Clay, Glass | Existing | Space Heating | Natural Gas | Furnace | E8 | RVT - Cost of Operation | 0 | 0 | 0 | 0 | 0 | 0 | 0 | 0 | 0 | 0 | 0 | 0 | 0 | 0 | 0 | 0 | 0 | 0 | 0 | 0 | 0 | 0 | 0 | 0 | 0 | 0 | 0 | 0 | 0 | 0 | 0 | 0 | 0
F2_Industrial_Stone, Clay, Glass_Existing_Space Heating_Natural Gas_Furnace_E9 | F2 | Industrial | Stone, Clay, Glass | Existing | Space Heating | Natural Gas | Furnace | E9 | RVT - Cost of Operation | 0 | 0 | 0 | 0 | 0 | 0 | 0 | 0 | 0 | 0 | 0 | 0 | 0 | 0 | 0 | 0 | 0 | 0 | 0 | 0 | 0 | 0 | 0 | 0 | 0 | 0 | 0 | 0 | 0 | 0 | 0 | 0 | 0
F2_Industrial_Stone, Clay, Glass_Existing_Space Heating_Natural Gas_Furnace_E10 | F2 | Industrial | Stone, Clay, Glass | Existing | Space Heating | Natural Gas | Furnace | E10 | RVT - Cost of Operation | 0 | 0 | 0 | 0 | 0 | 0 | 0 | 0 | 0 | 0 | 0 | 0 | 0 | 0 | 0 | 0 | 0 | 0 | 0 | 0 | 0 | 0 | 0 | 0 | 0 | 0 | 0 | 0 | 0 | 0 | 0 | 0 | 0
F3_Industrial_Stone, Clay, Glass_Existing_Space Heating_Natural Gas_Furnace_E1 | F3 | Industrial | Stone, Clay, Glass | Existing | Space Heating | Natural Gas | Furnace | E1 | System - kBTUs of Consumption | 0 | 0 | 0 | 0 | 0 | 0 | 0 | 0 | 0 | 0 | 0 | 0 | 0 | 0 | 0 | 0 | 0 | 0 | 0 | 0 | 0 | 0 | 0 | 0 | 0 | 0 | 0 | 0 | 0 | 0 | 0 | 0 | 0
F3_Industrial_Stone, Clay, Glass_Existing_Space Heating_Natural Gas_Furnace_E2 | F3 | Industrial | Stone, Clay, Glass | Existing | Space Heating | Natural Gas | Furnace | E2 | System - kBTUs of Consumption | 0 | 0 | 0 | 0 | 0 | 0 | 0 | 0 | 0 | 0 | 0 | 0 | 0 | 0 | 0 | 0 | 0 | 0 | 0 | 0 | 0 | 0 | 0 | 0 | 0 | 0 | 0 | 0 | 0 | 0 | 0 | 0 | 0
F3_Industrial_Stone, Clay, Glass_Existing_Space Heating_Natural Gas_Furnace_E3 | F3 | Industrial | Stone, Clay, Glass | Existing | Space Heating | Natural Gas | Furnace | E3 | System - kBTUs of Consumption | 0 | 0 | 0 | 0 | 0 | 0 | 0 | 0 | 0 | 0 | 0 | 0 | 0 | 0 | 0 | 0 | 0 | 0 | 0 | 0 | 0 | 0 | 0 | 0 | 0 | 0 | 0 | 0 | 0 | 0 | 0 | 0 | 0
F3_Industrial_Stone, Clay, Glass_Existing_Space Heating_Natural Gas_Furnace_E4 | F3 | Industrial | Stone, Clay, Glass | Existing | Space Heating | Natural Gas | Furnace | E4 | System - kBTUs of Consumption | 0 | 0 | 0 | 0 | 0 | 0 | 0 | 0 | 0 | 0 | 0 | 0 | 0 | 0 | 0 | 0 | 0 | 0 | 0 | 0 | 0 | 0 | 0 | 0 | 0 | 0 | 0 | 0 | 0 | 0 | 0 | 0 | 0
F3_Industrial_Stone, Clay, Glass_Existing_Space Heating_Natural Gas_Furnace_E5 | F3 | Industrial | Stone, Clay, Glass | Existing | Space Heating | Natural Gas | Furnace | E5 | System - kBTUs of Consumption | 0 | 0 | 0 | 0 | 0 | 0 | 0 | 0 | 0 | 0 | 0 | 0 | 0 | 0 | 0 | 0 | 0 | 0 | 0 | 0 | 0 | 0 | 0 | 0 | 0 | 0 | 0 | 0 | 0 | 0 | 0 | 0 | 0
F3_Industrial_Stone, Clay, Glass_Existing_Space Heating_Natural Gas_Furnace_E6 | F3 | Industrial | Stone, Clay, Glass | Existing | Space Heating | Natural Gas | Furnace | E6 | System - kBTUs of Consumption | 0 | 0 | 0 | 0 | 0 | 0 | 0 | 0 | 0 | 0 | 0 | 0 | 0 | 0 | 0 | 0 | 0 | 0 | 0 | 0 | 0 | 0 | 0 | 0 | 0 | 0 | 0 | 0 | 0 | 0 | 0 | 0 | 0
F3_Industrial_Stone, Clay, Glass_Existing_Space Heating_Natural Gas_Furnace_E7 | F3 | Industrial | Stone, Clay, Glass | Existing | Space Heating | Natural Gas | Furnace | E7 | System - kBTUs of Consumption | 0 | 0 | 0 | 0 | 0 | 0 | 0 | 0 | 0 | 0 | 0 | 0 | 0 | 0 | 0 | 0 | 0 | 0 | 0 | 0 | 0 | 0 | 0 | 0 | 0 | 0 | 0 | 0 | 0 | 0 | 0 | 0 | 0
F3_Industrial_Stone, Clay, Glass_Existing_Space Heating_Natural Gas_Furnace_E8 | F3 | Industrial | Stone, Clay, Glass | Existing | Space Heating | Natural Gas | Furnace | E8 | System - kBTUs of Consumption | 0 | 0 | 0 | 0 | 0 | 0 | 0 | 0 | 0 | 0 | 0 | 0 | 0 | 0 | 0 | 0 | 0 | 0 | 0 | 0 | 0 | 0 | 0 | 0 | 0 | 0 | 0 | 0 | 0 | 0 | 0 | 0 | 0
F3_Industrial_Stone, Clay, Glass_Existing_Space Heating_Natural Gas_Furnace_E9 | F3 | Industrial | Stone, Clay, Glass | Existing | Space Heating | Natural Gas | Furnace | E9 | System - kBTUs of Consumption | 0 | 0 | 0 | 0 | 0 | 0 | 0 | 0 | 0 | 0 | 0 | 0 | 0 | 0 | 0 | 0 | 0 | 0 | 0 | 0 | 0 | 0 | 0 | 0 | 0 | 0 | 0 | 0 | 0 | 0 | 0 | 0 | 0
F3_Industrial_Stone, Clay, Glass_Existing_Space Heating_Natural Gas_Furnace_E10 | F3 | Industrial | Stone, Clay, Glass | Existing | Space Heating | Natural Gas | Furnace | E10 | System - kBTUs of Consumption | 0 | 0 | 0 | 0 | 0 | 0 | 0 | 0 | 0 | 0 | 0 | 0 | 0 | 0 | 0 | 0 | 0 | 0 | 0 | 0 | 0 | 0 | 0 | 0 | 0 | 0 | 0 | 0 | 0 | 0 | 0 | 0 | 0
F4_Industrial_Stone, Clay, Glass_Existing_Space Heating_Natural Gas_Furnace_E1 | F4 | Industrial | Stone, Clay, Glass | Existing | Space Heating | Natural Gas | Furnace | E1 | Utility - Cost of Equipment | 0 | 0 | 0 | 0 | 0 | 0 | 0 | 0 | 0 | 0 | 0 | 0 | 0 | 0 | 0 | 0 | 0 | 0 | 0 | 0 | 0 | 0 | 0 | 0 | 0 | 0 | 0 | 0 | 0 | 0 | 0 | 0 | 0
F4_Industrial_Stone, Clay, Glass_Existing_Space Heating_Natural Gas_Furnace_E2 | F4 | Industrial | Stone, Clay, Glass | Existing | Space Heating | Natural Gas | Furnace | E2 | Utility - Cost of Equipment | 0 | 0 | 0 | 0 | 0 | 0 | 0 | 0 | 0 | 0 | 0 | 0 | 0 | 0 | 0 | 0 | 0 | 0 | 0 | 0 | 0 | 0 | 0 | 0 | 0 | 0 | 0 | 0 | 0 | 0 | 0 | 0 | 0
F4_Industrial_Stone, Clay, Glass_Existing_Space Heating_Natural Gas_Furnace_E3 | F4 | Industrial | Stone, Clay, Glass | Existing | Space Heating | Natural Gas | Furnace | E3 | Utility - Cost of Equipment | 0 | 0 | 0 | 0 | 0 | 0 | 0 | 0 | 0 | 0 | 0 | 0 | 0 | 0 | 0 | 0 | 0 | 0 | 0 | 0 | 0 | 0 | 0 | 0 | 0 | 0 | 0 | 0 | 0 | 0 | 0 | 0 | 0
F4_Industrial_Stone, Clay, Glass_Existing_Space Heating_Natural Gas_Furnace_E4 | F4 | Industrial | Stone, Clay, Glass | Existing | Space Heating | Natural Gas | Furnace | E4 | Utility - Cost of Equipment | 0 | 0 | 0 | 0 | 0 | 0 | 0 | 0 | 0 | 0 | 0 | 0 | 0 | 0 | 0 | 0 | 0 | 0 | 0 | 0 | 0 | 0 | 0 | 0 | 0 | 0 | 0 | 0 | 0 | 0 | 0 | 0 | 0
F4_Industrial_Stone, Clay, Glass_Existing_Space Heating_Natural Gas_Furnace_E5 | F4 | Industrial | Stone, Clay, Glass | Existing | Space Heating | Natural Gas | Furnace | E5 | Utility - Cost of Equipment | 0 | 0 | 0 | 0 | 0 | 0 | 0 | 0 | 0 | 0 | 0 | 0 | 0 | 0 | 0 | 0 | 0 | 0 | 0 | 0 | 0 | 0 | 0 | 0 | 0 | 0 | 0 | 0 | 0 | 0 | 0 | 0 | 0
F4_Industrial_Stone, Clay, Glass_Existing_Space Heating_Natural Gas_Furnace_E6 | F4 | Industrial | Stone, Clay, Glass | Existing | Space Heating | Natural Gas | Furnace | E6 | Utility - Cost of Equipment | 0 | 0 | 0 | 0 | 0 | 0 | 0 | 0 | 0 | 0 | 0 | 0 | 0 | 0 | 0 | 0 | 0 | 0 | 0 | 0 | 0 | 0 | 0 | 0 | 0 | 0 | 0 | 0 | 0 | 0 | 0 | 0 | 0
F4_Industrial_Stone, Clay, Glass_Existing_Space Heating_Natural Gas_Furnace_E7 | F4 | Industrial | Stone, Clay, Glass | Existing | Space Heating | Natural Gas | Furnace | E7 | Utility - Cost of Equipment | 0 | 0 | 0 | 0 | 0 | 0 | 0 | 0 | 0 | 0 | 0 | 0 | 0 | 0 | 0 | 0 | 0 | 0 | 0 | 0 | 0 | 0 | 0 | 0 | 0 | 0 | 0 | 0 | 0 | 0 | 0 | 0 | 0
F4_Industrial_Stone, Clay, Glass_Existing_Space Heating_Natural Gas_Furnace_E8 | F4 | Industrial | Stone, Clay, Glass | Existing | Space Heating | Natural Gas | Furnace | E8 | Utility - Cost of Equipment | 0 | 0 | 0 | 0 | 0 | 0 | 0 | 0 | 0 | 0 | 0 | 0 | 0 | 0 | 0 | 0 | 0 | 0 | 0 | 0 | 0 | 0 | 0 | 0 | 0 | 0 | 0 | 0 | 0 | 0 | 0 | 0 | 0
F4_Industrial_Stone, Clay, Glass_Existing_Space Heating_Natural Gas_Furnace_E9 | F4 | Industrial | Stone, Clay, Glass | Existing | Space Heating | Natural Gas | Furnace | E9 | Utility - Cost of Equipment | 0 | 0 | 0 | 0 | 0 | 0 | 0 | 0 | 0 | 0 | 0 | 0 | 0 | 0 | 0 | 0 | 0 | 0 | 0 | 0 | 0 | 0 | 0 | 0 | 0 | 0 | 0 | 0 | 0 | 0 | 0 | 0 | 0
F4_Industrial_Stone, Clay, Glass_Existing_Space Heating_Natural Gas_Furnace_E10 | F4 | Industrial | Stone, Clay, Glass | Existing | Space Heating | Natural Gas | Furnace | E10 | Utility - Cost of Equipment | 0 | 0 | 0 | 0 | 0 | 0 | 0 | 0 | 0 | 0 | 0 | 0 | 0 | 0 | 0 | 0 | 0 | 0 | 0 | 0 | 0 | 0 | 0 | 0 | 0 | 0 | 0 | 0 | 0 | 0 | 0 | 0 | 0
F5_Industrial_Stone, Clay, Glass_Existing_Space Heating_Natural Gas_Furnace_E1 | F5 | Industrial | Stone, Clay, Glass | Existing | Space Heating | Natural Gas | Furnace | E1 | Utility - Cost of Operation | 0 | 0 | 0 | 0 | 0 | 0 | 0 | 0 | 0 | 0 | 0 | 0 | 0 | 0 | 0 | 0 | 0 | 0 | 0 | 0 | 0 | 0 | 0 | 0 | 0 | 0 | 0 | 0 | 0 | 0 | 0 | 0 | 0
F5_Industrial_Stone, Clay, Glass_Existing_Space Heating_Natural Gas_Furnace_E2 | F5 | Industrial | Stone, Clay, Glass | Existing | Space Heating | Natural Gas | Furnace | E2 | Utility - Cost of Operation | 0 | 0 | 0 | 0 | 0 | 0 | 0 | 0 | 0 | 0 | 0 | 0 | 0 | 0 | 0 | 0 | 0 | 0 | 0 | 0 | 0 | 0 | 0 | 0 | 0 | 0 | 0 | 0 | 0 | 0 | 0 | 0 | 0
F5_Industrial_Stone, Clay, Glass_Existing_Space Heating_Natural Gas_Furnace_E3 | F5 | Industrial | Stone, Clay, Glass | Existing | Space Heating | Natural Gas | Furnace | E3 | Utility - Cost of Operation | 0 | 0 | 0 | 0 | 0 | 0 | 0 | 0 | 0 | 0 | 0 | 0 | 0 | 0 | 0 | 0 | 0 | 0 | 0 | 0 | 0 | 0 | 0 | 0 | 0 | 0 | 0 | 0 | 0 | 0 | 0 | 0 | 0
F5_Industrial_Stone, Clay, Glass_Existing_Space Heating_Natural Gas_Furnace_E4 | F5 | Industrial | Stone, Clay, Glass | Existing | Space Heating | Natural Gas | Furnace | E4 | Utility - Cost of Operation | 0 | 0 | 0 | 0 | 0 | 0 | 0 | 0 | 0 | 0 | 0 | 0 | 0 | 0 | 0 | 0 | 0 | 0 | 0 | 0 | 0 | 0 | 0 | 0 | 0 | 0 | 0 | 0 | 0 | 0 | 0 | 0 | 0
F5_Industrial_Stone, Clay, Glass_Existing_Space Heating_Natural Gas_Furnace_E5 | F5 | Industrial | Stone, Clay, Glass | Existing | Space Heating | Natural Gas | Furnace | E5 | Utility - Cost of Operation | 0 | 0 | 0 | 0 | 0 | 0 | 0 | 0 | 0 | 0 | 0 | 0 | 0 | 0 | 0 | 0 | 0 | 0 | 0 | 0 | 0 | 0 | 0 | 0 | 0 | 0 | 0 | 0 | 0 | 0 | 0 | 0 | 0
F5_Industrial_Stone, Clay, Glass_Existing_Space Heating_Natural Gas_Furnace_E6 | F5 | Industrial | Stone, Clay, Glass | Existing | Space Heating | Natural Gas | Furnace | E6 | Utility - Cost of Operation | 0 | 0 | 0 | 0 | 0 | 0 | 0 | 0 | 0 | 0 | 0 | 0 | 0 | 0 | 0 | 0 | 0 | 0 | 0 | 0 | 0 | 0 | 0 | 0 | 0 | 0 | 0 | 0 | 0 | 0 | 0 | 0 | 0
F5_Industrial_Stone, Clay, Glass_Existing_Space Heating_Natural Gas_Furnace_E7 | F5 | Industrial | Stone, Clay, Glass | Existing | Space Heating | Natural Gas | Furnace | E7 | Utility - Cost of Operation | 0 | 0 | 0 | 0 | 0 | 0 | 0 | 0 | 0 | 0 | 0 | 0 | 0 | 0 | 0 | 0 | 0 | 0 | 0 | 0 | 0 | 0 | 0 | 0 | 0 | 0 | 0 | 0 | 0 | 0 | 0 | 0 | 0
F5_Industrial_Stone, Clay, Glass_Existing_Space Heating_Natural Gas_Furnace_E8 | F5 | Industrial | Stone, Clay, Glass | Existing | Space Heating | Natural Gas | Furnace | E8 | Utility - Cost of Operation | 0 | 0 | 0 | 0 | 0 | 0 | 0 | 0 | 0 | 0 | 0 | 0 | 0 | 0 | 0 | 0 | 0 | 0 | 0 | 0 | 0 | 0 | 0 | 0 | 0 | 0 | 0 | 0 | 0 | 0 | 0 | 0 | 0
F5_Industrial_Stone, Clay, Glass_Existing_Space Heating_Natural Gas_Furnace_E9 | F5 | Industrial | Stone, Clay, Glass | Existing | Space Heating | Natural Gas | Furnace | E9 | Utility - Cost of Operation | 0 | 0 | 0 | 0 | 0 | 0 | 0 | 0 | 0 | 0 | 0 | 0 | 0 | 0 | 0 | 0 | 0 | 0 | 0 | 0 | 0 | 0 | 0 | 0 | 0 | 0 | 0 | 0 | 0 | 0 | 0 | 0 | 0
F5_Industrial_Stone, Clay, Glass_Existing_Space Heating_Natural Gas_Furnace_E10 | F5 | Industrial | Stone, Clay, Glass | Existing | Space Heating | Natural Gas | Furnace | E10 | Utility - Cost of Operation | 0 | 0 | 0 | 0 | 0 | 0 | 0 | 0 | 0 | 0 | 0 | 0 | 0 | 0 | 0 | 0 | 0 | 0 | 0 | 0 | 0 | 0 | 0 | 0 | 0 | 0 | 0 | 0 | 0 | 0 | 0 | 0 | 0
F6_Industrial_Stone, Clay, Glass_Existing_Space Heating_Natural Gas_Furnace_E1 | F6 | Industrial | Stone, Clay, Glass | Existing | Space Heating | Natural Gas | Furnace | E1 | Utility - Value of Sales | 0 | 0 | 0 | 0 | 0 | 0 | 0 | 0 | 0 | 0 | 0 | 0 | 0 | 0 | 0 | 0 | 0 | 0 | 0 | 0 | 0 | 0 | 0 | 0 | 0 | 0 | 0 | 0 | 0 | 0 | 0 | 0 | 0
F6_Industrial_Stone, Clay, Glass_Existing_Space Heating_Natural Gas_Furnace_E2 | F6 | Industrial | Stone, Clay, Glass | Existing | Space Heating | Natural Gas | Furnace | E2 | Utility - Value of Sales | 0 | 0 | 0 | 0 | 0 | 0 | 0 | 0 | 0 | 0 | 0 | 0 | 0 | 0 | 0 | 0 | 0 | 0 | 0 | 0 | 0 | 0 | 0 | 0 | 0 | 0 | 0 | 0 | 0 | 0 | 0 | 0 | 0
F6_Industrial_Stone, Clay, Glass_Existing_Space Heating_Natural Gas_Furnace_E3 | F6 | Industrial | Stone, Clay, Glass | Existing | Space Heating | Natural Gas | Furnace | E3 | Utility - Value of Sales | 0 | 0 | 0 | 0 | 0 | 0 | 0 | 0 | 0 | 0 | 0 | 0 | 0 | 0 | 0 | 0 | 0 | 0 | 0 | 0 | 0 | 0 | 0 | 0 | 0 | 0 | 0 | 0 | 0 | 0 | 0 | 0 | 0
F6_Industrial_Stone, Clay, Glass_Existing_Space Heating_Natural Gas_Furnace_E4 | F6 | Industrial | Stone, Clay, Glass | Existing | Space Heating | Natural Gas | Furnace | E4 | Utility - Value of Sales | 0 | 0 | 0 | 0 | 0 | 0 | 0 | 0 | 0 | 0 | 0 | 0 | 0 | 0 | 0 | 0 | 0 | 0 | 0 | 0 | 0 | 0 | 0 | 0 | 0 | 0 | 0 | 0 | 0 | 0 | 0 | 0 | 0
F6_Industrial_Stone, Clay, Glass_Existing_Space Heating_Natural Gas_Furnace_E5 | F6 | Industrial | Stone, Clay, Glass | Existing | Space Heating | Natural Gas | Furnace | E5 | Utility - Value of Sales | 0 | 0 | 0 | 0 | 0 | 0 | 0 | 0 | 0 | 0 | 0 | 0 | 0 | 0 | 0 | 0 | 0 | 0 | 0 | 0 | 0 | 0 | 0 | 0 | 0 | 0 | 0 | 0 | 0 | 0 | 0 | 0 | 0
F6_Industrial_Stone, Clay, Glass_Existing_Space Heating_Natural Gas_Furnace_E6 | F6 | Industrial | Stone, Clay, Glass | Existing | Space Heating | Natural Gas | Furnace | E6 | Utility - Value of Sales | 0 | 0 | 0 | 0 | 0 | 0 | 0 | 0 | 0 | 0 | 0 | 0 | 0 | 0 | 0 | 0 | 0 | 0 | 0 | 0 | 0 | 0 | 0 | 0 | 0 | 0 | 0 | 0 | 0 | 0 | 0 | 0 | 0
F6_Industrial_Stone, Clay, Glass_Existing_Space Heating_Natural Gas_Furnace_E7 | F6 | Industrial | Stone, Clay, Glass | Existing | Space Heating | Natural Gas | Furnace | E7 | Utility - Value of Sales | 0 | 0 | 0 | 0 | 0 | 0 | 0 | 0 | 0 | 0 | 0 | 0 | 0 | 0 | 0 | 0 | 0 | 0 | 0 | 0 | 0 | 0 | 0 | 0 | 0 | 0 | 0 | 0 | 0 | 0 | 0 | 0 | 0
F6_Industrial_Stone, Clay, Glass_Existing_Space Heating_Natural Gas_Furnace_E8 | F6 | Industrial | Stone, Clay, Glass | Existing | Space Heating | Natural Gas | Furnace | E8 | Utility - Value of Sales | 0 | 0 | 0 | 0 | 0 | 0 | 0 | 0 | 0 | 0 | 0 | 0 | 0 | 0 | 0 | 0 | 0 | 0 | 0 | 0 | 0 | 0 | 0 | 0 | 0 | 0 | 0 | 0 | 0 | 0 | 0 | 0 | 0
F6_Industrial_Stone, Clay, Glass_Existing_Space Heating_Natural Gas_Furnace_E9 | F6 | Industrial | Stone, Clay, Glass | Existing | Space Heating | Natural Gas | Furnace | E9 | Utility - Value of Sales | 0 | 0 | 0 | 0 | 0 | 0 | 0 | 0 | 0 | 0 | 0 | 0 | 0 | 0 | 0 | 0 | 0 | 0 | 0 | 0 | 0 | 0 | 0 | 0 | 0 | 0 | 0 | 0 | 0 | 0 | 0 | 0 | 0
F6_Industrial_Stone, Clay, Glass_Existing_Space Heating_Natural Gas_Furnace_E10 | F6 | Industrial | Stone, Clay, Glass | Existing | Space Heating | Natural Gas | Furnace | E10 | Utility - Value of Sales | 0 | 0 | 0 | 0 | 0 | 0 | 0 | 0 | 0 | 0 | 0 | 0 | 0 | 0 | 0 | 0 | 0 | 0 | 0 | 0 | 0 | 0 | 0 | 0 | 0 | 0 | 0 | 0 | 0 | 0 | 0 | 0 | 0
F1_Industrial_Stone, Clay, Glass_Existing_Space Heating_Natural Gas_Boiler_E1 | F1 | Industrial | Stone, Clay, Glass | Existing | Space Heating | Natural Gas | Boiler | E1 | RVT - Cost of Equipment | 0 | 0 | 0 | 0 | 0 | 0 | 0 | 0 | 0 | 0 | 0 | 0 | 0 | 0 | 0 | 0 | 0 | 0 | 0 | 0 | 0 | 0 | 0 | 0 | 0 | 0 | 0 | 0 | 0 | 0 | 0 | 0 | 0
F1_Industrial_Stone, Clay, Glass_Existing_Space Heating_Natural Gas_Boiler_E2 | F1 | Industrial | Stone, Clay, Glass | Existing | Space Heating | Natural Gas | Boiler | E2 | RVT - Cost of Equipment | 0 | 0 | 0 | 0 | 0 | 0 | 0 | 0 | 0 | 0 | 0 | 0 | 0 | 0 | 0 | 0 | 0 | 0 | 0 | 0 | 0 | 0 | 0 | 0 | 0 | 0 | 0 | 0 | 0 | 0 | 0 | 0 | 0
F1_Industrial_Stone, Clay, Glass_Existing_Space Heating_Natural Gas_Boiler_E3 | F1 | Industrial | Stone, Clay, Glass | Existing | Space Heating | Natural Gas | Boiler | E3 | RVT - Cost of Equipment | 0 | 0 | 0 | 0 | 0 | 0 | 0 | 0 | 0 | 0 | 0 | 0 | 0 | 0 | 0 | 0 | 0 | 0 | 0 | 0 | 0 | 0 | 0 | 0 | 0 | 0 | 0 | 0 | 0 | 0 | 0 | 0 | 0
F1_Industrial_Stone, Clay, Glass_Existing_Space Heating_Natural Gas_Boiler_E4 | F1 | Industrial | Stone, Clay, Glass | Existing | Space Heating | Natural Gas | Boiler | E4 | RVT - Cost of Equipment | 0 | 0 | 0 | 0 | 0 | 0 | 0 | 0 | 0 | 0 | 0 | 0 | 0 | 0 | 0 | 0 | 0 | 0 | 0 | 0 | 0 | 0 | 0 | 0 | 0 | 0 | 0 | 0 | 0 | 0 | 0 | 0 | 0
F1_Industrial_Stone, Clay, Glass_Existing_Space Heating_Natural Gas_Boiler_E5 | F1 | Industrial | Stone, Clay, Glass | Existing | Space Heating | Natural Gas | Boiler | E5 | RVT - Cost of Equipment | 0 | 0 | 0 | 0 | 0 | 0 | 0 | 0 | 0 | 0 | 0 | 0 | 0 | 0 | 0 | 0 | 0 | 0 | 0 | 0 | 0 | 0 | 0 | 0 | 0 | 0 | 0 | 0 | 0 | 0 | 0 | 0 | 0
F1_Industrial_Stone, Clay, Glass_Existing_Space Heating_Natural Gas_Boiler_E6 | F1 | Industrial | Stone, Clay, Glass | Existing | Space Heating | Natural Gas | Boiler | E6 | RVT - Cost of Equipment | 0 | 0 | 0 | 0 | 0 | 0 | 0 | 0 | 0 | 0 | 0 | 0 | 0 | 0 | 0 | 0 | 0 | 0 | 0 | 0 | 0 | 0 | 0 | 0 | 0 | 0 | 0 | 0 | 0 | 0 | 0 | 0 | 0
F1_Industrial_Stone, Clay, Glass_Existing_Space Heating_Natural Gas_Boiler_E7 | F1 | Industrial | Stone, Clay, Glass | Existing | Space Heating | Natural Gas | Boiler | E7 | RVT - Cost of Equipment | 0 | 0 | 0 | 0 | 0 | 0 | 0 | 0 | 0 | 0 | 0 | 0 | 0 | 0 | 0 | 0 | 0 | 0 | 0 | 0 | 0 | 0 | 0 | 0 | 0 | 0 | 0 | 0 | 0 | 0 | 0 | 0 | 0
F1_Industrial_Stone, Clay, Glass_Existing_Space Heating_Natural Gas_Boiler_E8 | F1 | Industrial | Stone, Clay, Glass | Existing | Space Heating | Natural Gas | Boiler | E8 | RVT - Cost of Equipment | 0 | 0 | 0 | 0 | 0 | 0 | 0 | 0 | 0 | 0 | 0 | 0 | 0 | 0 | 0 | 0 | 0 | 0 | 0 | 0 | 0 | 0 | 0 | 0 | 0 | 0 | 0 | 0 | 0 | 0 | 0 | 0 | 0
F1_Industrial_Stone, Clay, Glass_Existing_Space Heating_Natural Gas_Boiler_E9 | F1 | Industrial | Stone, Clay, Glass | Existing | Space Heating | Natural Gas | Boiler | E9 | RVT - Cost of Equipment | 0 | 0 | 0 | 0 | 0 | 0 | 0 | 0 | 0 | 0 | 0 | 0 | 0 | 0 | 0 | 0 | 0 | 0 | 0 | 0 | 0 | 0 | 0 | 0 | 0 | 0 | 0 | 0 | 0 | 0 | 0 | 0 | 0
F1_Industrial_Stone, Clay, Glass_Existing_Space Heating_Natural Gas_Boiler_E10 | F1 | Industrial | Stone, Clay, Glass | Existing | Space Heating | Natural Gas | Boiler | E10 | RVT - Cost of Equipment | 0 | 0 | 0 | 0 | 0 | 0 | 0 | 0 | 0 | 0 | 0 | 0 | 0 | 0 | 0 | 0 | 0 | 0 | 0 | 0 | 0 | 0 | 0 | 0 | 0 | 0 | 0 | 0 | 0 | 0 | 0 | 0 | 0
F2_Industrial_Stone, Clay, Glass_Existing_Space Heating_Natural Gas_Boiler_E1 | F2 | Industrial | Stone, Clay, Glass | Existing | Space Heating | Natural Gas | Boiler | E1 | RVT - Cost of Operation | 0 | 0 | 0 | 0 | 0 | 0 | 0 | 0 | 0 | 0 | 0 | 0 | 0 | 0 | 0 | 0 | 0 | 0 | 0 | 0 | 0 | 0 | 0 | 0 | 0 | 0 | 0 | 0 | 0 | 0 | 0 | 0 | 0
F2_Industrial_Stone, Clay, Glass_Existing_Space Heating_Natural Gas_Boiler_E2 | F2 | Industrial | Stone, Clay, Glass | Existing | Space Heating | Natural Gas | Boiler | E2 | RVT - Cost of Operation | 0 | 0 | 0 | 0 | 0 | 0 | 0 | 0 | 0 | 0 | 0 | 0 | 0 | 0 | 0 | 0 | 0 | 0 | 0 | 0 | 0 | 0 | 0 | 0 | 0 | 0 | 0 | 0 | 0 | 0 | 0 | 0 | 0
F2_Industrial_Stone, Clay, Glass_Existing_Space Heating_Natural Gas_Boiler_E3 | F2 | Industrial | Stone, Clay, Glass | Existing | Space Heating | Natural Gas | Boiler | E3 | RVT - Cost of Operation | 0 | 0 | 0 | 0 | 0 | 0 | 0 | 0 | 0 | 0 | 0 | 0 | 0 | 0 | 0 | 0 | 0 | 0 | 0 | 0 | 0 | 0 | 0 | 0 | 0 | 0 | 0 | 0 | 0 | 0 | 0 | 0 | 0
F2_Industrial_Stone, Clay, Glass_Existing_Space Heating_Natural Gas_Boiler_E4 | F2 | Industrial | Stone, Clay, Glass | Existing | Space Heating | Natural Gas | Boiler | E4 | RVT - Cost of Operation | 0 | 0 | 0 | 0 | 0 | 0 | 0 | 0 | 0 | 0 | 0 | 0 | 0 | 0 | 0 | 0 | 0 | 0 | 0 | 0 | 0 | 0 | 0 | 0 | 0 | 0 | 0 | 0 | 0 | 0 | 0 | 0 | 0
F2_Industrial_Stone, Clay, Glass_Existing_Space Heating_Natural Gas_Boiler_E5 | F2 | Industrial | Stone, Clay, Glass | Existing | Space Heating | Natural Gas | Boiler | E5 | RVT - Cost of Operation | 0 | 0 | 0 | 0 | 0 | 0 | 0 | 0 | 0 | 0 | 0 | 0 | 0 | 0 | 0 | 0 | 0 | 0 | 0 | 0 | 0 | 0 | 0 | 0 | 0 | 0 | 0 | 0 | 0 | 0 | 0 | 0 | 0
F2_Industrial_Stone, Clay, Glass_Existing_Space Heating_Natural Gas_Boiler_E6 | F2 | Industrial | Stone, Clay, Glass | Existing | Space Heating | Natural Gas | Boiler | E6 | RVT - Cost of Operation | 0 | 0 | 0 | 0 | 0 | 0 | 0 | 0 | 0 | 0 | 0 | 0 | 0 | 0 | 0 | 0 | 0 | 0 | 0 | 0 | 0 | 0 | 0 | 0 | 0 | 0 | 0 | 0 | 0 | 0 | 0 | 0 | 0
F2_Industrial_Stone, Clay, Glass_Existing_Space Heating_Natural Gas_Boiler_E7 | F2 | Industrial | Stone, Clay, Glass | Existing | Space Heating | Natural Gas | Boiler | E7 | RVT - Cost of Operation | 0 | 0 | 0 | 0 | 0 | 0 | 0 | 0 | 0 | 0 | 0 | 0 | 0 | 0 | 0 | 0 | 0 | 0 | 0 | 0 | 0 | 0 | 0 | 0 | 0 | 0 | 0 | 0 | 0 | 0 | 0 | 0 | 0
F2_Industrial_Stone, Clay, Glass_Existing_Space Heating_Natural Gas_Boiler_E8 | F2 | Industrial | Stone, Clay, Glass | Existing | Space Heating | Natural Gas | Boiler | E8 | RVT - Cost of Operation | 0 | 0 | 0 | 0 | 0 | 0 | 0 | 0 | 0 | 0 | 0 | 0 | 0 | 0 | 0 | 0 | 0 | 0 | 0 | 0 | 0 | 0 | 0 | 0 | 0 | 0 | 0 | 0 | 0 | 0 | 0 | 0 | 0
F2_Industrial_Stone, Clay, Glass_Existing_Space Heating_Natural Gas_Boiler_E9 | F2 | Industrial | Stone, Clay, Glass | Existing | Space Heating | Natural Gas | Boiler | E9 | RVT - Cost of Operation | 0 | 0 | 0 | 0 | 0 | 0 | 0 | 0 | 0 | 0 | 0 | 0 | 0 | 0 | 0 | 0 | 0 | 0 | 0 | 0 | 0 | 0 | 0 | 0 | 0 | 0 | 0 | 0 | 0 | 0 | 0 | 0 | 0
F2_Industrial_Stone, Clay, Glass_Existing_Space Heating_Natural Gas_Boiler_E10 | F2 | Industrial | Stone, Clay, Glass | Existing | Space Heating | Natural Gas | Boiler | E10 | RVT - Cost of Operation | 0 | 0 | 0 | 0 | 0 | 0 | 0 | 0 | 0 | 0 | 0 | 0 | 0 | 0 | 0 | 0 | 0 | 0 | 0 | 0 | 0 | 0 | 0 | 0 | 0 | 0 | 0 | 0 | 0 | 0 | 0 | 0 | 0
F3_Industrial_Stone, Clay, Glass_Existing_Space Heating_Natural Gas_Boiler_E1 | F3 | Industrial | Stone, Clay, Glass | Existing | Space Heating | Natural Gas | Boiler | E1 | System - kBTUs of Consumption | 0 | 0 | 0 | 0 | 0 | 0 | 0 | 0 | 0 | 0 | 0 | 0 | 0 | 0 | 0 | 0 | 0 | 0 | 0 | 0 | 0 | 0 | 0 | 0 | 0 | 0 | 0 | 0 | 0 | 0 | 0 | 0 | 0
F3_Industrial_Stone, Clay, Glass_Existing_Space Heating_Natural Gas_Boiler_E2 | F3 | Industrial | Stone, Clay, Glass | Existing | Space Heating | Natural Gas | Boiler | E2 | System - kBTUs of Consumption | 0 | 0 | 0 | 0 | 0 | 0 | 0 | 0 | 0 | 0 | 0 | 0 | 0 | 0 | 0 | 0 | 0 | 0 | 0 | 0 | 0 | 0 | 0 | 0 | 0 | 0 | 0 | 0 | 0 | 0 | 0 | 0 | 0
F3_Industrial_Stone, Clay, Glass_Existing_Space Heating_Natural Gas_Boiler_E3 | F3 | Industrial | Stone, Clay, Glass | Existing | Space Heating | Natural Gas | Boiler | E3 | System - kBTUs of Consumption | 0 | 0 | 0 | 0 | 0 | 0 | 0 | 0 | 0 | 0 | 0 | 0 | 0 | 0 | 0 | 0 | 0 | 0 | 0 | 0 | 0 | 0 | 0 | 0 | 0 | 0 | 0 | 0 | 0 | 0 | 0 | 0 | 0
F3_Industrial_Stone, Clay, Glass_Existing_Space Heating_Natural Gas_Boiler_E4 | F3 | Industrial | Stone, Clay, Glass | Existing | Space Heating | Natural Gas | Boiler | E4 | System - kBTUs of Consumption | 0 | 0 | 0 | 0 | 0 | 0 | 0 | 0 | 0 | 0 | 0 | 0 | 0 | 0 | 0 | 0 | 0 | 0 | 0 | 0 | 0 | 0 | 0 | 0 | 0 | 0 | 0 | 0 | 0 | 0 | 0 | 0 | 0
F3_Industrial_Stone, Clay, Glass_Existing_Space Heating_Natural Gas_Boiler_E5 | F3 | Industrial | Stone, Clay, Glass | Existing | Space Heating | Natural Gas | Boiler | E5 | System - kBTUs of Consumption | 0 | 0 | 0 | 0 | 0 | 0 | 0 | 0 | 0 | 0 | 0 | 0 | 0 | 0 | 0 | 0 | 0 | 0 | 0 | 0 | 0 | 0 | 0 | 0 | 0 | 0 | 0 | 0 | 0 | 0 | 0 | 0 | 0
F3_Industrial_Stone, Clay, Glass_Existing_Space Heating_Natural Gas_Boiler_E6 | F3 | Industrial | Stone, Clay, Glass | Existing | Space Heating | Natural Gas | Boiler | E6 | System - kBTUs of Consumption | 0 | 0 | 0 | 0 | 0 | 0 | 0 | 0 | 0 | 0 | 0 | 0 | 0 | 0 | 0 | 0 | 0 | 0 | 0 | 0 | 0 | 0 | 0 | 0 | 0 | 0 | 0 | 0 | 0 | 0 | 0 | 0 | 0
F3_Industrial_Stone, Clay, Glass_Existing_Space Heating_Natural Gas_Boiler_E7 | F3 | Industrial | Stone, Clay, Glass | Existing | Space Heating | Natural Gas | Boiler | E7 | System - kBTUs of Consumption | 0 | 0 | 0 | 0 | 0 | 0 | 0 | 0 | 0 | 0 | 0 | 0 | 0 | 0 | 0 | 0 | 0 | 0 | 0 | 0 | 0 | 0 | 0 | 0 | 0 | 0 | 0 | 0 | 0 | 0 | 0 | 0 | 0
F3_Industrial_Stone, Clay, Glass_Existing_Space Heating_Natural Gas_Boiler_E8 | F3 | Industrial | Stone, Clay, Glass | Existing | Space Heating | Natural Gas | Boiler | E8 | System - kBTUs of Consumption | 0 | 0 | 0 | 0 | 0 | 0 | 0 | 0 | 0 | 0 | 0 | 0 | 0 | 0 | 0 | 0 | 0 | 0 | 0 | 0 | 0 | 0 | 0 | 0 | 0 | 0 | 0 | 0 | 0 | 0 | 0 | 0 | 0
F3_Industrial_Stone, Clay, Glass_Existing_Space Heating_Natural Gas_Boiler_E9 | F3 | Industrial | Stone, Clay, Glass | Existing | Space Heating | Natural Gas | Boiler | E9 | System - kBTUs of Consumption | 0 | 0 | 0 | 0 | 0 | 0 | 0 | 0 | 0 | 0 | 0 | 0 | 0 | 0 | 0 | 0 | 0 | 0 | 0 | 0 | 0 | 0 | 0 | 0 | 0 | 0 | 0 | 0 | 0 | 0 | 0 | 0 | 0
F3_Industrial_Stone, Clay, Glass_Existing_Space Heating_Natural Gas_Boiler_E10 | F3 | Industrial | Stone, Clay, Glass | Existing | Space Heating | Natural Gas | Boiler | E10 | System - kBTUs of Consumption | 0 | 0 | 0 | 0 | 0 | 0 | 0 | 0 | 0 | 0 | 0 | 0 | 0 | 0 | 0 | 0 | 0 | 0 | 0 | 0 | 0 | 0 | 0 | 0 | 0 | 0 | 0 | 0 | 0 | 0 | 0 | 0 | 0
F4_Industrial_Stone, Clay, Glass_Existing_Space Heating_Natural Gas_Boiler_E1 | F4 | Industrial | Stone, Clay, Glass | Existing | Space Heating | Natural Gas | Boiler | E1 | Utility - Cost of Equipment | 0 | 0 | 0 | 0 | 0 | 0 | 0 | 0 | 0 | 0 | 0 | 0 | 0 | 0 | 0 | 0 | 0 | 0 | 0 | 0 | 0 | 0 | 0 | 0 | 0 | 0 | 0 | 0 | 0 | 0 | 0 | 0 | 0
F4_Industrial_Stone, Clay, Glass_Existing_Space Heating_Natural Gas_Boiler_E2 | F4 | Industrial | Stone, Clay, Glass | Existing | Space Heating | Natural Gas | Boiler | E2 | Utility - Cost of Equipment | 0 | 0 | 0 | 0 | 0 | 0 | 0 | 0 | 0 | 0 | 0 | 0 | 0 | 0 | 0 | 0 | 0 | 0 | 0 | 0 | 0 | 0 | 0 | 0 | 0 | 0 | 0 | 0 | 0 | 0 | 0 | 0 | 0
F4_Industrial_Stone, Clay, Glass_Existing_Space Heating_Natural Gas_Boiler_E3 | F4 | Industrial | Stone, Clay, Glass | Existing | Space Heating | Natural Gas | Boiler | E3 | Utility - Cost of Equipment | 0 | 0 | 0 | 0 | 0 | 0 | 0 | 0 | 0 | 0 | 0 | 0 | 0 | 0 | 0 | 0 | 0 | 0 | 0 | 0 | 0 | 0 | 0 | 0 | 0 | 0 | 0 | 0 | 0 | 0 | 0 | 0 | 0
F4_Industrial_Stone, Clay, Glass_Existing_Space Heating_Natural Gas_Boiler_E4 | F4 | Industrial | Stone, Clay, Glass | Existing | Space Heating | Natural Gas | Boiler | E4 | Utility - Cost of Equipment | 0 | 0 | 0 | 0 | 0 | 0 | 0 | 0 | 0 | 0 | 0 | 0 | 0 | 0 | 0 | 0 | 0 | 0 | 0 | 0 | 0 | 0 | 0 | 0 | 0 | 0 | 0 | 0 | 0 | 0 | 0 | 0 | 0
F4_Industrial_Stone, Clay, Glass_Existing_Space Heating_Natural Gas_Boiler_E5 | F4 | Industrial | Stone, Clay, Glass | Existing | Space Heating | Natural Gas | Boiler | E5 | Utility - Cost of Equipment | 0 | 0 | 0 | 0 | 0 | 0 | 0 | 0 | 0 | 0 | 0 | 0 | 0 | 0 | 0 | 0 | 0 | 0 | 0 | 0 | 0 | 0 | 0 | 0 | 0 | 0 | 0 | 0 | 0 | 0 | 0 | 0 | 0
F4_Industrial_Stone, Clay, Glass_Existing_Space Heating_Natural Gas_Boiler_E6 | F4 | Industrial | Stone, Clay, Glass | Existing | Space Heating | Natural Gas | Boiler | E6 | Utility - Cost of Equipment | 0 | 0 | 0 | 0 | 0 | 0 | 0 | 0 | 0 | 0 | 0 | 0 | 0 | 0 | 0 | 0 | 0 | 0 | 0 | 0 | 0 | 0 | 0 | 0 | 0 | 0 | 0 | 0 | 0 | 0 | 0 | 0 | 0
F4_Industrial_Stone, Clay, Glass_Existing_Space Heating_Natural Gas_Boiler_E7 | F4 | Industrial | Stone, Clay, Glass | Existing | Space Heating | Natural Gas | Boiler | E7 | Utility - Cost of Equipment | 0 | 0 | 0 | 0 | 0 | 0 | 0 | 0 | 0 | 0 | 0 | 0 | 0 | 0 | 0 | 0 | 0 | 0 | 0 | 0 | 0 | 0 | 0 | 0 | 0 | 0 | 0 | 0 | 0 | 0 | 0 | 0 | 0
F4_Industrial_Stone, Clay, Glass_Existing_Space Heating_Natural Gas_Boiler_E8 | F4 | Industrial | Stone, Clay, Glass | Existing | Space Heating | Natural Gas | Boiler | E8 | Utility - Cost of Equipment | 0 | 0 | 0 | 0 | 0 | 0 | 0 | 0 | 0 | 0 | 0 | 0 | 0 | 0 | 0 | 0 | 0 | 0 | 0 | 0 | 0 | 0 | 0 | 0 | 0 | 0 | 0 | 0 | 0 | 0 | 0 | 0 | 0
F4_Industrial_Stone, Clay, Glass_Existing_Space Heating_Natural Gas_Boiler_E9 | F4 | Industrial | Stone, Clay, Glass | Existing | Space Heating | Natural Gas | Boiler | E9 | Utility - Cost of Equipment | 0 | 0 | 0 | 0 | 0 | 0 | 0 | 0 | 0 | 0 | 0 | 0 | 0 | 0 | 0 | 0 | 0 | 0 | 0 | 0 | 0 | 0 | 0 | 0 | 0 | 0 | 0 | 0 | 0 | 0 | 0 | 0 | 0
F4_Industrial_Stone, Clay, Glass_Existing_Space Heating_Natural Gas_Boiler_E10 | F4 | Industrial | Stone, Clay, Glass | Existing | Space Heating | Natural Gas | Boiler | E10 | Utility - Cost of Equipment | 0 | 0 | 0 | 0 | 0 | 0 | 0 | 0 | 0 | 0 | 0 | 0 | 0 | 0 | 0 | 0 | 0 | 0 | 0 | 0 | 0 | 0 | 0 | 0 | 0 | 0 | 0 | 0 | 0 | 0 | 0 | 0 | 0
F5_Industrial_Stone, Clay, Glass_Existing_Space Heating_Natural Gas_Boiler_E1 | F5 | Industrial | Stone, Clay, Glass | Existing | Space Heating | Natural Gas | Boiler | E1 | Utility - Cost of Operation | 0 | 0 | 0 | 0 | 0 | 0 | 0 | 0 | 0 | 0 | 0 | 0 | 0 | 0 | 0 | 0 | 0 | 0 | 0 | 0 | 0 | 0 | 0 | 0 | 0 | 0 | 0 | 0 | 0 | 0 | 0 | 0 | 0
F5_Industrial_Stone, Clay, Glass_Existing_Space Heating_Natural Gas_Boiler_E2 | F5 | Industrial | Stone, Clay, Glass | Existing | Space Heating | Natural Gas | Boiler | E2 | Utility - Cost of Operation | 0 | 0 | 0 | 0 | 0 | 0 | 0 | 0 | 0 | 0 | 0 | 0 | 0 | 0 | 0 | 0 | 0 | 0 | 0 | 0 | 0 | 0 | 0 | 0 | 0 | 0 | 0 | 0 | 0 | 0 | 0 | 0 | 0
F5_Industrial_Stone, Clay, Glass_Existing_Space Heating_Natural Gas_Boiler_E3 | F5 | Industrial | Stone, Clay, Glass | Existing | Space Heating | Natural Gas | Boiler | E3 | Utility - Cost of Operation | 0 | 0 | 0 | 0 | 0 | 0 | 0 | 0 | 0 | 0 | 0 | 0 | 0 | 0 | 0 | 0 | 0 | 0 | 0 | 0 | 0 | 0 | 0 | 0 | 0 | 0 | 0 | 0 | 0 | 0 | 0 | 0 | 0
F5_Industrial_Stone, Clay, Glass_Existing_Space Heating_Natural Gas_Boiler_E4 | F5 | Industrial | Stone, Clay, Glass | Existing | Space Heating | Natural Gas | Boiler | E4 | Utility - Cost of Operation | 0 | 0 | 0 | 0 | 0 | 0 | 0 | 0 | 0 | 0 | 0 | 0 | 0 | 0 | 0 | 0 | 0 | 0 | 0 | 0 | 0 | 0 | 0 | 0 | 0 | 0 | 0 | 0 | 0 | 0 | 0 | 0 | 0
F5_Industrial_Stone, Clay, Glass_Existing_Space Heating_Natural Gas_Boiler_E5 | F5 | Industrial | Stone, Clay, Glass | Existing | Space Heating | Natural Gas | Boiler | E5 | Utility - Cost of Operation | 0 | 0 | 0 | 0 | 0 | 0 | 0 | 0 | 0 | 0 | 0 | 0 | 0 | 0 | 0 | 0 | 0 | 0 | 0 | 0 | 0 | 0 | 0 | 0 | 0 | 0 | 0 | 0 | 0 | 0 | 0 | 0 | 0
F5_Industrial_Stone, Clay, Glass_Existing_Space Heating_Natural Gas_Boiler_E6 | F5 | Industrial | Stone, Clay, Glass | Existing | Space Heating | Natural Gas | Boiler | E6 | Utility - Cost of Operation | 0 | 0 | 0 | 0 | 0 | 0 | 0 | 0 | 0 | 0 | 0 | 0 | 0 | 0 | 0 | 0 | 0 | 0 | 0 | 0 | 0 | 0 | 0 | 0 | 0 | 0 | 0 | 0 | 0 | 0 | 0 | 0 | 0
F5_Industrial_Stone, Clay, Glass_Existing_Space Heating_Natural Gas_Boiler_E7 | F5 | Industrial | Stone, Clay, Glass | Existing | Space Heating | Natural Gas | Boiler | E7 | Utility - Cost of Operation | 0 | 0 | 0 | 0 | 0 | 0 | 0 | 0 | 0 | 0 | 0 | 0 | 0 | 0 | 0 | 0 | 0 | 0 | 0 | 0 | 0 | 0 | 0 | 0 | 0 | 0 | 0 | 0 | 0 | 0 | 0 | 0 | 0
F5_Industrial_Stone, Clay, Glass_Existing_Space Heating_Natural Gas_Boiler_E8 | F5 | Industrial | Stone, Clay, Glass | Existing | Space Heating | Natural Gas | Boiler | E8 | Utility - Cost of Operation | 0 | 0 | 0 | 0 | 0 | 0 | 0 | 0 | 0 | 0 | 0 | 0 | 0 | 0 | 0 | 0 | 0 | 0 | 0 | 0 | 0 | 0 | 0 | 0 | 0 | 0 | 0 | 0 | 0 | 0 | 0 | 0 | 0
F5_Industrial_Stone, Clay, Glass_Existing_Space Heating_Natural Gas_Boiler_E9 | F5 | Industrial | Stone, Clay, Glass | Existing | Space Heating | Natural Gas | Boiler | E9 | Utility - Cost of Operation | 0 | 0 | 0 | 0 | 0 | 0 | 0 | 0 | 0 | 0 | 0 | 0 | 0 | 0 | 0 | 0 | 0 | 0 | 0 | 0 | 0 | 0 | 0 | 0 | 0 | 0 | 0 | 0 | 0 | 0 | 0 | 0 | 0
F5_Industrial_Stone, Clay, Glass_Existing_Space Heating_Natural Gas_Boiler_E10 | F5 | Industrial | Stone, Clay, Glass | Existing | Space Heating | Natural Gas | Boiler | E10 | Utility - Cost of Operation | 0 | 0 | 0 | 0 | 0 | 0 | 0 | 0 | 0 | 0 | 0 | 0 | 0 | 0 | 0 | 0 | 0 | 0 | 0 | 0 | 0 | 0 | 0 | 0 | 0 | 0 | 0 | 0 | 0 | 0 | 0 | 0 | 0
F6_Industrial_Stone, Clay, Glass_Existing_Space Heating_Natural Gas_Boiler_E1 | F6 | Industrial | Stone, Clay, Glass | Existing | Space Heating | Natural Gas | Boiler | E1 | Utility - Value of Sales | 0 | 0 | 0 | 0 | 0 | 0 | 0 | 0 | 0 | 0 | 0 | 0 | 0 | 0 | 0 | 0 | 0 | 0 | 0 | 0 | 0 | 0 | 0 | 0 | 0 | 0 | 0 | 0 | 0 | 0 | 0 | 0 | 0
F6_Industrial_Stone, Clay, Glass_Existing_Space Heating_Natural Gas_Boiler_E2 | F6 | Industrial | Stone, Clay, Glass | Existing | Space Heating | Natural Gas | Boiler | E2 | Utility - Value of Sales | 0 | 0 | 0 | 0 | 0 | 0 | 0 | 0 | 0 | 0 | 0 | 0 | 0 | 0 | 0 | 0 | 0 | 0 | 0 | 0 | 0 | 0 | 0 | 0 | 0 | 0 | 0 | 0 | 0 | 0 | 0 | 0 | 0
F6_Industrial_Stone, Clay, Glass_Existing_Space Heating_Natural Gas_Boiler_E3 | F6 | Industrial | Stone, Clay, Glass | Existing | Space Heating | Natural Gas | Boiler | E3 | Utility - Value of Sales | 0 | 0 | 0 | 0 | 0 | 0 | 0 | 0 | 0 | 0 | 0 | 0 | 0 | 0 | 0 | 0 | 0 | 0 | 0 | 0 | 0 | 0 | 0 | 0 | 0 | 0 | 0 | 0 | 0 | 0 | 0 | 0 | 0
F6_Industrial_Stone, Clay, Glass_Existing_Space Heating_Natural Gas_Boiler_E4 | F6 | Industrial | Stone, Clay, Glass | Existing | Space Heating | Natural Gas | Boiler | E4 | Utility - Value of Sales | 0 | 0 | 0 | 0 | 0 | 0 | 0 | 0 | 0 | 0 | 0 | 0 | 0 | 0 | 0 | 0 | 0 | 0 | 0 | 0 | 0 | 0 | 0 | 0 | 0 | 0 | 0 | 0 | 0 | 0 | 0 | 0 | 0
F6_Industrial_Stone, Clay, Glass_Existing_Space Heating_Natural Gas_Boiler_E5 | F6 | Industrial | Stone, Clay, Glass | Existing | Space Heating | Natural Gas | Boiler | E5 | Utility - Value of Sales | 0 | 0 | 0 | 0 | 0 | 0 | 0 | 0 | 0 | 0 | 0 | 0 | 0 | 0 | 0 | 0 | 0 | 0 | 0 | 0 | 0 | 0 | 0 | 0 | 0 | 0 | 0 | 0 | 0 | 0 | 0 | 0 | 0
F6_Industrial_Stone, Clay, Glass_Existing_Space Heating_Natural Gas_Boiler_E6 | F6 | Industrial | Stone, Clay, Glass | Existing | Space Heating | Natural Gas | Boiler | E6 | Utility - Value of Sales | 0 | 0 | 0 | 0 | 0 | 0 | 0 | 0 | 0 | 0 | 0 | 0 | 0 | 0 | 0 | 0 | 0 | 0 | 0 | 0 | 0 | 0 | 0 | 0 | 0 | 0 | 0 | 0 | 0 | 0 | 0 | 0 | 0
F6_Industrial_Stone, Clay, Glass_Existing_Space Heating_Natural Gas_Boiler_E7 | F6 | Industrial | Stone, Clay, Glass | Existing | Space Heating | Natural Gas | Boiler | E7 | Utility - Value of Sales | 0 | 0 | 0 | 0 | 0 | 0 | 0 | 0 | 0 | 0 | 0 | 0 | 0 | 0 | 0 | 0 | 0 | 0 | 0 | 0 | 0 | 0 | 0 | 0 | 0 | 0 | 0 | 0 | 0 | 0 | 0 | 0 | 0
F6_Industrial_Stone, Clay, Glass_Existing_Space Heating_Natural Gas_Boiler_E8 | F6 | Industrial | Stone, Clay, Glass | Existing | Space Heating | Natural Gas | Boiler | E8 | Utility - Value of Sales | 0 | 0 | 0 | 0 | 0 | 0 | 0 | 0 | 0 | 0 | 0 | 0 | 0 | 0 | 0 | 0 | 0 | 0 | 0 | 0 | 0 | 0 | 0 | 0 | 0 | 0 | 0 | 0 | 0 | 0 | 0 | 0 | 0
F6_Industrial_Stone, Clay, Glass_Existing_Space Heating_Natural Gas_Boiler_E9 | F6 | Industrial | Stone, Clay, Glass | Existing | Space Heating | Natural Gas | Boiler | E9 | Utility - Value of Sales | 0 | 0 | 0 | 0 | 0 | 0 | 0 | 0 | 0 | 0 | 0 | 0 | 0 | 0 | 0 | 0 | 0 | 0 | 0 | 0 | 0 | 0 | 0 | 0 | 0 | 0 | 0 | 0 | 0 | 0 | 0 | 0 | 0
F6_Industrial_Stone, Clay, Glass_Existing_Space Heating_Natural Gas_Boiler_E10 | F6 | Industrial | Stone, Clay, Glass | Existing | Space Heating | Natural Gas | Boiler | E10 | Utility - Value of Sales | 0 | 0 | 0 | 0 | 0 | 0 | 0 | 0 | 0 | 0 | 0 | 0 | 0 | 0 | 0 | 0 | 0 | 0 | 0 | 0 | 0 | 0 | 0 | 0 | 0 | 0 | 0 | 0 | 0 | 0 | 0 | 0 | 0
F1_Industrial_Stone, Clay, Glass_Existing_Space Heating_Natural Gas_Unit Heater_E1 | F1 | Industrial | Stone, Clay, Glass | Existing | Space Heating | Natural Gas | Unit Heater | E1 | RVT - Cost of Equipment | 0 | 0 | 0 | 0 | 0 | 0 | 0 | 0 | 0 | 0 | 0 | 0 | 0 | 0 | 0 | 0 | 0 | 0 | 0 | 0 | 0 | 0 | 0 | 0 | 0 | 0 | 0 | 0 | 0 | 0 | 0 | 0 | 0
F1_Industrial_Stone, Clay, Glass_Existing_Space Heating_Natural Gas_Unit Heater_E2 | F1 | Industrial | Stone, Clay, Glass | Existing | Space Heating | Natural Gas | Unit Heater | E2 | RVT - Cost of Equipment | 0 | 0 | 0 | 0 | 0 | 0 | 0 | 0 | 0 | 0 | 0 | 0 | 0 | 0 | 0 | 0 | 0 | 0 | 0 | 0 | 0 | 0 | 0 | 0 | 0 | 0 | 0 | 0 | 0 | 0 | 0 | 0 | 0
F1_Industrial_Stone, Clay, Glass_Existing_Space Heating_Natural Gas_Unit Heater_E3 | F1 | Industrial | Stone, Clay, Glass | Existing | Space Heating | Natural Gas | Unit Heater | E3 | RVT - Cost of Equipment | 0 | 0 | 0 | 0 | 0 | 0 | 0 | 0 | 0 | 0 | 0 | 0 | 0 | 0 | 0 | 0 | 0 | 0 | 0 | 0 | 0 | 0 | 0 | 0 | 0 | 0 | 0 | 0 | 0 | 0 | 0 | 0 | 0
F1_Industrial_Stone, Clay, Glass_Existing_Space Heating_Natural Gas_Unit Heater_E4 | F1 | Industrial | Stone, Clay, Glass | Existing | Space Heating | Natural Gas | Unit Heater | E4 | RVT - Cost of Equipment | 0 | 0 | 0 | 0 | 0 | 0 | 0 | 0 | 0 | 0 | 0 | 0 | 0 | 0 | 0 | 0 | 0 | 0 | 0 | 0 | 0 | 0 | 0 | 0 | 0 | 0 | 0 | 0 | 0 | 0 | 0 | 0 | 0
F1_Industrial_Stone, Clay, Glass_Existing_Space Heating_Natural Gas_Unit Heater_E5 | F1 | Industrial | Stone, Clay, Glass | Existing | Space Heating | Natural Gas | Unit Heater | E5 | RVT - Cost of Equipment | 0 | 0 | 0 | 0 | 0 | 0 | 0 | 0 | 0 | 0 | 0 | 0 | 0 | 0 | 0 | 0 | 0 | 0 | 0 | 0 | 0 | 0 | 0 | 0 | 0 | 0 | 0 | 0 | 0 | 0 | 0 | 0 | 0
F1_Industrial_Stone, Clay, Glass_Existing_Space Heating_Natural Gas_Unit Heater_E6 | F1 | Industrial | Stone, Clay, Glass | Existing | Space Heating | Natural Gas | Unit Heater | E6 | RVT - Cost of Equipment | 0 | 0 | 0 | 0 | 0 | 0 | 0 | 0 | 0 | 0 | 0 | 0 | 0 | 0 | 0 | 0 | 0 | 0 | 0 | 0 | 0 | 0 | 0 | 0 | 0 | 0 | 0 | 0 | 0 | 0 | 0 | 0 | 0
F1_Industrial_Stone, Clay, Glass_Existing_Space Heating_Natural Gas_Unit Heater_E7 | F1 | Industrial | Stone, Clay, Glass | Existing | Space Heating | Natural Gas | Unit Heater | E7 | RVT - Cost of Equipment | 0 | 0 | 0 | 0 | 0 | 0 | 0 | 0 | 0 | 0 | 0 | 0 | 0 | 0 | 0 | 0 | 0 | 0 | 0 | 0 | 0 | 0 | 0 | 0 | 0 | 0 | 0 | 0 | 0 | 0 | 0 | 0 | 0
F1_Industrial_Stone, Clay, Glass_Existing_Space Heating_Natural Gas_Unit Heater_E8 | F1 | Industrial | Stone, Clay, Glass | Existing | Space Heating | Natural Gas | Unit Heater | E8 | RVT - Cost of Equipment | 0 | 0 | 0 | 0 | 0 | 0 | 0 | 0 | 0 | 0 | 0 | 0 | 0 | 0 | 0 | 0 | 0 | 0 | 0 | 0 | 0 | 0 | 0 | 0 | 0 | 0 | 0 | 0 | 0 | 0 | 0 | 0 | 0
F1_Industrial_Stone, Clay, Glass_Existing_Space Heating_Natural Gas_Unit Heater_E9 | F1 | Industrial | Stone, Clay, Glass | Existing | Space Heating | Natural Gas | Unit Heater | E9 | RVT - Cost of Equipment | 0 | 0 | 0 | 0 | 0 | 0 | 0 | 0 | 0 | 0 | 0 | 0 | 0 | 0 | 0 | 0 | 0 | 0 | 0 | 0 | 0 | 0 | 0 | 0 | 0 | 0 | 0 | 0 | 0 | 0 | 0 | 0 | 0
F1_Industrial_Stone, Clay, Glass_Existing_Space Heating_Natural Gas_Unit Heater_E10 | F1 | Industrial | Stone, Clay, Glass | Existing | Space Heating | Natural Gas | Unit Heater | E10 | RVT - Cost of Equipment | 0 | 0 | 0 | 0 | 0 | 0 | 0 | 0 | 0 | 0 | 0 | 0 | 0 | 0 | 0 | 0 | 0 | 0 | 0 | 0 | 0 | 0 | 0 | 0 | 0 | 0 | 0 | 0 | 0 | 0 | 0 | 0 | 0
F2_Industrial_Stone, Clay, Glass_Existing_Space Heating_Natural Gas_Unit Heater_E1 | F2 | Industrial | Stone, Clay, Glass | Existing | Space Heating | Natural Gas | Unit Heater | E1 | RVT - Cost of Operation | 0 | 0 | 0 | 0 | 0 | 0 | 0 | 0 | 0 | 0 | 0 | 0 | 0 | 0 | 0 | 0 | 0 | 0 | 0 | 0 | 0 | 0 | 0 | 0 | 0 | 0 | 0 | 0 | 0 | 0 | 0 | 0 | 0
F2_Industrial_Stone, Clay, Glass_Existing_Space Heating_Natural Gas_Unit Heater_E2 | F2 | Industrial | Stone, Clay, Glass | Existing | Space Heating | Natural Gas | Unit Heater | E2 | RVT - Cost of Operation | 0 | 0 | 0 | 0 | 0 | 0 | 0 | 0 | 0 | 0 | 0 | 0 | 0 | 0 | 0 | 0 | 0 | 0 | 0 | 0 | 0 | 0 | 0 | 0 | 0 | 0 | 0 | 0 | 0 | 0 | 0 | 0 | 0
F2_Industrial_Stone, Clay, Glass_Existing_Space Heating_Natural Gas_Unit Heater_E3 | F2 | Industrial | Stone, Clay, Glass | Existing | Space Heating | Natural Gas | Unit Heater | E3 | RVT - Cost of Operation | 0 | 0 | 0 | 0 | 0 | 0 | 0 | 0 | 0 | 0 | 0 | 0 | 0 | 0 | 0 | 0 | 0 | 0 | 0 | 0 | 0 | 0 | 0 | 0 | 0 | 0 | 0 | 0 | 0 | 0 | 0 | 0 | 0
F2_Industrial_Stone, Clay, Glass_Existing_Space Heating_Natural Gas_Unit Heater_E4 | F2 | Industrial | Stone, Clay, Glass | Existing | Space Heating | Natural Gas | Unit Heater | E4 | RVT - Cost of Operation | 0 | 0 | 0 | 0 | 0 | 0 | 0 | 0 | 0 | 0 | 0 | 0 | 0 | 0 | 0 | 0 | 0 | 0 | 0 | 0 | 0 | 0 | 0 | 0 | 0 | 0 | 0 | 0 | 0 | 0 | 0 | 0 | 0
F2_Industrial_Stone, Clay, Glass_Existing_Space Heating_Natural Gas_Unit Heater_E5 | F2 | Industrial | Stone, Clay, Glass | Existing | Space Heating | Natural Gas | Unit Heater | E5 | RVT - Cost of Operation | 0 | 0 | 0 | 0 | 0 | 0 | 0 | 0 | 0 | 0 | 0 | 0 | 0 | 0 | 0 | 0 | 0 | 0 | 0 | 0 | 0 | 0 | 0 | 0 | 0 | 0 | 0 | 0 | 0 | 0 | 0 | 0 | 0
F2_Industrial_Stone, Clay, Glass_Existing_Space Heating_Natural Gas_Unit Heater_E6 | F2 | Industrial | Stone, Clay, Glass | Existing | Space Heating | Natural Gas | Unit Heater | E6 | RVT - Cost of Operation | 0 | 0 | 0 | 0 | 0 | 0 | 0 | 0 | 0 | 0 | 0 | 0 | 0 | 0 | 0 | 0 | 0 | 0 | 0 | 0 | 0 | 0 | 0 | 0 | 0 | 0 | 0 | 0 | 0 | 0 | 0 | 0 | 0
F2_Industrial_Stone, Clay, Glass_Existing_Space Heating_Natural Gas_Unit Heater_E7 | F2 | Industrial | Stone, Clay, Glass | Existing | Space Heating | Natural Gas | Unit Heater | E7 | RVT - Cost of Operation | 0 | 0 | 0 | 0 | 0 | 0 | 0 | 0 | 0 | 0 | 0 | 0 | 0 | 0 | 0 | 0 | 0 | 0 | 0 | 0 | 0 | 0 | 0 | 0 | 0 | 0 | 0 | 0 | 0 | 0 | 0 | 0 | 0
F2_Industrial_Stone, Clay, Glass_Existing_Space Heating_Natural Gas_Unit Heater_E8 | F2 | Industrial | Stone, Clay, Glass | Existing | Space Heating | Natural Gas | Unit Heater | E8 | RVT - Cost of Operation | 0 | 0 | 0 | 0 | 0 | 0 | 0 | 0 | 0 | 0 | 0 | 0 | 0 | 0 | 0 | 0 | 0 | 0 | 0 | 0 | 0 | 0 | 0 | 0 | 0 | 0 | 0 | 0 | 0 | 0 | 0 | 0 | 0
F2_Industrial_Stone, Clay, Glass_Existing_Space Heating_Natural Gas_Unit Heater_E9 | F2 | Industrial | Stone, Clay, Glass | Existing | Space Heating | Natural Gas | Unit Heater | E9 | RVT - Cost of Operation | 0 | 0 | 0 | 0 | 0 | 0 | 0 | 0 | 0 | 0 | 0 | 0 | 0 | 0 | 0 | 0 | 0 | 0 | 0 | 0 | 0 | 0 | 0 | 0 | 0 | 0 | 0 | 0 | 0 | 0 | 0 | 0 | 0
F2_Industrial_Stone, Clay, Glass_Existing_Space Heating_Natural Gas_Unit Heater_E10 | F2 | Industrial | Stone, Clay, Glass | Existing | Space Heating | Natural Gas | Unit Heater | E10 | RVT - Cost of Operation | 0 | 0 | 0 | 0 | 0 | 0 | 0 | 0 | 0 | 0 | 0 | 0 | 0 | 0 | 0 | 0 | 0 | 0 | 0 | 0 | 0 | 0 | 0 | 0 | 0 | 0 | 0 | 0 | 0 | 0 | 0 | 0 | 0
F3_Industrial_Stone, Clay, Glass_Existing_Space Heating_Natural Gas_Unit Heater_E1 | F3 | Industrial | Stone, Clay, Glass | Existing | Space Heating | Natural Gas | Unit Heater | E1 | System - kBTUs of Consumption | 0 | 0 | 0 | 0 | 0 | 0 | 0 | 0 | 0 | 0 | 0 | 0 | 0 | 0 | 0 | 0 | 0 | 0 | 0 | 0 | 0 | 0 | 0 | 0 | 0 | 0 | 0 | 0 | 0 | 0 | 0 | 0 | 0
F3_Industrial_Stone, Clay, Glass_Existing_Space Heating_Natural Gas_Unit Heater_E2 | F3 | Industrial | Stone, Clay, Glass | Existing | Space Heating | Natural Gas | Unit Heater | E2 | System - kBTUs of Consumption | 0 | 0 | 0 | 0 | 0 | 0 | 0 | 0 | 0 | 0 | 0 | 0 | 0 | 0 | 0 | 0 | 0 | 0 | 0 | 0 | 0 | 0 | 0 | 0 | 0 | 0 | 0 | 0 | 0 | 0 | 0 | 0 | 0
F3_Industrial_Stone, Clay, Glass_Existing_Space Heating_Natural Gas_Unit Heater_E3 | F3 | Industrial | Stone, Clay, Glass | Existing | Space Heating | Natural Gas | Unit Heater | E3 | System - kBTUs of Consumption | 0 | 0 | 0 | 0 | 0 | 0 | 0 | 0 | 0 | 0 | 0 | 0 | 0 | 0 | 0 | 0 | 0 | 0 | 0 | 0 | 0 | 0 | 0 | 0 | 0 | 0 | 0 | 0 | 0 | 0 | 0 | 0 | 0
F3_Industrial_Stone, Clay, Glass_Existing_Space Heating_Natural Gas_Unit Heater_E4 | F3 | Industrial | Stone, Clay, Glass | Existing | Space Heating | Natural Gas | Unit Heater | E4 | System - kBTUs of Consumption | 0 | 0 | 0 | 0 | 0 | 0 | 0 | 0 | 0 | 0 | 0 | 0 | 0 | 0 | 0 | 0 | 0 | 0 | 0 | 0 | 0 | 0 | 0 | 0 | 0 | 0 | 0 | 0 | 0 | 0 | 0 | 0 | 0
F3_Industrial_Stone, Clay, Glass_Existing_Space Heating_Natural Gas_Unit Heater_E5 | F3 | Industrial | Stone, Clay, Glass | Existing | Space Heating | Natural Gas | Unit Heater | E5 | System - kBTUs of Consumption | 0 | 0 | 0 | 0 | 0 | 0 | 0 | 0 | 0 | 0 | 0 | 0 | 0 | 0 | 0 | 0 | 0 | 0 | 0 | 0 | 0 | 0 | 0 | 0 | 0 | 0 | 0 | 0 | 0 | 0 | 0 | 0 | 0
F3_Industrial_Stone, Clay, Glass_Existing_Space Heating_Natural Gas_Unit Heater_E6 | F3 | Industrial | Stone, Clay, Glass | Existing | Space Heating | Natural Gas | Unit Heater | E6 | System - kBTUs of Consumption | 0 | 0 | 0 | 0 | 0 | 0 | 0 | 0 | 0 | 0 | 0 | 0 | 0 | 0 | 0 | 0 | 0 | 0 | 0 | 0 | 0 | 0 | 0 | 0 | 0 | 0 | 0 | 0 | 0 | 0 | 0 | 0 | 0
F3_Industrial_Stone, Clay, Glass_Existing_Space Heating_Natural Gas_Unit Heater_E7 | F3 | Industrial | Stone, Clay, Glass | Existing | Space Heating | Natural Gas | Unit Heater | E7 | System - kBTUs of Consumption | 0 | 0 | 0 | 0 | 0 | 0 | 0 | 0 | 0 | 0 | 0 | 0 | 0 | 0 | 0 | 0 | 0 | 0 | 0 | 0 | 0 | 0 | 0 | 0 | 0 | 0 | 0 | 0 | 0 | 0 | 0 | 0 | 0
F3_Industrial_Stone, Clay, Glass_Existing_Space Heating_Natural Gas_Unit Heater_E8 | F3 | Industrial | Stone, Clay, Glass | Existing | Space Heating | Natural Gas | Unit Heater | E8 | System - kBTUs of Consumption | 0 | 0 | 0 | 0 | 0 | 0 | 0 | 0 | 0 | 0 | 0 | 0 | 0 | 0 | 0 | 0 | 0 | 0 | 0 | 0 | 0 | 0 | 0 | 0 | 0 | 0 | 0 | 0 | 0 | 0 | 0 | 0 | 0
F3_Industrial_Stone, Clay, Glass_Existing_Space Heating_Natural Gas_Unit Heater_E9 | F3 | Industrial | Stone, Clay, Glass | Existing | Space Heating | Natural Gas | Unit Heater | E9 | System - kBTUs of Consumption | 0 | 0 | 0 | 0 | 0 | 0 | 0 | 0 | 0 | 0 | 0 | 0 | 0 | 0 | 0 | 0 | 0 | 0 | 0 | 0 | 0 | 0 | 0 | 0 | 0 | 0 | 0 | 0 | 0 | 0 | 0 | 0 | 0
F3_Industrial_Stone, Clay, Glass_Existing_Space Heating_Natural Gas_Unit Heater_E10 | F3 | Industrial | Stone, Clay, Glass | Existing | Space Heating | Natural Gas | Unit Heater | E10 | System - kBTUs of Consumption | 0 | 0 | 0 | 0 | 0 | 0 | 0 | 0 | 0 | 0 | 0 | 0 | 0 | 0 | 0 | 0 | 0 | 0 | 0 | 0 | 0 | 0 | 0 | 0 | 0 | 0 | 0 | 0 | 0 | 0 | 0 | 0 | 0
F4_Industrial_Stone, Clay, Glass_Existing_Space Heating_Natural Gas_Unit Heater_E1 | F4 | Industrial | Stone, Clay, Glass | Existing | Space Heating | Natural Gas | Unit Heater | E1 | Utility - Cost of Equipment | 0 | 0 | 0 | 0 | 0 | 0 | 0 | 0 | 0 | 0 | 0 | 0 | 0 | 0 | 0 | 0 | 0 | 0 | 0 | 0 | 0 | 0 | 0 | 0 | 0 | 0 | 0 | 0 | 0 | 0 | 0 | 0 | 0
F4_Industrial_Stone, Clay, Glass_Existing_Space Heating_Natural Gas_Unit Heater_E2 | F4 | Industrial | Stone, Clay, Glass | Existing | Space Heating | Natural Gas | Unit Heater | E2 | Utility - Cost of Equipment | 0 | 0 | 0 | 0 | 0 | 0 | 0 | 0 | 0 | 0 | 0 | 0 | 0 | 0 | 0 | 0 | 0 | 0 | 0 | 0 | 0 | 0 | 0 | 0 | 0 | 0 | 0 | 0 | 0 | 0 | 0 | 0 | 0
F4_Industrial_Stone, Clay, Glass_Existing_Space Heating_Natural Gas_Unit Heater_E3 | F4 | Industrial | Stone, Clay, Glass | Existing | Space Heating | Natural Gas | Unit Heater | E3 | Utility - Cost of Equipment | 0 | 0 | 0 | 0 | 0 | 0 | 0 | 0 | 0 | 0 | 0 | 0 | 0 | 0 | 0 | 0 | 0 | 0 | 0 | 0 | 0 | 0 | 0 | 0 | 0 | 0 | 0 | 0 | 0 | 0 | 0 | 0 | 0
F4_Industrial_Stone, Clay, Glass_Existing_Space Heating_Natural Gas_Unit Heater_E4 | F4 | Industrial | Stone, Clay, Glass | Existing | Space Heating | Natural Gas | Unit Heater | E4 | Utility - Cost of Equipment | 0 | 0 | 0 | 0 | 0 | 0 | 0 | 0 | 0 | 0 | 0 | 0 | 0 | 0 | 0 | 0 | 0 | 0 | 0 | 0 | 0 | 0 | 0 | 0 | 0 | 0 | 0 | 0 | 0 | 0 | 0 | 0 | 0
F4_Industrial_Stone, Clay, Glass_Existing_Space Heating_Natural Gas_Unit Heater_E5 | F4 | Industrial | Stone, Clay, Glass | Existing | Space Heating | Natural Gas | Unit Heater | E5 | Utility - Cost of Equipment | 0 | 0 | 0 | 0 | 0 | 0 | 0 | 0 | 0 | 0 | 0 | 0 | 0 | 0 | 0 | 0 | 0 | 0 | 0 | 0 | 0 | 0 | 0 | 0 | 0 | 0 | 0 | 0 | 0 | 0 | 0 | 0 | 0
F4_Industrial_Stone, Clay, Glass_Existing_Space Heating_Natural Gas_Unit Heater_E6 | F4 | Industrial | Stone, Clay, Glass | Existing | Space Heating | Natural Gas | Unit Heater | E6 | Utility - Cost of Equipment | 0 | 0 | 0 | 0 | 0 | 0 | 0 | 0 | 0 | 0 | 0 | 0 | 0 | 0 | 0 | 0 | 0 | 0 | 0 | 0 | 0 | 0 | 0 | 0 | 0 | 0 | 0 | 0 | 0 | 0 | 0 | 0 | 0
F4_Industrial_Stone, Clay, Glass_Existing_Space Heating_Natural Gas_Unit Heater_E7 | F4 | Industrial | Stone, Clay, Glass | Existing | Space Heating | Natural Gas | Unit Heater | E7 | Utility - Cost of Equipment | 0 | 0 | 0 | 0 | 0 | 0 | 0 | 0 | 0 | 0 | 0 | 0 | 0 | 0 | 0 | 0 | 0 | 0 | 0 | 0 | 0 | 0 | 0 | 0 | 0 | 0 | 0 | 0 | 0 | 0 | 0 | 0 | 0
F4_Industrial_Stone, Clay, Glass_Existing_Space Heating_Natural Gas_Unit Heater_E8 | F4 | Industrial | Stone, Clay, Glass | Existing | Space Heating | Natural Gas | Unit Heater | E8 | Utility - Cost of Equipment | 0 | 0 | 0 | 0 | 0 | 0 | 0 | 0 | 0 | 0 | 0 | 0 | 0 | 0 | 0 | 0 | 0 | 0 | 0 | 0 | 0 | 0 | 0 | 0 | 0 | 0 | 0 | 0 | 0 | 0 | 0 | 0 | 0
F4_Industrial_Stone, Clay, Glass_Existing_Space Heating_Natural Gas_Unit Heater_E9 | F4 | Industrial | Stone, Clay, Glass | Existing | Space Heating | Natural Gas | Unit Heater | E9 | Utility - Cost of Equipment | 0 | 0 | 0 | 0 | 0 | 0 | 0 | 0 | 0 | 0 | 0 | 0 | 0 | 0 | 0 | 0 | 0 | 0 | 0 | 0 | 0 | 0 | 0 | 0 | 0 | 0 | 0 | 0 | 0 | 0 | 0 | 0 | 0
F4_Industrial_Stone, Clay, Glass_Existing_Space Heating_Natural Gas_Unit Heater_E10 | F4 | Industrial | Stone, Clay, Glass | Existing | Space Heating | Natural Gas | Unit Heater | E10 | Utility - Cost of Equipment | 0 | 0 | 0 | 0 | 0 | 0 | 0 | 0 | 0 | 0 | 0 | 0 | 0 | 0 | 0 | 0 | 0 | 0 | 0 | 0 | 0 | 0 | 0 | 0 | 0 | 0 | 0 | 0 | 0 | 0 | 0 | 0 | 0
F5_Industrial_Stone, Clay, Glass_Existing_Space Heating_Natural Gas_Unit Heater_E1 | F5 | Industrial | Stone, Clay, Glass | Existing | Space Heating | Natural Gas | Unit Heater | E1 | Utility - Cost of Operation | 0 | 0 | 0 | 0 | 0 | 0 | 0 | 0 | 0 | 0 | 0 | 0 | 0 | 0 | 0 | 0 | 0 | 0 | 0 | 0 | 0 | 0 | 0 | 0 | 0 | 0 | 0 | 0 | 0 | 0 | 0 | 0 | 0
F5_Industrial_Stone, Clay, Glass_Existing_Space Heating_Natural Gas_Unit Heater_E2 | F5 | Industrial | Stone, Clay, Glass | Existing | Space Heating | Natural Gas | Unit Heater | E2 | Utility - Cost of Operation | 0 | 0 | 0 | 0 | 0 | 0 | 0 | 0 | 0 | 0 | 0 | 0 | 0 | 0 | 0 | 0 | 0 | 0 | 0 | 0 | 0 | 0 | 0 | 0 | 0 | 0 | 0 | 0 | 0 | 0 | 0 | 0 | 0
F5_Industrial_Stone, Clay, Glass_Existing_Space Heating_Natural Gas_Unit Heater_E3 | F5 | Industrial | Stone, Clay, Glass | Existing | Space Heating | Natural Gas | Unit Heater | E3 | Utility - Cost of Operation | 0 | 0 | 0 | 0 | 0 | 0 | 0 | 0 | 0 | 0 | 0 | 0 | 0 | 0 | 0 | 0 | 0 | 0 | 0 | 0 | 0 | 0 | 0 | 0 | 0 | 0 | 0 | 0 | 0 | 0 | 0 | 0 | 0
F5_Industrial_Stone, Clay, Glass_Existing_Space Heating_Natural Gas_Unit Heater_E4 | F5 | Industrial | Stone, Clay, Glass | Existing | Space Heating | Natural Gas | Unit Heater | E4 | Utility - Cost of Operation | 0 | 0 | 0 | 0 | 0 | 0 | 0 | 0 | 0 | 0 | 0 | 0 | 0 | 0 | 0 | 0 | 0 | 0 | 0 | 0 | 0 | 0 | 0 | 0 | 0 | 0 | 0 | 0 | 0 | 0 | 0 | 0 | 0
F5_Industrial_Stone, Clay, Glass_Existing_Space Heating_Natural Gas_Unit Heater_E5 | F5 | Industrial | Stone, Clay, Glass | Existing | Space Heating | Natural Gas | Unit Heater | E5 | Utility - Cost of Operation | 0 | 0 | 0 | 0 | 0 | 0 | 0 | 0 | 0 | 0 | 0 | 0 | 0 | 0 | 0 | 0 | 0 | 0 | 0 | 0 | 0 | 0 | 0 | 0 | 0 | 0 | 0 | 0 | 0 | 0 | 0 | 0 | 0
F5_Industrial_Stone, Clay, Glass_Existing_Space Heating_Natural Gas_Unit Heater_E6 | F5 | Industrial | Stone, Clay, Glass | Existing | Space Heating | Natural Gas | Unit Heater | E6 | Utility - Cost of Operation | 0 | 0 | 0 | 0 | 0 | 0 | 0 | 0 | 0 | 0 | 0 | 0 | 0 | 0 | 0 | 0 | 0 | 0 | 0 | 0 | 0 | 0 | 0 | 0 | 0 | 0 | 0 | 0 | 0 | 0 | 0 | 0 | 0
F5_Industrial_Stone, Clay, Glass_Existing_Space Heating_Natural Gas_Unit Heater_E7 | F5 | Industrial | Stone, Clay, Glass | Existing | Space Heating | Natural Gas | Unit Heater | E7 | Utility - Cost of Operation | 0 | 0 | 0 | 0 | 0 | 0 | 0 | 0 | 0 | 0 | 0 | 0 | 0 | 0 | 0 | 0 | 0 | 0 | 0 | 0 | 0 | 0 | 0 | 0 | 0 | 0 | 0 | 0 | 0 | 0 | 0 | 0 | 0
F5_Industrial_Stone, Clay, Glass_Existing_Space Heating_Natural Gas_Unit Heater_E8 | F5 | Industrial | Stone, Clay, Glass | Existing | Space Heating | Natural Gas | Unit Heater | E8 | Utility - Cost of Operation | 0 | 0 | 0 | 0 | 0 | 0 | 0 | 0 | 0 | 0 | 0 | 0 | 0 | 0 | 0 | 0 | 0 | 0 | 0 | 0 | 0 | 0 | 0 | 0 | 0 | 0 | 0 | 0 | 0 | 0 | 0 | 0 | 0
F5_Industrial_Stone, Clay, Glass_Existing_Space Heating_Natural Gas_Unit Heater_E9 | F5 | Industrial | Stone, Clay, Glass | Existing | Space Heating | Natural Gas | Unit Heater | E9 | Utility - Cost of Operation | 0 | 0 | 0 | 0 | 0 | 0 | 0 | 0 | 0 | 0 | 0 | 0 | 0 | 0 | 0 | 0 | 0 | 0 | 0 | 0 | 0 | 0 | 0 | 0 | 0 | 0 | 0 | 0 | 0 | 0 | 0 | 0 | 0
F5_Industrial_Stone, Clay, Glass_Existing_Space Heating_Natural Gas_Unit Heater_E10 | F5 | Industrial | Stone, Clay, Glass | Existing | Space Heating | Natural Gas | Unit Heater | E10 | Utility - Cost of Operation | 0 | 0 | 0 | 0 | 0 | 0 | 0 | 0 | 0 | 0 | 0 | 0 | 0 | 0 | 0 | 0 | 0 | 0 | 0 | 0 | 0 | 0 | 0 | 0 | 0 | 0 | 0 | 0 | 0 | 0 | 0 | 0 | 0
F6_Industrial_Stone, Clay, Glass_Existing_Space Heating_Natural Gas_Unit Heater_E1 | F6 | Industrial | Stone, Clay, Glass | Existing | Space Heating | Natural Gas | Unit Heater | E1 | Utility - Value of Sales | 0 | 0 | 0 | 0 | 0 | 0 | 0 | 0 | 0 | 0 | 0 | 0 | 0 | 0 | 0 | 0 | 0 | 0 | 0 | 0 | 0 | 0 | 0 | 0 | 0 | 0 | 0 | 0 | 0 | 0 | 0 | 0 | 0
F6_Industrial_Stone, Clay, Glass_Existing_Space Heating_Natural Gas_Unit Heater_E2 | F6 | Industrial | Stone, Clay, Glass | Existing | Space Heating | Natural Gas | Unit Heater | E2 | Utility - Value of Sales | 0 | 0 | 0 | 0 | 0 | 0 | 0 | 0 | 0 | 0 | 0 | 0 | 0 | 0 | 0 | 0 | 0 | 0 | 0 | 0 | 0 | 0 | 0 | 0 | 0 | 0 | 0 | 0 | 0 | 0 | 0 | 0 | 0
F6_Industrial_Stone, Clay, Glass_Existing_Space Heating_Natural Gas_Unit Heater_E3 | F6 | Industrial | Stone, Clay, Glass | Existing | Space Heating | Natural Gas | Unit Heater | E3 | Utility - Value of Sales | 0 | 0 | 0 | 0 | 0 | 0 | 0 | 0 | 0 | 0 | 0 | 0 | 0 | 0 | 0 | 0 | 0 | 0 | 0 | 0 | 0 | 0 | 0 | 0 | 0 | 0 | 0 | 0 | 0 | 0 | 0 | 0 | 0
F6_Industrial_Stone, Clay, Glass_Existing_Space Heating_Natural Gas_Unit Heater_E4 | F6 | Industrial | Stone, Clay, Glass | Existing | Space Heating | Natural Gas | Unit Heater | E4 | Utility - Value of Sales | 0 | 0 | 0 | 0 | 0 | 0 | 0 | 0 | 0 | 0 | 0 | 0 | 0 | 0 | 0 | 0 | 0 | 0 | 0 | 0 | 0 | 0 | 0 | 0 | 0 | 0 | 0 | 0 | 0 | 0 | 0 | 0 | 0
F6_Industrial_Stone, Clay, Glass_Existing_Space Heating_Natural Gas_Unit Heater_E5 | F6 | Industrial | Stone, Clay, Glass | Existing | Space Heating | Natural Gas | Unit Heater | E5 | Utility - Value of Sales | 0 | 0 | 0 | 0 | 0 | 0 | 0 | 0 | 0 | 0 | 0 | 0 | 0 | 0 | 0 | 0 | 0 | 0 | 0 | 0 | 0 | 0 | 0 | 0 | 0 | 0 | 0 | 0 | 0 | 0 | 0 | 0 | 0
F6_Industrial_Stone, Clay, Glass_Existing_Space Heating_Natural Gas_Unit Heater_E6 | F6 | Industrial | Stone, Clay, Glass | Existing | Space Heating | Natural Gas | Unit Heater | E6 | Utility - Value of Sales | 0 | 0 | 0 | 0 | 0 | 0 | 0 | 0 | 0 | 0 | 0 | 0 | 0 | 0 | 0 | 0 | 0 | 0 | 0 | 0 | 0 | 0 | 0 | 0 | 0 | 0 | 0 | 0 | 0 | 0 | 0 | 0 | 0
F6_Industrial_Stone, Clay, Glass_Existing_Space Heating_Natural Gas_Unit Heater_E7 | F6 | Industrial | Stone, Clay, Glass | Existing | Space Heating | Natural Gas | Unit Heater | E7 | Utility - Value of Sales | 0 | 0 | 0 | 0 | 0 | 0 | 0 | 0 | 0 | 0 | 0 | 0 | 0 | 0 | 0 | 0 | 0 | 0 | 0 | 0 | 0 | 0 | 0 | 0 | 0 | 0 | 0 | 0 | 0 | 0 | 0 | 0 | 0
F6_Industrial_Stone, Clay, Glass_Existing_Space Heating_Natural Gas_Unit Heater_E8 | F6 | Industrial | Stone, Clay, Glass | Existing | Space Heating | Natural Gas | Unit Heater | E8 | Utility - Value of Sales | 0 | 0 | 0 | 0 | 0 | 0 | 0 | 0 | 0 | 0 | 0 | 0 | 0 | 0 | 0 | 0 | 0 | 0 | 0 | 0 | 0 | 0 | 0 | 0 | 0 | 0 | 0 | 0 | 0 | 0 | 0 | 0 | 0
F6_Industrial_Stone, Clay, Glass_Existing_Space Heating_Natural Gas_Unit Heater_E9 | F6 | Industrial | Stone, Clay, Glass | Existing | Space Heating | Natural Gas | Unit Heater | E9 | Utility - Value of Sales | 0 | 0 | 0 | 0 | 0 | 0 | 0 | 0 | 0 | 0 | 0 | 0 | 0 | 0 | 0 | 0 | 0 | 0 | 0 | 0 | 0 | 0 | 0 | 0 | 0 | 0 | 0 | 0 | 0 | 0 | 0 | 0 | 0
F6_Industrial_Stone, Clay, Glass_Existing_Space Heating_Natural Gas_Unit Heater_E10 | F6 | Industrial | Stone, Clay, Glass | Existing | Space Heating | Natural Gas | Unit Heater | E10 | Utility - Value of Sales | 0 | 0 | 0 | 0 | 0 | 0 | 0 | 0 | 0 | 0 | 0 | 0 | 0 | 0 | 0 | 0 | 0 | 0 | 0 | 0 | 0 | 0 | 0 | 0 | 0 | 0 | 0 | 0 | 0 | 0 | 0 | 0 | 0
F1_Industrial_Stone, Clay, Glass_Existing_Process_Natural Gas_Process Heating_E1 | F1 | Industrial | Stone, Clay, Glass | Existing | Process | Natural Gas | Process Heating | E1 | RVT - Cost of Equipment | 0 | 0 | 0 | 0 | 0 | 0 | 0 | 0 | 0 | 0 | 0 | 0 | 0 | 0 | 0 | 0 | 0 | 0 | 0 | 0 | 0 | 0 | 0 | 0 | 0 | 0 | 0 | 0 | 0 | 0 | 0 | 0 | 0
F1_Industrial_Stone, Clay, Glass_Existing_Process_Natural Gas_Process Heating_E2 | F1 | Industrial | Stone, Clay, Glass | Existing | Process | Natural Gas | Process Heating | E2 | RVT - Cost of Equipment | 0 | 0 | 0 | 0 | 0 | 0 | 0 | 0 | 0 | 0 | 0 | 0 | 0 | 0 | 0 | 0 | 0 | 0 | 0 | 0 | 0 | 0 | 0 | 0 | 0 | 0 | 0 | 0 | 0 | 0 | 0 | 0 | 0
F1_Industrial_Stone, Clay, Glass_Existing_Process_Natural Gas_Process Heating_E3 | F1 | Industrial | Stone, Clay, Glass | Existing | Process | Natural Gas | Process Heating | E3 | RVT - Cost of Equipment | 0 | 0 | 0 | 0 | 0 | 0 | 0 | 0 | 0 | 0 | 0 | 0 | 0 | 0 | 0 | 0 | 0 | 0 | 0 | 0 | 0 | 0 | 0 | 0 | 0 | 0 | 0 | 0 | 0 | 0 | 0 | 0 | 0
F1_Industrial_Stone, Clay, Glass_Existing_Process_Natural Gas_Process Heating_E4 | F1 | Industrial | Stone, Clay, Glass | Existing | Process | Natural Gas | Process Heating | E4 | RVT - Cost of Equipment | 0 | 0 | 0 | 0 | 0 | 0 | 0 | 0 | 0 | 0 | 0 | 0 | 0 | 0 | 0 | 0 | 0 | 0 | 0 | 0 | 0 | 0 | 0 | 0 | 0 | 0 | 0 | 0 | 0 | 0 | 0 | 0 | 0
F1_Industrial_Stone, Clay, Glass_Existing_Process_Natural Gas_Process Heating_E5 | F1 | Industrial | Stone, Clay, Glass | Existing | Process | Natural Gas | Process Heating | E5 | RVT - Cost of Equipment | 0 | 0 | 0 | 0 | 0 | 0 | 0 | 0 | 0 | 0 | 0 | 0 | 0 | 0 | 0 | 0 | 0 | 0 | 0 | 0 | 0 | 0 | 0 | 0 | 0 | 0 | 0 | 0 | 0 | 0 | 0 | 0 | 0
F1_Industrial_Stone, Clay, Glass_Existing_Process_Natural Gas_Process Heating_E6 | F1 | Industrial | Stone, Clay, Glass | Existing | Process | Natural Gas | Process Heating | E6 | RVT - Cost of Equipment | 0 | 0 | 0 | 0 | 0 | 0 | 0 | 0 | 0 | 0 | 0 | 0 | 0 | 0 | 0 | 0 | 0 | 0 | 0 | 0 | 0 | 0 | 0 | 0 | 0 | 0 | 0 | 0 | 0 | 0 | 0 | 0 | 0
F1_Industrial_Stone, Clay, Glass_Existing_Process_Natural Gas_Process Heating_E7 | F1 | Industrial | Stone, Clay, Glass | Existing | Process | Natural Gas | Process Heating | E7 | RVT - Cost of Equipment | 0 | 0 | 0 | 0 | 0 | 0 | 0 | 0 | 0 | 0 | 0 | 0 | 0 | 0 | 0 | 0 | 0 | 0 | 0 | 0 | 0 | 0 | 0 | 0 | 0 | 0 | 0 | 0 | 0 | 0 | 0 | 0 | 0
F1_Industrial_Stone, Clay, Glass_Existing_Process_Natural Gas_Process Heating_E8 | F1 | Industrial | Stone, Clay, Glass | Existing | Process | Natural Gas | Process Heating | E8 | RVT - Cost of Equipment | 0 | 0 | 0 | 0 | 0 | 0 | 0 | 0 | 0 | 0 | 0 | 0 | 0 | 0 | 0 | 0 | 0 | 0 | 0 | 0 | 0 | 0 | 0 | 0 | 0 | 0 | 0 | 0 | 0 | 0 | 0 | 0 | 0
F1_Industrial_Stone, Clay, Glass_Existing_Process_Natural Gas_Process Heating_E9 | F1 | Industrial | Stone, Clay, Glass | Existing | Process | Natural Gas | Process Heating | E9 | RVT - Cost of Equipment | 0 | 0 | 0 | 0 | 0 | 0 | 0 | 0 | 0 | 0 | 0 | 0 | 0 | 0 | 0 | 0 | 0 | 0 | 0 | 0 | 0 | 0 | 0 | 0 | 0 | 0 | 0 | 0 | 0 | 0 | 0 | 0 | 0
F1_Industrial_Stone, Clay, Glass_Existing_Process_Natural Gas_Process Heating_E10 | F1 | Industrial | Stone, Clay, Glass | Existing | Process | Natural Gas | Process Heating | E10 | RVT - Cost of Equipment | 0 | 0 | 0 | 0 | 0 | 0 | 0 | 0 | 0 | 0 | 0 | 0 | 0 | 0 | 0 | 0 | 0 | 0 | 0 | 0 | 0 | 0 | 0 | 0 | 0 | 0 | 0 | 0 | 0 | 0 | 0 | 0 | 0
F2_Industrial_Stone, Clay, Glass_Existing_Process_Natural Gas_Process Heating_E1 | F2 | Industrial | Stone, Clay, Glass | Existing | Process | Natural Gas | Process Heating | E1 | RVT - Cost of Operation | 0 | 0 | 0 | 0 | 0 | 0 | 0 | 0 | 0 | 0 | 0 | 0 | 0 | 0 | 0 | 0 | 0 | 0 | 0 | 0 | 0 | 0 | 0 | 0 | 0 | 0 | 0 | 0 | 0 | 0 | 0 | 0 | 0
F2_Industrial_Stone, Clay, Glass_Existing_Process_Natural Gas_Process Heating_E2 | F2 | Industrial | Stone, Clay, Glass | Existing | Process | Natural Gas | Process Heating | E2 | RVT - Cost of Operation | 0 | 0 | 0 | 0 | 0 | 0 | 0 | 0 | 0 | 0 | 0 | 0 | 0 | 0 | 0 | 0 | 0 | 0 | 0 | 0 | 0 | 0 | 0 | 0 | 0 | 0 | 0 | 0 | 0 | 0 | 0 | 0 | 0
F2_Industrial_Stone, Clay, Glass_Existing_Process_Natural Gas_Process Heating_E3 | F2 | Industrial | Stone, Clay, Glass | Existing | Process | Natural Gas | Process Heating | E3 | RVT - Cost of Operation | 0 | 0 | 0 | 0 | 0 | 0 | 0 | 0 | 0 | 0 | 0 | 0 | 0 | 0 | 0 | 0 | 0 | 0 | 0 | 0 | 0 | 0 | 0 | 0 | 0 | 0 | 0 | 0 | 0 | 0 | 0 | 0 | 0
F2_Industrial_Stone, Clay, Glass_Existing_Process_Natural Gas_Process Heating_E4 | F2 | Industrial | Stone, Clay, Glass | Existing | Process | Natural Gas | Process Heating | E4 | RVT - Cost of Operation | 0 | 0 | 0 | 0 | 0 | 0 | 0 | 0 | 0 | 0 | 0 | 0 | 0 | 0 | 0 | 0 | 0 | 0 | 0 | 0 | 0 | 0 | 0 | 0 | 0 | 0 | 0 | 0 | 0 | 0 | 0 | 0 | 0
F2_Industrial_Stone, Clay, Glass_Existing_Process_Natural Gas_Process Heating_E5 | F2 | Industrial | Stone, Clay, Glass | Existing | Process | Natural Gas | Process Heating | E5 | RVT - Cost of Operation | 0 | 0 | 0 | 0 | 0 | 0 | 0 | 0 | 0 | 0 | 0 | 0 | 0 | 0 | 0 | 0 | 0 | 0 | 0 | 0 | 0 | 0 | 0 | 0 | 0 | 0 | 0 | 0 | 0 | 0 | 0 | 0 | 0
F2_Industrial_Stone, Clay, Glass_Existing_Process_Natural Gas_Process Heating_E6 | F2 | Industrial | Stone, Clay, Glass | Existing | Process | Natural Gas | Process Heating | E6 | RVT - Cost of Operation | 0 | 0 | 0 | 0 | 0 | 0 | 0 | 0 | 0 | 0 | 0 | 0 | 0 | 0 | 0 | 0 | 0 | 0 | 0 | 0 | 0 | 0 | 0 | 0 | 0 | 0 | 0 | 0 | 0 | 0 | 0 | 0 | 0
F2_Industrial_Stone, Clay, Glass_Existing_Process_Natural Gas_Process Heating_E7 | F2 | Industrial | Stone, Clay, Glass | Existing | Process | Natural Gas | Process Heating | E7 | RVT - Cost of Operation | 0 | 0 | 0 | 0 | 0 | 0 | 0 | 0 | 0 | 0 | 0 | 0 | 0 | 0 | 0 | 0 | 0 | 0 | 0 | 0 | 0 | 0 | 0 | 0 | 0 | 0 | 0 | 0 | 0 | 0 | 0 | 0 | 0
F2_Industrial_Stone, Clay, Glass_Existing_Process_Natural Gas_Process Heating_E8 | F2 | Industrial | Stone, Clay, Glass | Existing | Process | Natural Gas | Process Heating | E8 | RVT - Cost of Operation | 0 | 0 | 0 | 0 | 0 | 0 | 0 | 0 | 0 | 0 | 0 | 0 | 0 | 0 | 0 | 0 | 0 | 0 | 0 | 0 | 0 | 0 | 0 | 0 | 0 | 0 | 0 | 0 | 0 | 0 | 0 | 0 | 0
F2_Industrial_Stone, Clay, Glass_Existing_Process_Natural Gas_Process Heating_E9 | F2 | Industrial | Stone, Clay, Glass | Existing | Process | Natural Gas | Process Heating | E9 | RVT - Cost of Operation | 0 | 0 | 0 | 0 | 0 | 0 | 0 | 0 | 0 | 0 | 0 | 0 | 0 | 0 | 0 | 0 | 0 | 0 | 0 | 0 | 0 | 0 | 0 | 0 | 0 | 0 | 0 | 0 | 0 | 0 | 0 | 0 | 0
F2_Industrial_Stone, Clay, Glass_Existing_Process_Natural Gas_Process Heating_E10 | F2 | Industrial | Stone, Clay, Glass | Existing | Process | Natural Gas | Process Heating | E10 | RVT - Cost of Operation | 0 | 0 | 0 | 0 | 0 | 0 | 0 | 0 | 0 | 0 | 0 | 0 | 0 | 0 | 0 | 0 | 0 | 0 | 0 | 0 | 0 | 0 | 0 | 0 | 0 | 0 | 0 | 0 | 0 | 0 | 0 | 0 | 0
F3_Industrial_Stone, Clay, Glass_Existing_Process_Natural Gas_Process Heating_E1 | F3 | Industrial | Stone, Clay, Glass | Existing | Process | Natural Gas | Process Heating | E1 | System - kBTUs of Consumption | 0 | 0 | 0 | 0 | 0 | 0 | 0 | 0 | 0 | 0 | 0 | 0 | 0 | 0 | 0 | 0 | 0 | 0 | 0 | 0 | 0 | 0 | 0 | 0 | 0 | 0 | 0 | 0 | 0 | 0 | 0 | 0 | 0
F3_Industrial_Stone, Clay, Glass_Existing_Process_Natural Gas_Process Heating_E2 | F3 | Industrial | Stone, Clay, Glass | Existing | Process | Natural Gas | Process Heating | E2 | System - kBTUs of Consumption | 0 | 0 | 0 | 0 | 0 | 0 | 0 | 0 | 0 | 0 | 0 | 0 | 0 | 0 | 0 | 0 | 0 | 0 | 0 | 0 | 0 | 0 | 0 | 0 | 0 | 0 | 0 | 0 | 0 | 0 | 0 | 0 | 0
F3_Industrial_Stone, Clay, Glass_Existing_Process_Natural Gas_Process Heating_E3 | F3 | Industrial | Stone, Clay, Glass | Existing | Process | Natural Gas | Process Heating | E3 | System - kBTUs of Consumption | 0 | 0 | 0 | 0 | 0 | 0 | 0 | 0 | 0 | 0 | 0 | 0 | 0 | 0 | 0 | 0 | 0 | 0 | 0 | 0 | 0 | 0 | 0 | 0 | 0 | 0 | 0 | 0 | 0 | 0 | 0 | 0 | 0
F3_Industrial_Stone, Clay, Glass_Existing_Process_Natural Gas_Process Heating_E4 | F3 | Industrial | Stone, Clay, Glass | Existing | Process | Natural Gas | Process Heating | E4 | System - kBTUs of Consumption | 0 | 0 | 0 | 0 | 0 | 0 | 0 | 0 | 0 | 0 | 0 | 0 | 0 | 0 | 0 | 0 | 0 | 0 | 0 | 0 | 0 | 0 | 0 | 0 | 0 | 0 | 0 | 0 | 0 | 0 | 0 | 0 | 0
F3_Industrial_Stone, Clay, Glass_Existing_Process_Natural Gas_Process Heating_E5 | F3 | Industrial | Stone, Clay, Glass | Existing | Process | Natural Gas | Process Heating | E5 | System - kBTUs of Consumption | 0 | 0 | 0 | 0 | 0 | 0 | 0 | 0 | 0 | 0 | 0 | 0 | 0 | 0 | 0 | 0 | 0 | 0 | 0 | 0 | 0 | 0 | 0 | 0 | 0 | 0 | 0 | 0 | 0 | 0 | 0 | 0 | 0
F3_Industrial_Stone, Clay, Glass_Existing_Process_Natural Gas_Process Heating_E6 | F3 | Industrial | Stone, Clay, Glass | Existing | Process | Natural Gas | Process Heating | E6 | System - kBTUs of Consumption | 0 | 0 | 0 | 0 | 0 | 0 | 0 | 0 | 0 | 0 | 0 | 0 | 0 | 0 | 0 | 0 | 0 | 0 | 0 | 0 | 0 | 0 | 0 | 0 | 0 | 0 | 0 | 0 | 0 | 0 | 0 | 0 | 0
F3_Industrial_Stone, Clay, Glass_Existing_Process_Natural Gas_Process Heating_E7 | F3 | Industrial | Stone, Clay, Glass | Existing | Process | Natural Gas | Process Heating | E7 | System - kBTUs of Consumption | 0 | 0 | 0 | 0 | 0 | 0 | 0 | 0 | 0 | 0 | 0 | 0 | 0 | 0 | 0 | 0 | 0 | 0 | 0 | 0 | 0 | 0 | 0 | 0 | 0 | 0 | 0 | 0 | 0 | 0 | 0 | 0 | 0
F3_Industrial_Stone, Clay, Glass_Existing_Process_Natural Gas_Process Heating_E8 | F3 | Industrial | Stone, Clay, Glass | Existing | Process | Natural Gas | Process Heating | E8 | System - kBTUs of Consumption | 0 | 0 | 0 | 0 | 0 | 0 | 0 | 0 | 0 | 0 | 0 | 0 | 0 | 0 | 0 | 0 | 0 | 0 | 0 | 0 | 0 | 0 | 0 | 0 | 0 | 0 | 0 | 0 | 0 | 0 | 0 | 0 | 0
F3_Industrial_Stone, Clay, Glass_Existing_Process_Natural Gas_Process Heating_E9 | F3 | Industrial | Stone, Clay, Glass | Existing | Process | Natural Gas | Process Heating | E9 | System - kBTUs of Consumption | 0 | 0 | 0 | 0 | 0 | 0 | 0 | 0 | 0 | 0 | 0 | 0 | 0 | 0 | 0 | 0 | 0 | 0 | 0 | 0 | 0 | 0 | 0 | 0 | 0 | 0 | 0 | 0 | 0 | 0 | 0 | 0 | 0
F3_Industrial_Stone, Clay, Glass_Existing_Process_Natural Gas_Process Heating_E10 | F3 | Industrial | Stone, Clay, Glass | Existing | Process | Natural Gas | Process Heating | E10 | System - kBTUs of Consumption | 0 | 0 | 0 | 0 | 0 | 0 | 0 | 0 | 0 | 0 | 0 | 0 | 0 | 0 | 0 | 0 | 0 | 0 | 0 | 0 | 0 | 0 | 0 | 0 | 0 | 0 | 0 | 0 | 0 | 0 | 0 | 0 | 0
F4_Industrial_Stone, Clay, Glass_Existing_Process_Natural Gas_Process Heating_E1 | F4 | Industrial | Stone, Clay, Glass | Existing | Process | Natural Gas | Process Heating | E1 | Utility - Cost of Equipment | 0 | 0 | 0 | 0 | 0 | 0 | 0 | 0 | 0 | 0 | 0 | 0 | 0 | 0 | 0 | 0 | 0 | 0 | 0 | 0 | 0 | 0 | 0 | 0 | 0 | 0 | 0 | 0 | 0 | 0 | 0 | 0 | 0
F4_Industrial_Stone, Clay, Glass_Existing_Process_Natural Gas_Process Heating_E2 | F4 | Industrial | Stone, Clay, Glass | Existing | Process | Natural Gas | Process Heating | E2 | Utility - Cost of Equipment | 0 | 0 | 0 | 0 | 0 | 0 | 0 | 0 | 0 | 0 | 0 | 0 | 0 | 0 | 0 | 0 | 0 | 0 | 0 | 0 | 0 | 0 | 0 | 0 | 0 | 0 | 0 | 0 | 0 | 0 | 0 | 0 | 0
F4_Industrial_Stone, Clay, Glass_Existing_Process_Natural Gas_Process Heating_E3 | F4 | Industrial | Stone, Clay, Glass | Existing | Process | Natural Gas | Process Heating | E3 | Utility - Cost of Equipment | 0 | 0 | 0 | 0 | 0 | 0 | 0 | 0 | 0 | 0 | 0 | 0 | 0 | 0 | 0 | 0 | 0 | 0 | 0 | 0 | 0 | 0 | 0 | 0 | 0 | 0 | 0 | 0 | 0 | 0 | 0 | 0 | 0
F4_Industrial_Stone, Clay, Glass_Existing_Process_Natural Gas_Process Heating_E4 | F4 | Industrial | Stone, Clay, Glass | Existing | Process | Natural Gas | Process Heating | E4 | Utility - Cost of Equipment | 0 | 0 | 0 | 0 | 0 | 0 | 0 | 0 | 0 | 0 | 0 | 0 | 0 | 0 | 0 | 0 | 0 | 0 | 0 | 0 | 0 | 0 | 0 | 0 | 0 | 0 | 0 | 0 | 0 | 0 | 0 | 0 | 0
F4_Industrial_Stone, Clay, Glass_Existing_Process_Natural Gas_Process Heating_E5 | F4 | Industrial | Stone, Clay, Glass | Existing | Process | Natural Gas | Process Heating | E5 | Utility - Cost of Equipment | 0 | 0 | 0 | 0 | 0 | 0 | 0 | 0 | 0 | 0 | 0 | 0 | 0 | 0 | 0 | 0 | 0 | 0 | 0 | 0 | 0 | 0 | 0 | 0 | 0 | 0 | 0 | 0 | 0 | 0 | 0 | 0 | 0
F4_Industrial_Stone, Clay, Glass_Existing_Process_Natural Gas_Process Heating_E6 | F4 | Industrial | Stone, Clay, Glass | Existing | Process | Natural Gas | Process Heating | E6 | Utility - Cost of Equipment | 0 | 0 | 0 | 0 | 0 | 0 | 0 | 0 | 0 | 0 | 0 | 0 | 0 | 0 | 0 | 0 | 0 | 0 | 0 | 0 | 0 | 0 | 0 | 0 | 0 | 0 | 0 | 0 | 0 | 0 | 0 | 0 | 0
F4_Industrial_Stone, Clay, Glass_Existing_Process_Natural Gas_Process Heating_E7 | F4 | Industrial | Stone, Clay, Glass | Existing | Process | Natural Gas | Process Heating | E7 | Utility - Cost of Equipment | 0 | 0 | 0 | 0 | 0 | 0 | 0 | 0 | 0 | 0 | 0 | 0 | 0 | 0 | 0 | 0 | 0 | 0 | 0 | 0 | 0 | 0 | 0 | 0 | 0 | 0 | 0 | 0 | 0 | 0 | 0 | 0 | 0
F4_Industrial_Stone, Clay, Glass_Existing_Process_Natural Gas_Process Heating_E8 | F4 | Industrial | Stone, Clay, Glass | Existing | Process | Natural Gas | Process Heating | E8 | Utility - Cost of Equipment | 0 | 0 | 0 | 0 | 0 | 0 | 0 | 0 | 0 | 0 | 0 | 0 | 0 | 0 | 0 | 0 | 0 | 0 | 0 | 0 | 0 | 0 | 0 | 0 | 0 | 0 | 0 | 0 | 0 | 0 | 0 | 0 | 0
F4_Industrial_Stone, Clay, Glass_Existing_Process_Natural Gas_Process Heating_E9 | F4 | Industrial | Stone, Clay, Glass | Existing | Process | Natural Gas | Process Heating | E9 | Utility - Cost of Equipment | 0 | 0 | 0 | 0 | 0 | 0 | 0 | 0 | 0 | 0 | 0 | 0 | 0 | 0 | 0 | 0 | 0 | 0 | 0 | 0 | 0 | 0 | 0 | 0 | 0 | 0 | 0 | 0 | 0 | 0 | 0 | 0 | 0
F4_Industrial_Stone, Clay, Glass_Existing_Process_Natural Gas_Process Heating_E10 | F4 | Industrial | Stone, Clay, Glass | Existing | Process | Natural Gas | Process Heating | E10 | Utility - Cost of Equipment | 0 | 0 | 0 | 0 | 0 | 0 | 0 | 0 | 0 | 0 | 0 | 0 | 0 | 0 | 0 | 0 | 0 | 0 | 0 | 0 | 0 | 0 | 0 | 0 | 0 | 0 | 0 | 0 | 0 | 0 | 0 | 0 | 0
F5_Industrial_Stone, Clay, Glass_Existing_Process_Natural Gas_Process Heating_E1 | F5 | Industrial | Stone, Clay, Glass | Existing | Process | Natural Gas | Process Heating | E1 | Utility - Cost of Operation | 0 | 0 | 0 | 0 | 0 | 0 | 0 | 0 | 0 | 0 | 0 | 0 | 0 | 0 | 0 | 0 | 0 | 0 | 0 | 0 | 0 | 0 | 0 | 0 | 0 | 0 | 0 | 0 | 0 | 0 | 0 | 0 | 0
F5_Industrial_Stone, Clay, Glass_Existing_Process_Natural Gas_Process Heating_E2 | F5 | Industrial | Stone, Clay, Glass | Existing | Process | Natural Gas | Process Heating | E2 | Utility - Cost of Operation | 0 | 0 | 0 | 0 | 0 | 0 | 0 | 0 | 0 | 0 | 0 | 0 | 0 | 0 | 0 | 0 | 0 | 0 | 0 | 0 | 0 | 0 | 0 | 0 | 0 | 0 | 0 | 0 | 0 | 0 | 0 | 0 | 0
F5_Industrial_Stone, Clay, Glass_Existing_Process_Natural Gas_Process Heating_E3 | F5 | Industrial | Stone, Clay, Glass | Existing | Process | Natural Gas | Process Heating | E3 | Utility - Cost of Operation | 0 | 0 | 0 | 0 | 0 | 0 | 0 | 0 | 0 | 0 | 0 | 0 | 0 | 0 | 0 | 0 | 0 | 0 | 0 | 0 | 0 | 0 | 0 | 0 | 0 | 0 | 0 | 0 | 0 | 0 | 0 | 0 | 0
F5_Industrial_Stone, Clay, Glass_Existing_Process_Natural Gas_Process Heating_E4 | F5 | Industrial | Stone, Clay, Glass | Existing | Process | Natural Gas | Process Heating | E4 | Utility - Cost of Operation | 0 | 0 | 0 | 0 | 0 | 0 | 0 | 0 | 0 | 0 | 0 | 0 | 0 | 0 | 0 | 0 | 0 | 0 | 0 | 0 | 0 | 0 | 0 | 0 | 0 | 0 | 0 | 0 | 0 | 0 | 0 | 0 | 0
F5_Industrial_Stone, Clay, Glass_Existing_Process_Natural Gas_Process Heating_E5 | F5 | Industrial | Stone, Clay, Glass | Existing | Process | Natural Gas | Process Heating | E5 | Utility - Cost of Operation | 0 | 0 | 0 | 0 | 0 | 0 | 0 | 0 | 0 | 0 | 0 | 0 | 0 | 0 | 0 | 0 | 0 | 0 | 0 | 0 | 0 | 0 | 0 | 0 | 0 | 0 | 0 | 0 | 0 | 0 | 0 | 0 | 0
F5_Industrial_Stone, Clay, Glass_Existing_Process_Natural Gas_Process Heating_E6 | F5 | Industrial | Stone, Clay, Glass | Existing | Process | Natural Gas | Process Heating | E6 | Utility - Cost of Operation | 0 | 0 | 0 | 0 | 0 | 0 | 0 | 0 | 0 | 0 | 0 | 0 | 0 | 0 | 0 | 0 | 0 | 0 | 0 | 0 | 0 | 0 | 0 | 0 | 0 | 0 | 0 | 0 | 0 | 0 | 0 | 0 | 0
F5_Industrial_Stone, Clay, Glass_Existing_Process_Natural Gas_Process Heating_E7 | F5 | Industrial | Stone, Clay, Glass | Existing | Process | Natural Gas | Process Heating | E7 | Utility - Cost of Operation | 0 | 0 | 0 | 0 | 0 | 0 | 0 | 0 | 0 | 0 | 0 | 0 | 0 | 0 | 0 | 0 | 0 | 0 | 0 | 0 | 0 | 0 | 0 | 0 | 0 | 0 | 0 | 0 | 0 | 0 | 0 | 0 | 0
F5_Industrial_Stone, Clay, Glass_Existing_Process_Natural Gas_Process Heating_E8 | F5 | Industrial | Stone, Clay, Glass | Existing | Process | Natural Gas | Process Heating | E8 | Utility - Cost of Operation | 0 | 0 | 0 | 0 | 0 | 0 | 0 | 0 | 0 | 0 | 0 | 0 | 0 | 0 | 0 | 0 | 0 | 0 | 0 | 0 | 0 | 0 | 0 | 0 | 0 | 0 | 0 | 0 | 0 | 0 | 0 | 0 | 0
F5_Industrial_Stone, Clay, Glass_Existing_Process_Natural Gas_Process Heating_E9 | F5 | Industrial | Stone, Clay, Glass | Existing | Process | Natural Gas | Process Heating | E9 | Utility - Cost of Operation | 0 | 0 | 0 | 0 | 0 | 0 | 0 | 0 | 0 | 0 | 0 | 0 | 0 | 0 | 0 | 0 | 0 | 0 | 0 | 0 | 0 | 0 | 0 | 0 | 0 | 0 | 0 | 0 | 0 | 0 | 0 | 0 | 0
F5_Industrial_Stone, Clay, Glass_Existing_Process_Natural Gas_Process Heating_E10 | F5 | Industrial | Stone, Clay, Glass | Existing | Process | Natural Gas | Process Heating | E10 | Utility - Cost of Operation | 0 | 0 | 0 | 0 | 0 | 0 | 0 | 0 | 0 | 0 | 0 | 0 | 0 | 0 | 0 | 0 | 0 | 0 | 0 | 0 | 0 | 0 | 0 | 0 | 0 | 0 | 0 | 0 | 0 | 0 | 0 | 0 | 0
F6_Industrial_Stone, Clay, Glass_Existing_Process_Natural Gas_Process Heating_E1 | F6 | Industrial | Stone, Clay, Glass | Existing | Process | Natural Gas | Process Heating | E1 | Utility - Value of Sales | 0 | 0 | 0 | 0 | 0 | 0 | 0 | 0 | 0 | 0 | 0 | 0 | 0 | 0 | 0 | 0 | 0 | 0 | 0 | 0 | 0 | 0 | 0 | 0 | 0 | 0 | 0 | 0 | 0 | 0 | 0 | 0 | 0
F6_Industrial_Stone, Clay, Glass_Existing_Process_Natural Gas_Process Heating_E2 | F6 | Industrial | Stone, Clay, Glass | Existing | Process | Natural Gas | Process Heating | E2 | Utility - Value of Sales | 0 | 0 | 0 | 0 | 0 | 0 | 0 | 0 | 0 | 0 | 0 | 0 | 0 | 0 | 0 | 0 | 0 | 0 | 0 | 0 | 0 | 0 | 0 | 0 | 0 | 0 | 0 | 0 | 0 | 0 | 0 | 0 | 0
F6_Industrial_Stone, Clay, Glass_Existing_Process_Natural Gas_Process Heating_E3 | F6 | Industrial | Stone, Clay, Glass | Existing | Process | Natural Gas | Process Heating | E3 | Utility - Value of Sales | 0 | 0 | 0 | 0 | 0 | 0 | 0 | 0 | 0 | 0 | 0 | 0 | 0 | 0 | 0 | 0 | 0 | 0 | 0 | 0 | 0 | 0 | 0 | 0 | 0 | 0 | 0 | 0 | 0 | 0 | 0 | 0 | 0
F6_Industrial_Stone, Clay, Glass_Existing_Process_Natural Gas_Process Heating_E4 | F6 | Industrial | Stone, Clay, Glass | Existing | Process | Natural Gas | Process Heating | E4 | Utility - Value of Sales | 0 | 0 | 0 | 0 | 0 | 0 | 0 | 0 | 0 | 0 | 0 | 0 | 0 | 0 | 0 | 0 | 0 | 0 | 0 | 0 | 0 | 0 | 0 | 0 | 0 | 0 | 0 | 0 | 0 | 0 | 0 | 0 | 0
F6_Industrial_Stone, Clay, Glass_Existing_Process_Natural Gas_Process Heating_E5 | F6 | Industrial | Stone, Clay, Glass | Existing | Process | Natural Gas | Process Heating | E5 | Utility - Value of Sales | 0 | 0 | 0 | 0 | 0 | 0 | 0 | 0 | 0 | 0 | 0 | 0 | 0 | 0 | 0 | 0 | 0 | 0 | 0 | 0 | 0 | 0 | 0 | 0 | 0 | 0 | 0 | 0 | 0 | 0 | 0 | 0 | 0
F6_Industrial_Stone, Clay, Glass_Existing_Process_Natural Gas_Process Heating_E6 | F6 | Industrial | Stone, Clay, Glass | Existing | Process | Natural Gas | Process Heating | E6 | Utility - Value of Sales | 0 | 0 | 0 | 0 | 0 | 0 | 0 | 0 | 0 | 0 | 0 | 0 | 0 | 0 | 0 | 0 | 0 | 0 | 0 | 0 | 0 | 0 | 0 | 0 | 0 | 0 | 0 | 0 | 0 | 0 | 0 | 0 | 0
F6_Industrial_Stone, Clay, Glass_Existing_Process_Natural Gas_Process Heating_E7 | F6 | Industrial | Stone, Clay, Glass | Existing | Process | Natural Gas | Process Heating | E7 | Utility - Value of Sales | 0 | 0 | 0 | 0 | 0 | 0 | 0 | 0 | 0 | 0 | 0 | 0 | 0 | 0 | 0 | 0 | 0 | 0 | 0 | 0 | 0 | 0 | 0 | 0 | 0 | 0 | 0 | 0 | 0 | 0 | 0 | 0 | 0
F6_Industrial_Stone, Clay, Glass_Existing_Process_Natural Gas_Process Heating_E8 | F6 | Industrial | Stone, Clay, Glass | Existing | Process | Natural Gas | Process Heating | E8 | Utility - Value of Sales | 0 | 0 | 0 | 0 | 0 | 0 | 0 | 0 | 0 | 0 | 0 | 0 | 0 | 0 | 0 | 0 | 0 | 0 | 0 | 0 | 0 | 0 | 0 | 0 | 0 | 0 | 0 | 0 | 0 | 0 | 0 | 0 | 0
F6_Industrial_Stone, Clay, Glass_Existing_Process_Natural Gas_Process Heating_E9 | F6 | Industrial | Stone, Clay, Glass | Existing | Process | Natural Gas | Process Heating | E9 | Utility - Value of Sales | 0 | 0 | 0 | 0 | 0 | 0 | 0 | 0 | 0 | 0 | 0 | 0 | 0 | 0 | 0 | 0 | 0 | 0 | 0 | 0 | 0 | 0 | 0 | 0 | 0 | 0 | 0 | 0 | 0 | 0 | 0 | 0 | 0
F6_Industrial_Stone, Clay, Glass_Existing_Process_Natural Gas_Process Heating_E10 | F6 | Industrial | Stone, Clay, Glass | Existing | Process | Natural Gas | Process Heating | E10 | Utility - Value of Sales | 0 | 0 | 0 | 0 | 0 | 0 | 0 | 0 | 0 | 0 | 0 | 0 | 0 | 0 | 0 | 0 | 0 | 0 | 0 | 0 | 0 | 0 | 0 | 0 | 0 | 0 | 0 | 0 | 0 | 0 | 0 | 0 | 0
F1_Industrial_Stone, Clay, Glass_Existing_Process_Natural Gas_Process Boiler_E1 | F1 | Industrial | Stone, Clay, Glass | Existing | Process | Natural Gas | Process Boiler | E1 | RVT - Cost of Equipment | 0 | 0 | 0 | 0 | 0 | 0 | 0 | 0 | 0 | 0 | 0 | 0 | 0 | 0 | 0 | 0 | 0 | 0 | 0 | 0 | 0 | 0 | 0 | 0 | 0 | 0 | 0 | 0 | 0 | 0 | 0 | 0 | 0
F1_Industrial_Stone, Clay, Glass_Existing_Process_Natural Gas_Process Boiler_E2 | F1 | Industrial | Stone, Clay, Glass | Existing | Process | Natural Gas | Process Boiler | E2 | RVT - Cost of Equipment | 0 | 0 | 0 | 0 | 0 | 0 | 0 | 0 | 0 | 0 | 0 | 0 | 0 | 0 | 0 | 0 | 0 | 0 | 0 | 0 | 0 | 0 | 0 | 0 | 0 | 0 | 0 | 0 | 0 | 0 | 0 | 0 | 0
F1_Industrial_Stone, Clay, Glass_Existing_Process_Natural Gas_Process Boiler_E3 | F1 | Industrial | Stone, Clay, Glass | Existing | Process | Natural Gas | Process Boiler | E3 | RVT - Cost of Equipment | 0 | 0 | 0 | 0 | 0 | 0 | 0 | 0 | 0 | 0 | 0 | 0 | 0 | 0 | 0 | 0 | 0 | 0 | 0 | 0 | 0 | 0 | 0 | 0 | 0 | 0 | 0 | 0 | 0 | 0 | 0 | 0 | 0
F1_Industrial_Stone, Clay, Glass_Existing_Process_Natural Gas_Process Boiler_E4 | F1 | Industrial | Stone, Clay, Glass | Existing | Process | Natural Gas | Process Boiler | E4 | RVT - Cost of Equipment | 0 | 0 | 0 | 0 | 0 | 0 | 0 | 0 | 0 | 0 | 0 | 0 | 0 | 0 | 0 | 0 | 0 | 0 | 0 | 0 | 0 | 0 | 0 | 0 | 0 | 0 | 0 | 0 | 0 | 0 | 0 | 0 | 0
F1_Industrial_Stone, Clay, Glass_Existing_Process_Natural Gas_Process Boiler_E5 | F1 | Industrial | Stone, Clay, Glass | Existing | Process | Natural Gas | Process Boiler | E5 | RVT - Cost of Equipment | 0 | 0 | 0 | 0 | 0 | 0 | 0 | 0 | 0 | 0 | 0 | 0 | 0 | 0 | 0 | 0 | 0 | 0 | 0 | 0 | 0 | 0 | 0 | 0 | 0 | 0 | 0 | 0 | 0 | 0 | 0 | 0 | 0
F1_Industrial_Stone, Clay, Glass_Existing_Process_Natural Gas_Process Boiler_E6 | F1 | Industrial | Stone, Clay, Glass | Existing | Process | Natural Gas | Process Boiler | E6 | RVT - Cost of Equipment | 0 | 0 | 0 | 0 | 0 | 0 | 0 | 0 | 0 | 0 | 0 | 0 | 0 | 0 | 0 | 0 | 0 | 0 | 0 | 0 | 0 | 0 | 0 | 0 | 0 | 0 | 0 | 0 | 0 | 0 | 0 | 0 | 0
F1_Industrial_Stone, Clay, Glass_Existing_Process_Natural Gas_Process Boiler_E7 | F1 | Industrial | Stone, Clay, Glass | Existing | Process | Natural Gas | Process Boiler | E7 | RVT - Cost of Equipment | 0 | 0 | 0 | 0 | 0 | 0 | 0 | 0 | 0 | 0 | 0 | 0 | 0 | 0 | 0 | 0 | 0 | 0 | 0 | 0 | 0 | 0 | 0 | 0 | 0 | 0 | 0 | 0 | 0 | 0 | 0 | 0 | 0
F1_Industrial_Stone, Clay, Glass_Existing_Process_Natural Gas_Process Boiler_E8 | F1 | Industrial | Stone, Clay, Glass | Existing | Process | Natural Gas | Process Boiler | E8 | RVT - Cost of Equipment | 0 | 0 | 0 | 0 | 0 | 0 | 0 | 0 | 0 | 0 | 0 | 0 | 0 | 0 | 0 | 0 | 0 | 0 | 0 | 0 | 0 | 0 | 0 | 0 | 0 | 0 | 0 | 0 | 0 | 0 | 0 | 0 | 0
F1_Industrial_Stone, Clay, Glass_Existing_Process_Natural Gas_Process Boiler_E9 | F1 | Industrial | Stone, Clay, Glass | Existing | Process | Natural Gas | Process Boiler | E9 | RVT - Cost of Equipment | 0 | 0 | 0 | 0 | 0 | 0 | 0 | 0 | 0 | 0 | 0 | 0 | 0 | 0 | 0 | 0 | 0 | 0 | 0 | 0 | 0 | 0 | 0 | 0 | 0 | 0 | 0 | 0 | 0 | 0 | 0 | 0 | 0
F1_Industrial_Stone, Clay, Glass_Existing_Process_Natural Gas_Process Boiler_E10 | F1 | Industrial | Stone, Clay, Glass | Existing | Process | Natural Gas | Process Boiler | E10 | RVT - Cost of Equipment | 0 | 0 | 0 | 0 | 0 | 0 | 0 | 0 | 0 | 0 | 0 | 0 | 0 | 0 | 0 | 0 | 0 | 0 | 0 | 0 | 0 | 0 | 0 | 0 | 0 | 0 | 0 | 0 | 0 | 0 | 0 | 0 | 0
F2_Industrial_Stone, Clay, Glass_Existing_Process_Natural Gas_Process Boiler_E1 | F2 | Industrial | Stone, Clay, Glass | Existing | Process | Natural Gas | Process Boiler | E1 | RVT - Cost of Operation | 0 | 0 | 0 | 0 | 0 | 0 | 0 | 0 | 0 | 0 | 0 | 0 | 0 | 0 | 0 | 0 | 0 | 0 | 0 | 0 | 0 | 0 | 0 | 0 | 0 | 0 | 0 | 0 | 0 | 0 | 0 | 0 | 0
F2_Industrial_Stone, Clay, Glass_Existing_Process_Natural Gas_Process Boiler_E2 | F2 | Industrial | Stone, Clay, Glass | Existing | Process | Natural Gas | Process Boiler | E2 | RVT - Cost of Operation | 0 | 0 | 0 | 0 | 0 | 0 | 0 | 0 | 0 | 0 | 0 | 0 | 0 | 0 | 0 | 0 | 0 | 0 | 0 | 0 | 0 | 0 | 0 | 0 | 0 | 0 | 0 | 0 | 0 | 0 | 0 | 0 | 0
F2_Industrial_Stone, Clay, Glass_Existing_Process_Natural Gas_Process Boiler_E3 | F2 | Industrial | Stone, Clay, Glass | Existing | Process | Natural Gas | Process Boiler | E3 | RVT - Cost of Operation | 0 | 0 | 0 | 0 | 0 | 0 | 0 | 0 | 0 | 0 | 0 | 0 | 0 | 0 | 0 | 0 | 0 | 0 | 0 | 0 | 0 | 0 | 0 | 0 | 0 | 0 | 0 | 0 | 0 | 0 | 0 | 0 | 0
F2_Industrial_Stone, Clay, Glass_Existing_Process_Natural Gas_Process Boiler_E4 | F2 | Industrial | Stone, Clay, Glass | Existing | Process | Natural Gas | Process Boiler | E4 | RVT - Cost of Operation | 0 | 0 | 0 | 0 | 0 | 0 | 0 | 0 | 0 | 0 | 0 | 0 | 0 | 0 | 0 | 0 | 0 | 0 | 0 | 0 | 0 | 0 | 0 | 0 | 0 | 0 | 0 | 0 | 0 | 0 | 0 | 0 | 0
F2_Industrial_Stone, Clay, Glass_Existing_Process_Natural Gas_Process Boiler_E5 | F2 | Industrial | Stone, Clay, Glass | Existing | Process | Natural Gas | Process Boiler | E5 | RVT - Cost of Operation | 0 | 0 | 0 | 0 | 0 | 0 | 0 | 0 | 0 | 0 | 0 | 0 | 0 | 0 | 0 | 0 | 0 | 0 | 0 | 0 | 0 | 0 | 0 | 0 | 0 | 0 | 0 | 0 | 0 | 0 | 0 | 0 | 0
F2_Industrial_Stone, Clay, Glass_Existing_Process_Natural Gas_Process Boiler_E6 | F2 | Industrial | Stone, Clay, Glass | Existing | Process | Natural Gas | Process Boiler | E6 | RVT - Cost of Operation | 0 | 0 | 0 | 0 | 0 | 0 | 0 | 0 | 0 | 0 | 0 | 0 | 0 | 0 | 0 | 0 | 0 | 0 | 0 | 0 | 0 | 0 | 0 | 0 | 0 | 0 | 0 | 0 | 0 | 0 | 0 | 0 | 0
F2_Industrial_Stone, Clay, Glass_Existing_Process_Natural Gas_Process Boiler_E7 | F2 | Industrial | Stone, Clay, Glass | Existing | Process | Natural Gas | Process Boiler | E7 | RVT - Cost of Operation | 0 | 0 | 0 | 0 | 0 | 0 | 0 | 0 | 0 | 0 | 0 | 0 | 0 | 0 | 0 | 0 | 0 | 0 | 0 | 0 | 0 | 0 | 0 | 0 | 0 | 0 | 0 | 0 | 0 | 0 | 0 | 0 | 0
F2_Industrial_Stone, Clay, Glass_Existing_Process_Natural Gas_Process Boiler_E8 | F2 | Industrial | Stone, Clay, Glass | Existing | Process | Natural Gas | Process Boiler | E8 | RVT - Cost of Operation | 0 | 0 | 0 | 0 | 0 | 0 | 0 | 0 | 0 | 0 | 0 | 0 | 0 | 0 | 0 | 0 | 0 | 0 | 0 | 0 | 0 | 0 | 0 | 0 | 0 | 0 | 0 | 0 | 0 | 0 | 0 | 0 | 0
F2_Industrial_Stone, Clay, Glass_Existing_Process_Natural Gas_Process Boiler_E9 | F2 | Industrial | Stone, Clay, Glass | Existing | Process | Natural Gas | Process Boiler | E9 | RVT - Cost of Operation | 0 | 0 | 0 | 0 | 0 | 0 | 0 | 0 | 0 | 0 | 0 | 0 | 0 | 0 | 0 | 0 | 0 | 0 | 0 | 0 | 0 | 0 | 0 | 0 | 0 | 0 | 0 | 0 | 0 | 0 | 0 | 0 | 0
F2_Industrial_Stone, Clay, Glass_Existing_Process_Natural Gas_Process Boiler_E10 | F2 | Industrial | Stone, Clay, Glass | Existing | Process | Natural Gas | Process Boiler | E10 | RVT - Cost of Operation | 0 | 0 | 0 | 0 | 0 | 0 | 0 | 0 | 0 | 0 | 0 | 0 | 0 | 0 | 0 | 0 | 0 | 0 | 0 | 0 | 0 | 0 | 0 | 0 | 0 | 0 | 0 | 0 | 0 | 0 | 0 | 0 | 0
F3_Industrial_Stone, Clay, Glass_Existing_Process_Natural Gas_Process Boiler_E1 | F3 | Industrial | Stone, Clay, Glass | Existing | Process | Natural Gas | Process Boiler | E1 | System - kBTUs of Consumption | 0 | 0 | 0 | 0 | 0 | 0 | 0 | 0 | 0 | 0 | 0 | 0 | 0 | 0 | 0 | 0 | 0 | 0 | 0 | 0 | 0 | 0 | 0 | 0 | 0 | 0 | 0 | 0 | 0 | 0 | 0 | 0 | 0
F3_Industrial_Stone, Clay, Glass_Existing_Process_Natural Gas_Process Boiler_E2 | F3 | Industrial | Stone, Clay, Glass | Existing | Process | Natural Gas | Process Boiler | E2 | System - kBTUs of Consumption | 0 | 0 | 0 | 0 | 0 | 0 | 0 | 0 | 0 | 0 | 0 | 0 | 0 | 0 | 0 | 0 | 0 | 0 | 0 | 0 | 0 | 0 | 0 | 0 | 0 | 0 | 0 | 0 | 0 | 0 | 0 | 0 | 0
F3_Industrial_Stone, Clay, Glass_Existing_Process_Natural Gas_Process Boiler_E3 | F3 | Industrial | Stone, Clay, Glass | Existing | Process | Natural Gas | Process Boiler | E3 | System - kBTUs of Consumption | 0 | 0 | 0 | 0 | 0 | 0 | 0 | 0 | 0 | 0 | 0 | 0 | 0 | 0 | 0 | 0 | 0 | 0 | 0 | 0 | 0 | 0 | 0 | 0 | 0 | 0 | 0 | 0 | 0 | 0 | 0 | 0 | 0
F3_Industrial_Stone, Clay, Glass_Existing_Process_Natural Gas_Process Boiler_E4 | F3 | Industrial | Stone, Clay, Glass | Existing | Process | Natural Gas | Process Boiler | E4 | System - kBTUs of Consumption | 0 | 0 | 0 | 0 | 0 | 0 | 0 | 0 | 0 | 0 | 0 | 0 | 0 | 0 | 0 | 0 | 0 | 0 | 0 | 0 | 0 | 0 | 0 | 0 | 0 | 0 | 0 | 0 | 0 | 0 | 0 | 0 | 0
F3_Industrial_Stone, Clay, Glass_Existing_Process_Natural Gas_Process Boiler_E5 | F3 | Industrial | Stone, Clay, Glass | Existing | Process | Natural Gas | Process Boiler | E5 | System - kBTUs of Consumption | 0 | 0 | 0 | 0 | 0 | 0 | 0 | 0 | 0 | 0 | 0 | 0 | 0 | 0 | 0 | 0 | 0 | 0 | 0 | 0 | 0 | 0 | 0 | 0 | 0 | 0 | 0 | 0 | 0 | 0 | 0 | 0 | 0
F3_Industrial_Stone, Clay, Glass_Existing_Process_Natural Gas_Process Boiler_E6 | F3 | Industrial | Stone, Clay, Glass | Existing | Process | Natural Gas | Process Boiler | E6 | System - kBTUs of Consumption | 0 | 0 | 0 | 0 | 0 | 0 | 0 | 0 | 0 | 0 | 0 | 0 | 0 | 0 | 0 | 0 | 0 | 0 | 0 | 0 | 0 | 0 | 0 | 0 | 0 | 0 | 0 | 0 | 0 | 0 | 0 | 0 | 0
F3_Industrial_Stone, Clay, Glass_Existing_Process_Natural Gas_Process Boiler_E7 | F3 | Industrial | Stone, Clay, Glass | Existing | Process | Natural Gas | Process Boiler | E7 | System - kBTUs of Consumption | 0 | 0 | 0 | 0 | 0 | 0 | 0 | 0 | 0 | 0 | 0 | 0 | 0 | 0 | 0 | 0 | 0 | 0 | 0 | 0 | 0 | 0 | 0 | 0 | 0 | 0 | 0 | 0 | 0 | 0 | 0 | 0 | 0
F3_Industrial_Stone, Clay, Glass_Existing_Process_Natural Gas_Process Boiler_E8 | F3 | Industrial | Stone, Clay, Glass | Existing | Process | Natural Gas | Process Boiler | E8 | System - kBTUs of Consumption | 0 | 0 | 0 | 0 | 0 | 0 | 0 | 0 | 0 | 0 | 0 | 0 | 0 | 0 | 0 | 0 | 0 | 0 | 0 | 0 | 0 | 0 | 0 | 0 | 0 | 0 | 0 | 0 | 0 | 0 | 0 | 0 | 0
F3_Industrial_Stone, Clay, Glass_Existing_Process_Natural Gas_Process Boiler_E9 | F3 | Industrial | Stone, Clay, Glass | Existing | Process | Natural Gas | Process Boiler | E9 | System - kBTUs of Consumption | 0 | 0 | 0 | 0 | 0 | 0 | 0 | 0 | 0 | 0 | 0 | 0 | 0 | 0 | 0 | 0 | 0 | 0 | 0 | 0 | 0 | 0 | 0 | 0 | 0 | 0 | 0 | 0 | 0 | 0 | 0 | 0 | 0
F3_Industrial_Stone, Clay, Glass_Existing_Process_Natural Gas_Process Boiler_E10 | F3 | Industrial | Stone, Clay, Glass | Existing | Process | Natural Gas | Process Boiler | E10 | System - kBTUs of Consumption | 0 | 0 | 0 | 0 | 0 | 0 | 0 | 0 | 0 | 0 | 0 | 0 | 0 | 0 | 0 | 0 | 0 | 0 | 0 | 0 | 0 | 0 | 0 | 0 | 0 | 0 | 0 | 0 | 0 | 0 | 0 | 0 | 0
F4_Industrial_Stone, Clay, Glass_Existing_Process_Natural Gas_Process Boiler_E1 | F4 | Industrial | Stone, Clay, Glass | Existing | Process | Natural Gas | Process Boiler | E1 | Utility - Cost of Equipment | 0 | 0 | 0 | 0 | 0 | 0 | 0 | 0 | 0 | 0 | 0 | 0 | 0 | 0 | 0 | 0 | 0 | 0 | 0 | 0 | 0 | 0 | 0 | 0 | 0 | 0 | 0 | 0 | 0 | 0 | 0 | 0 | 0
F4_Industrial_Stone, Clay, Glass_Existing_Process_Natural Gas_Process Boiler_E2 | F4 | Industrial | Stone, Clay, Glass | Existing | Process | Natural Gas | Process Boiler | E2 | Utility - Cost of Equipment | 0 | 0 | 0 | 0 | 0 | 0 | 0 | 0 | 0 | 0 | 0 | 0 | 0 | 0 | 0 | 0 | 0 | 0 | 0 | 0 | 0 | 0 | 0 | 0 | 0 | 0 | 0 | 0 | 0 | 0 | 0 | 0 | 0
F4_Industrial_Stone, Clay, Glass_Existing_Process_Natural Gas_Process Boiler_E3 | F4 | Industrial | Stone, Clay, Glass | Existing | Process | Natural Gas | Process Boiler | E3 | Utility - Cost of Equipment | 0 | 0 | 0 | 0 | 0 | 0 | 0 | 0 | 0 | 0 | 0 | 0 | 0 | 0 | 0 | 0 | 0 | 0 | 0 | 0 | 0 | 0 | 0 | 0 | 0 | 0 | 0 | 0 | 0 | 0 | 0 | 0 | 0
F4_Industrial_Stone, Clay, Glass_Existing_Process_Natural Gas_Process Boiler_E4 | F4 | Industrial | Stone, Clay, Glass | Existing | Process | Natural Gas | Process Boiler | E4 | Utility - Cost of Equipment | 0 | 0 | 0 | 0 | 0 | 0 | 0 | 0 | 0 | 0 | 0 | 0 | 0 | 0 | 0 | 0 | 0 | 0 | 0 | 0 | 0 | 0 | 0 | 0 | 0 | 0 | 0 | 0 | 0 | 0 | 0 | 0 | 0
F4_Industrial_Stone, Clay, Glass_Existing_Process_Natural Gas_Process Boiler_E5 | F4 | Industrial | Stone, Clay, Glass | Existing | Process | Natural Gas | Process Boiler | E5 | Utility - Cost of Equipment | 0 | 0 | 0 | 0 | 0 | 0 | 0 | 0 | 0 | 0 | 0 | 0 | 0 | 0 | 0 | 0 | 0 | 0 | 0 | 0 | 0 | 0 | 0 | 0 | 0 | 0 | 0 | 0 | 0 | 0 | 0 | 0 | 0
F4_Industrial_Stone, Clay, Glass_Existing_Process_Natural Gas_Process Boiler_E6 | F4 | Industrial | Stone, Clay, Glass | Existing | Process | Natural Gas | Process Boiler | E6 | Utility - Cost of Equipment | 0 | 0 | 0 | 0 | 0 | 0 | 0 | 0 | 0 | 0 | 0 | 0 | 0 | 0 | 0 | 0 | 0 | 0 | 0 | 0 | 0 | 0 | 0 | 0 | 0 | 0 | 0 | 0 | 0 | 0 | 0 | 0 | 0
F4_Industrial_Stone, Clay, Glass_Existing_Process_Natural Gas_Process Boiler_E7 | F4 | Industrial | Stone, Clay, Glass | Existing | Process | Natural Gas | Process Boiler | E7 | Utility - Cost of Equipment | 0 | 0 | 0 | 0 | 0 | 0 | 0 | 0 | 0 | 0 | 0 | 0 | 0 | 0 | 0 | 0 | 0 | 0 | 0 | 0 | 0 | 0 | 0 | 0 | 0 | 0 | 0 | 0 | 0 | 0 | 0 | 0 | 0
F4_Industrial_Stone, Clay, Glass_Existing_Process_Natural Gas_Process Boiler_E8 | F4 | Industrial | Stone, Clay, Glass | Existing | Process | Natural Gas | Process Boiler | E8 | Utility - Cost of Equipment | 0 | 0 | 0 | 0 | 0 | 0 | 0 | 0 | 0 | 0 | 0 | 0 | 0 | 0 | 0 | 0 | 0 | 0 | 0 | 0 | 0 | 0 | 0 | 0 | 0 | 0 | 0 | 0 | 0 | 0 | 0 | 0 | 0
F4_Industrial_Stone, Clay, Glass_Existing_Process_Natural Gas_Process Boiler_E9 | F4 | Industrial | Stone, Clay, Glass | Existing | Process | Natural Gas | Process Boiler | E9 | Utility - Cost of Equipment | 0 | 0 | 0 | 0 | 0 | 0 | 0 | 0 | 0 | 0 | 0 | 0 | 0 | 0 | 0 | 0 | 0 | 0 | 0 | 0 | 0 | 0 | 0 | 0 | 0 | 0 | 0 | 0 | 0 | 0 | 0 | 0 | 0
F4_Industrial_Stone, Clay, Glass_Existing_Process_Natural Gas_Process Boiler_E10 | F4 | Industrial | Stone, Clay, Glass | Existing | Process | Natural Gas | Process Boiler | E10 | Utility - Cost of Equipment | 0 | 0 | 0 | 0 | 0 | 0 | 0 | 0 | 0 | 0 | 0 | 0 | 0 | 0 | 0 | 0 | 0 | 0 | 0 | 0 | 0 | 0 | 0 | 0 | 0 | 0 | 0 | 0 | 0 | 0 | 0 | 0 | 0
F5_Industrial_Stone, Clay, Glass_Existing_Process_Natural Gas_Process Boiler_E1 | F5 | Industrial | Stone, Clay, Glass | Existing | Process | Natural Gas | Process Boiler | E1 | Utility - Cost of Operation | 0 | 0 | 0 | 0 | 0 | 0 | 0 | 0 | 0 | 0 | 0 | 0 | 0 | 0 | 0 | 0 | 0 | 0 | 0 | 0 | 0 | 0 | 0 | 0 | 0 | 0 | 0 | 0 | 0 | 0 | 0 | 0 | 0
F5_Industrial_Stone, Clay, Glass_Existing_Process_Natural Gas_Process Boiler_E2 | F5 | Industrial | Stone, Clay, Glass | Existing | Process | Natural Gas | Process Boiler | E2 | Utility - Cost of Operation | 0 | 0 | 0 | 0 | 0 | 0 | 0 | 0 | 0 | 0 | 0 | 0 | 0 | 0 | 0 | 0 | 0 | 0 | 0 | 0 | 0 | 0 | 0 | 0 | 0 | 0 | 0 | 0 | 0 | 0 | 0 | 0 | 0
F5_Industrial_Stone, Clay, Glass_Existing_Process_Natural Gas_Process Boiler_E3 | F5 | Industrial | Stone, Clay, Glass | Existing | Process | Natural Gas | Process Boiler | E3 | Utility - Cost of Operation | 0 | 0 | 0 | 0 | 0 | 0 | 0 | 0 | 0 | 0 | 0 | 0 | 0 | 0 | 0 | 0 | 0 | 0 | 0 | 0 | 0 | 0 | 0 | 0 | 0 | 0 | 0 | 0 | 0 | 0 | 0 | 0 | 0
F5_Industrial_Stone, Clay, Glass_Existing_Process_Natural Gas_Process Boiler_E4 | F5 | Industrial | Stone, Clay, Glass | Existing | Process | Natural Gas | Process Boiler | E4 | Utility - Cost of Operation | 0 | 0 | 0 | 0 | 0 | 0 | 0 | 0 | 0 | 0 | 0 | 0 | 0 | 0 | 0 | 0 | 0 | 0 | 0 | 0 | 0 | 0 | 0 | 0 | 0 | 0 | 0 | 0 | 0 | 0 | 0 | 0 | 0
F5_Industrial_Stone, Clay, Glass_Existing_Process_Natural Gas_Process Boiler_E5 | F5 | Industrial | Stone, Clay, Glass | Existing | Process | Natural Gas | Process Boiler | E5 | Utility - Cost of Operation | 0 | 0 | 0 | 0 | 0 | 0 | 0 | 0 | 0 | 0 | 0 | 0 | 0 | 0 | 0 | 0 | 0 | 0 | 0 | 0 | 0 | 0 | 0 | 0 | 0 | 0 | 0 | 0 | 0 | 0 | 0 | 0 | 0
F5_Industrial_Stone, Clay, Glass_Existing_Process_Natural Gas_Process Boiler_E6 | F5 | Industrial | Stone, Clay, Glass | Existing | Process | Natural Gas | Process Boiler | E6 | Utility - Cost of Operation | 0 | 0 | 0 | 0 | 0 | 0 | 0 | 0 | 0 | 0 | 0 | 0 | 0 | 0 | 0 | 0 | 0 | 0 | 0 | 0 | 0 | 0 | 0 | 0 | 0 | 0 | 0 | 0 | 0 | 0 | 0 | 0 | 0
F5_Industrial_Stone, Clay, Glass_Existing_Process_Natural Gas_Process Boiler_E7 | F5 | Industrial | Stone, Clay, Glass | Existing | Process | Natural Gas | Process Boiler | E7 | Utility - Cost of Operation | 0 | 0 | 0 | 0 | 0 | 0 | 0 | 0 | 0 | 0 | 0 | 0 | 0 | 0 | 0 | 0 | 0 | 0 | 0 | 0 | 0 | 0 | 0 | 0 | 0 | 0 | 0 | 0 | 0 | 0 | 0 | 0 | 0
F5_Industrial_Stone, Clay, Glass_Existing_Process_Natural Gas_Process Boiler_E8 | F5 | Industrial | Stone, Clay, Glass | Existing | Process | Natural Gas | Process Boiler | E8 | Utility - Cost of Operation | 0 | 0 | 0 | 0 | 0 | 0 | 0 | 0 | 0 | 0 | 0 | 0 | 0 | 0 | 0 | 0 | 0 | 0 | 0 | 0 | 0 | 0 | 0 | 0 | 0 | 0 | 0 | 0 | 0 | 0 | 0 | 0 | 0
F5_Industrial_Stone, Clay, Glass_Existing_Process_Natural Gas_Process Boiler_E9 | F5 | Industrial | Stone, Clay, Glass | Existing | Process | Natural Gas | Process Boiler | E9 | Utility - Cost of Operation | 0 | 0 | 0 | 0 | 0 | 0 | 0 | 0 | 0 | 0 | 0 | 0 | 0 | 0 | 0 | 0 | 0 | 0 | 0 | 0 | 0 | 0 | 0 | 0 | 0 | 0 | 0 | 0 | 0 | 0 | 0 | 0 | 0
F5_Industrial_Stone, Clay, Glass_Existing_Process_Natural Gas_Process Boiler_E10 | F5 | Industrial | Stone, Clay, Glass | Existing | Process | Natural Gas | Process Boiler | E10 | Utility - Cost of Operation | 0 | 0 | 0 | 0 | 0 | 0 | 0 | 0 | 0 | 0 | 0 | 0 | 0 | 0 | 0 | 0 | 0 | 0 | 0 | 0 | 0 | 0 | 0 | 0 | 0 | 0 | 0 | 0 | 0 | 0 | 0 | 0 | 0
F6_Industrial_Stone, Clay, Glass_Existing_Process_Natural Gas_Process Boiler_E1 | F6 | Industrial | Stone, Clay, Glass | Existing | Process | Natural Gas | Process Boiler | E1 | Utility - Value of Sales | 0 | 0 | 0 | 0 | 0 | 0 | 0 | 0 | 0 | 0 | 0 | 0 | 0 | 0 | 0 | 0 | 0 | 0 | 0 | 0 | 0 | 0 | 0 | 0 | 0 | 0 | 0 | 0 | 0 | 0 | 0 | 0 | 0
F6_Industrial_Stone, Clay, Glass_Existing_Process_Natural Gas_Process Boiler_E2 | F6 | Industrial | Stone, Clay, Glass | Existing | Process | Natural Gas | Process Boiler | E2 | Utility - Value of Sales | 0 | 0 | 0 | 0 | 0 | 0 | 0 | 0 | 0 | 0 | 0 | 0 | 0 | 0 | 0 | 0 | 0 | 0 | 0 | 0 | 0 | 0 | 0 | 0 | 0 | 0 | 0 | 0 | 0 | 0 | 0 | 0 | 0
F6_Industrial_Stone, Clay, Glass_Existing_Process_Natural Gas_Process Boiler_E3 | F6 | Industrial | Stone, Clay, Glass | Existing | Process | Natural Gas | Process Boiler | E3 | Utility - Value of Sales | 0 | 0 | 0 | 0 | 0 | 0 | 0 | 0 | 0 | 0 | 0 | 0 | 0 | 0 | 0 | 0 | 0 | 0 | 0 | 0 | 0 | 0 | 0 | 0 | 0 | 0 | 0 | 0 | 0 | 0 | 0 | 0 | 0
F6_Industrial_Stone, Clay, Glass_Existing_Process_Natural Gas_Process Boiler_E4 | F6 | Industrial | Stone, Clay, Glass | Existing | Process | Natural Gas | Process Boiler | E4 | Utility - Value of Sales | 0 | 0 | 0 | 0 | 0 | 0 | 0 | 0 | 0 | 0 | 0 | 0 | 0 | 0 | 0 | 0 | 0 | 0 | 0 | 0 | 0 | 0 | 0 | 0 | 0 | 0 | 0 | 0 | 0 | 0 | 0 | 0 | 0
F6_Industrial_Stone, Clay, Glass_Existing_Process_Natural Gas_Process Boiler_E5 | F6 | Industrial | Stone, Clay, Glass | Existing | Process | Natural Gas | Process Boiler | E5 | Utility - Value of Sales | 0 | 0 | 0 | 0 | 0 | 0 | 0 | 0 | 0 | 0 | 0 | 0 | 0 | 0 | 0 | 0 | 0 | 0 | 0 | 0 | 0 | 0 | 0 | 0 | 0 | 0 | 0 | 0 | 0 | 0 | 0 | 0 | 0
F6_Industrial_Stone, Clay, Glass_Existing_Process_Natural Gas_Process Boiler_E6 | F6 | Industrial | Stone, Clay, Glass | Existing | Process | Natural Gas | Process Boiler | E6 | Utility - Value of Sales | 0 | 0 | 0 | 0 | 0 | 0 | 0 | 0 | 0 | 0 | 0 | 0 | 0 | 0 | 0 | 0 | 0 | 0 | 0 | 0 | 0 | 0 | 0 | 0 | 0 | 0 | 0 | 0 | 0 | 0 | 0 | 0 | 0
F6_Industrial_Stone, Clay, Glass_Existing_Process_Natural Gas_Process Boiler_E7 | F6 | Industrial | Stone, Clay, Glass | Existing | Process | Natural Gas | Process Boiler | E7 | Utility - Value of Sales | 0 | 0 | 0 | 0 | 0 | 0 | 0 | 0 | 0 | 0 | 0 | 0 | 0 | 0 | 0 | 0 | 0 | 0 | 0 | 0 | 0 | 0 | 0 | 0 | 0 | 0 | 0 | 0 | 0 | 0 | 0 | 0 | 0
F6_Industrial_Stone, Clay, Glass_Existing_Process_Natural Gas_Process Boiler_E8 | F6 | Industrial | Stone, Clay, Glass | Existing | Process | Natural Gas | Process Boiler | E8 | Utility - Value of Sales | 0 | 0 | 0 | 0 | 0 | 0 | 0 | 0 | 0 | 0 | 0 | 0 | 0 | 0 | 0 | 0 | 0 | 0 | 0 | 0 | 0 | 0 | 0 | 0 | 0 | 0 | 0 | 0 | 0 | 0 | 0 | 0 | 0
F6_Industrial_Stone, Clay, Glass_Existing_Process_Natural Gas_Process Boiler_E9 | F6 | Industrial | Stone, Clay, Glass | Existing | Process | Natural Gas | Process Boiler | E9 | Utility - Value of Sales | 0 | 0 | 0 | 0 | 0 | 0 | 0 | 0 | 0 | 0 | 0 | 0 | 0 | 0 | 0 | 0 | 0 | 0 | 0 | 0 | 0 | 0 | 0 | 0 | 0 | 0 | 0 | 0 | 0 | 0 | 0 | 0 | 0
F6_Industrial_Stone, Clay, Glass_Existing_Process_Natural Gas_Process Boiler_E10 | F6 | Industrial | Stone, Clay, Glass | Existing | Process | Natural Gas | Process Boiler | E10 | Utility - Value of Sales | 0 | 0 | 0 | 0 | 0 | 0 | 0 | 0 | 0 | 0 | 0 | 0 | 0 | 0 | 0 | 0 | 0 | 0 | 0 | 0 | 0 | 0 | 0 | 0 | 0 | 0 | 0 | 0 | 0 | 0 | 0 | 0 | 0
F1_Industrial_Stone, Clay, Glass_Existing_Process_Natural Gas_Process Cooling_E1 | F1 | Industrial | Stone, Clay, Glass | Existing | Process | Natural Gas | Process Cooling | E1 | RVT - Cost of Equipment | 0 | 0 | 0 | 0 | 0 | 0 | 0 | 0 | 0 | 0 | 0 | 0 | 0 | 0 | 0 | 0 | 0 | 0 | 0 | 0 | 0 | 0 | 0 | 0 | 0 | 0 | 0 | 0 | 0 | 0 | 0 | 0 | 0
F1_Industrial_Stone, Clay, Glass_Existing_Process_Natural Gas_Process Cooling_E2 | F1 | Industrial | Stone, Clay, Glass | Existing | Process | Natural Gas | Process Cooling | E2 | RVT - Cost of Equipment | 0 | 0 | 0 | 0 | 0 | 0 | 0 | 0 | 0 | 0 | 0 | 0 | 0 | 0 | 0 | 0 | 0 | 0 | 0 | 0 | 0 | 0 | 0 | 0 | 0 | 0 | 0 | 0 | 0 | 0 | 0 | 0 | 0
F1_Industrial_Stone, Clay, Glass_Existing_Process_Natural Gas_Process Cooling_E3 | F1 | Industrial | Stone, Clay, Glass | Existing | Process | Natural Gas | Process Cooling | E3 | RVT - Cost of Equipment | 0 | 0 | 0 | 0 | 0 | 0 | 0 | 0 | 0 | 0 | 0 | 0 | 0 | 0 | 0 | 0 | 0 | 0 | 0 | 0 | 0 | 0 | 0 | 0 | 0 | 0 | 0 | 0 | 0 | 0 | 0 | 0 | 0
F1_Industrial_Stone, Clay, Glass_Existing_Process_Natural Gas_Process Cooling_E4 | F1 | Industrial | Stone, Clay, Glass | Existing | Process | Natural Gas | Process Cooling | E4 | RVT - Cost of Equipment | 0 | 0 | 0 | 0 | 0 | 0 | 0 | 0 | 0 | 0 | 0 | 0 | 0 | 0 | 0 | 0 | 0 | 0 | 0 | 0 | 0 | 0 | 0 | 0 | 0 | 0 | 0 | 0 | 0 | 0 | 0 | 0 | 0
F1_Industrial_Stone, Clay, Glass_Existing_Process_Natural Gas_Process Cooling_E5 | F1 | Industrial | Stone, Clay, Glass | Existing | Process | Natural Gas | Process Cooling | E5 | RVT - Cost of Equipment | 0 | 0 | 0 | 0 | 0 | 0 | 0 | 0 | 0 | 0 | 0 | 0 | 0 | 0 | 0 | 0 | 0 | 0 | 0 | 0 | 0 | 0 | 0 | 0 | 0 | 0 | 0 | 0 | 0 | 0 | 0 | 0 | 0
F1_Industrial_Stone, Clay, Glass_Existing_Process_Natural Gas_Process Cooling_E6 | F1 | Industrial | Stone, Clay, Glass | Existing | Process | Natural Gas | Process Cooling | E6 | RVT - Cost of Equipment | 0 | 0 | 0 | 0 | 0 | 0 | 0 | 0 | 0 | 0 | 0 | 0 | 0 | 0 | 0 | 0 | 0 | 0 | 0 | 0 | 0 | 0 | 0 | 0 | 0 | 0 | 0 | 0 | 0 | 0 | 0 | 0 | 0
F1_Industrial_Stone, Clay, Glass_Existing_Process_Natural Gas_Process Cooling_E7 | F1 | Industrial | Stone, Clay, Glass | Existing | Process | Natural Gas | Process Cooling | E7 | RVT - Cost of Equipment | 0 | 0 | 0 | 0 | 0 | 0 | 0 | 0 | 0 | 0 | 0 | 0 | 0 | 0 | 0 | 0 | 0 | 0 | 0 | 0 | 0 | 0 | 0 | 0 | 0 | 0 | 0 | 0 | 0 | 0 | 0 | 0 | 0
F1_Industrial_Stone, Clay, Glass_Existing_Process_Natural Gas_Process Cooling_E8 | F1 | Industrial | Stone, Clay, Glass | Existing | Process | Natural Gas | Process Cooling | E8 | RVT - Cost of Equipment | 0 | 0 | 0 | 0 | 0 | 0 | 0 | 0 | 0 | 0 | 0 | 0 | 0 | 0 | 0 | 0 | 0 | 0 | 0 | 0 | 0 | 0 | 0 | 0 | 0 | 0 | 0 | 0 | 0 | 0 | 0 | 0 | 0
F1_Industrial_Stone, Clay, Glass_Existing_Process_Natural Gas_Process Cooling_E9 | F1 | Industrial | Stone, Clay, Glass | Existing | Process | Natural Gas | Process Cooling | E9 | RVT - Cost of Equipment | 0 | 0 | 0 | 0 | 0 | 0 | 0 | 0 | 0 | 0 | 0 | 0 | 0 | 0 | 0 | 0 | 0 | 0 | 0 | 0 | 0 | 0 | 0 | 0 | 0 | 0 | 0 | 0 | 0 | 0 | 0 | 0 | 0
F1_Industrial_Stone, Clay, Glass_Existing_Process_Natural Gas_Process Cooling_E10 | F1 | Industrial | Stone, Clay, Glass | Existing | Process | Natural Gas | Process Cooling | E10 | RVT - Cost of Equipment | 0 | 0 | 0 | 0 | 0 | 0 | 0 | 0 | 0 | 0 | 0 | 0 | 0 | 0 | 0 | 0 | 0 | 0 | 0 | 0 | 0 | 0 | 0 | 0 | 0 | 0 | 0 | 0 | 0 | 0 | 0 | 0 | 0
F2_Industrial_Stone, Clay, Glass_Existing_Process_Natural Gas_Process Cooling_E1 | F2 | Industrial | Stone, Clay, Glass | Existing | Process | Natural Gas | Process Cooling | E1 | RVT - Cost of Operation | 0 | 0 | 0 | 0 | 0 | 0 | 0 | 0 | 0 | 0 | 0 | 0 | 0 | 0 | 0 | 0 | 0 | 0 | 0 | 0 | 0 | 0 | 0 | 0 | 0 | 0 | 0 | 0 | 0 | 0 | 0 | 0 | 0
F2_Industrial_Stone, Clay, Glass_Existing_Process_Natural Gas_Process Cooling_E2 | F2 | Industrial | Stone, Clay, Glass | Existing | Process | Natural Gas | Process Cooling | E2 | RVT - Cost of Operation | 0 | 0 | 0 | 0 | 0 | 0 | 0 | 0 | 0 | 0 | 0 | 0 | 0 | 0 | 0 | 0 | 0 | 0 | 0 | 0 | 0 | 0 | 0 | 0 | 0 | 0 | 0 | 0 | 0 | 0 | 0 | 0 | 0
F2_Industrial_Stone, Clay, Glass_Existing_Process_Natural Gas_Process Cooling_E3 | F2 | Industrial | Stone, Clay, Glass | Existing | Process | Natural Gas | Process Cooling | E3 | RVT - Cost of Operation | 0 | 0 | 0 | 0 | 0 | 0 | 0 | 0 | 0 | 0 | 0 | 0 | 0 | 0 | 0 | 0 | 0 | 0 | 0 | 0 | 0 | 0 | 0 | 0 | 0 | 0 | 0 | 0 | 0 | 0 | 0 | 0 | 0
F2_Industrial_Stone, Clay, Glass_Existing_Process_Natural Gas_Process Cooling_E4 | F2 | Industrial | Stone, Clay, Glass | Existing | Process | Natural Gas | Process Cooling | E4 | RVT - Cost of Operation | 0 | 0 | 0 | 0 | 0 | 0 | 0 | 0 | 0 | 0 | 0 | 0 | 0 | 0 | 0 | 0 | 0 | 0 | 0 | 0 | 0 | 0 | 0 | 0 | 0 | 0 | 0 | 0 | 0 | 0 | 0 | 0 | 0
F2_Industrial_Stone, Clay, Glass_Existing_Process_Natural Gas_Process Cooling_E5 | F2 | Industrial | Stone, Clay, Glass | Existing | Process | Natural Gas | Process Cooling | E5 | RVT - Cost of Operation | 0 | 0 | 0 | 0 | 0 | 0 | 0 | 0 | 0 | 0 | 0 | 0 | 0 | 0 | 0 | 0 | 0 | 0 | 0 | 0 | 0 | 0 | 0 | 0 | 0 | 0 | 0 | 0 | 0 | 0 | 0 | 0 | 0
F2_Industrial_Stone, Clay, Glass_Existing_Process_Natural Gas_Process Cooling_E6 | F2 | Industrial | Stone, Clay, Glass | Existing | Process | Natural Gas | Process Cooling | E6 | RVT - Cost of Operation | 0 | 0 | 0 | 0 | 0 | 0 | 0 | 0 | 0 | 0 | 0 | 0 | 0 | 0 | 0 | 0 | 0 | 0 | 0 | 0 | 0 | 0 | 0 | 0 | 0 | 0 | 0 | 0 | 0 | 0 | 0 | 0 | 0
F2_Industrial_Stone, Clay, Glass_Existing_Process_Natural Gas_Process Cooling_E7 | F2 | Industrial | Stone, Clay, Glass | Existing | Process | Natural Gas | Process Cooling | E7 | RVT - Cost of Operation | 0 | 0 | 0 | 0 | 0 | 0 | 0 | 0 | 0 | 0 | 0 | 0 | 0 | 0 | 0 | 0 | 0 | 0 | 0 | 0 | 0 | 0 | 0 | 0 | 0 | 0 | 0 | 0 | 0 | 0 | 0 | 0 | 0
F2_Industrial_Stone, Clay, Glass_Existing_Process_Natural Gas_Process Cooling_E8 | F2 | Industrial | Stone, Clay, Glass | Existing | Process | Natural Gas | Process Cooling | E8 | RVT - Cost of Operation | 0 | 0 | 0 | 0 | 0 | 0 | 0 | 0 | 0 | 0 | 0 | 0 | 0 | 0 | 0 | 0 | 0 | 0 | 0 | 0 | 0 | 0 | 0 | 0 | 0 | 0 | 0 | 0 | 0 | 0 | 0 | 0 | 0
F2_Industrial_Stone, Clay, Glass_Existing_Process_Natural Gas_Process Cooling_E9 | F2 | Industrial | Stone, Clay, Glass | Existing | Process | Natural Gas | Process Cooling | E9 | RVT - Cost of Operation | 0 | 0 | 0 | 0 | 0 | 0 | 0 | 0 | 0 | 0 | 0 | 0 | 0 | 0 | 0 | 0 | 0 | 0 | 0 | 0 | 0 | 0 | 0 | 0 | 0 | 0 | 0 | 0 | 0 | 0 | 0 | 0 | 0
F2_Industrial_Stone, Clay, Glass_Existing_Process_Natural Gas_Process Cooling_E10 | F2 | Industrial | Stone, Clay, Glass | Existing | Process | Natural Gas | Process Cooling | E10 | RVT - Cost of Operation | 0 | 0 | 0 | 0 | 0 | 0 | 0 | 0 | 0 | 0 | 0 | 0 | 0 | 0 | 0 | 0 | 0 | 0 | 0 | 0 | 0 | 0 | 0 | 0 | 0 | 0 | 0 | 0 | 0 | 0 | 0 | 0 | 0
F3_Industrial_Stone, Clay, Glass_Existing_Process_Natural Gas_Process Cooling_E1 | F3 | Industrial | Stone, Clay, Glass | Existing | Process | Natural Gas | Process Cooling | E1 | System - kBTUs of Consumption | 0 | 0 | 0 | 0 | 0 | 0 | 0 | 0 | 0 | 0 | 0 | 0 | 0 | 0 | 0 | 0 | 0 | 0 | 0 | 0 | 0 | 0 | 0 | 0 | 0 | 0 | 0 | 0 | 0 | 0 | 0 | 0 | 0
F3_Industrial_Stone, Clay, Glass_Existing_Process_Natural Gas_Process Cooling_E2 | F3 | Industrial | Stone, Clay, Glass | Existing | Process | Natural Gas | Process Cooling | E2 | System - kBTUs of Consumption | 0 | 0 | 0 | 0 | 0 | 0 | 0 | 0 | 0 | 0 | 0 | 0 | 0 | 0 | 0 | 0 | 0 | 0 | 0 | 0 | 0 | 0 | 0 | 0 | 0 | 0 | 0 | 0 | 0 | 0 | 0 | 0 | 0
F3_Industrial_Stone, Clay, Glass_Existing_Process_Natural Gas_Process Cooling_E3 | F3 | Industrial | Stone, Clay, Glass | Existing | Process | Natural Gas | Process Cooling | E3 | System - kBTUs of Consumption | 0 | 0 | 0 | 0 | 0 | 0 | 0 | 0 | 0 | 0 | 0 | 0 | 0 | 0 | 0 | 0 | 0 | 0 | 0 | 0 | 0 | 0 | 0 | 0 | 0 | 0 | 0 | 0 | 0 | 0 | 0 | 0 | 0
F3_Industrial_Stone, Clay, Glass_Existing_Process_Natural Gas_Process Cooling_E4 | F3 | Industrial | Stone, Clay, Glass | Existing | Process | Natural Gas | Process Cooling | E4 | System - kBTUs of Consumption | 0 | 0 | 0 | 0 | 0 | 0 | 0 | 0 | 0 | 0 | 0 | 0 | 0 | 0 | 0 | 0 | 0 | 0 | 0 | 0 | 0 | 0 | 0 | 0 | 0 | 0 | 0 | 0 | 0 | 0 | 0 | 0 | 0
F3_Industrial_Stone, Clay, Glass_Existing_Process_Natural Gas_Process Cooling_E5 | F3 | Industrial | Stone, Clay, Glass | Existing | Process | Natural Gas | Process Cooling | E5 | System - kBTUs of Consumption | 0 | 0 | 0 | 0 | 0 | 0 | 0 | 0 | 0 | 0 | 0 | 0 | 0 | 0 | 0 | 0 | 0 | 0 | 0 | 0 | 0 | 0 | 0 | 0 | 0 | 0 | 0 | 0 | 0 | 0 | 0 | 0 | 0
F3_Industrial_Stone, Clay, Glass_Existing_Process_Natural Gas_Process Cooling_E6 | F3 | Industrial | Stone, Clay, Glass | Existing | Process | Natural Gas | Process Cooling | E6 | System - kBTUs of Consumption | 0 | 0 | 0 | 0 | 0 | 0 | 0 | 0 | 0 | 0 | 0 | 0 | 0 | 0 | 0 | 0 | 0 | 0 | 0 | 0 | 0 | 0 | 0 | 0 | 0 | 0 | 0 | 0 | 0 | 0 | 0 | 0 | 0
F3_Industrial_Stone, Clay, Glass_Existing_Process_Natural Gas_Process Cooling_E7 | F3 | Industrial | Stone, Clay, Glass | Existing | Process | Natural Gas | Process Cooling | E7 | System - kBTUs of Consumption | 0 | 0 | 0 | 0 | 0 | 0 | 0 | 0 | 0 | 0 | 0 | 0 | 0 | 0 | 0 | 0 | 0 | 0 | 0 | 0 | 0 | 0 | 0 | 0 | 0 | 0 | 0 | 0 | 0 | 0 | 0 | 0 | 0
F3_Industrial_Stone, Clay, Glass_Existing_Process_Natural Gas_Process Cooling_E8 | F3 | Industrial | Stone, Clay, Glass | Existing | Process | Natural Gas | Process Cooling | E8 | System - kBTUs of Consumption | 0 | 0 | 0 | 0 | 0 | 0 | 0 | 0 | 0 | 0 | 0 | 0 | 0 | 0 | 0 | 0 | 0 | 0 | 0 | 0 | 0 | 0 | 0 | 0 | 0 | 0 | 0 | 0 | 0 | 0 | 0 | 0 | 0
F3_Industrial_Stone, Clay, Glass_Existing_Process_Natural Gas_Process Cooling_E9 | F3 | Industrial | Stone, Clay, Glass | Existing | Process | Natural Gas | Process Cooling | E9 | System - kBTUs of Consumption | 0 | 0 | 0 | 0 | 0 | 0 | 0 | 0 | 0 | 0 | 0 | 0 | 0 | 0 | 0 | 0 | 0 | 0 | 0 | 0 | 0 | 0 | 0 | 0 | 0 | 0 | 0 | 0 | 0 | 0 | 0 | 0 | 0
F3_Industrial_Stone, Clay, Glass_Existing_Process_Natural Gas_Process Cooling_E10 | F3 | Industrial | Stone, Clay, Glass | Existing | Process | Natural Gas | Process Cooling | E10 | System - kBTUs of Consumption | 0 | 0 | 0 | 0 | 0 | 0 | 0 | 0 | 0 | 0 | 0 | 0 | 0 | 0 | 0 | 0 | 0 | 0 | 0 | 0 | 0 | 0 | 0 | 0 | 0 | 0 | 0 | 0 | 0 | 0 | 0 | 0 | 0
F4_Industrial_Stone, Clay, Glass_Existing_Process_Natural Gas_Process Cooling_E1 | F4 | Industrial | Stone, Clay, Glass | Existing | Process | Natural Gas | Process Cooling | E1 | Utility - Cost of Equipment | 0 | 0 | 0 | 0 | 0 | 0 | 0 | 0 | 0 | 0 | 0 | 0 | 0 | 0 | 0 | 0 | 0 | 0 | 0 | 0 | 0 | 0 | 0 | 0 | 0 | 0 | 0 | 0 | 0 | 0 | 0 | 0 | 0
F4_Industrial_Stone, Clay, Glass_Existing_Process_Natural Gas_Process Cooling_E2 | F4 | Industrial | Stone, Clay, Glass | Existing | Process | Natural Gas | Process Cooling | E2 | Utility - Cost of Equipment | 0 | 0 | 0 | 0 | 0 | 0 | 0 | 0 | 0 | 0 | 0 | 0 | 0 | 0 | 0 | 0 | 0 | 0 | 0 | 0 | 0 | 0 | 0 | 0 | 0 | 0 | 0 | 0 | 0 | 0 | 0 | 0 | 0
F4_Industrial_Stone, Clay, Glass_Existing_Process_Natural Gas_Process Cooling_E3 | F4 | Industrial | Stone, Clay, Glass | Existing | Process | Natural Gas | Process Cooling | E3 | Utility - Cost of Equipment | 0 | 0 | 0 | 0 | 0 | 0 | 0 | 0 | 0 | 0 | 0 | 0 | 0 | 0 | 0 | 0 | 0 | 0 | 0 | 0 | 0 | 0 | 0 | 0 | 0 | 0 | 0 | 0 | 0 | 0 | 0 | 0 | 0
F4_Industrial_Stone, Clay, Glass_Existing_Process_Natural Gas_Process Cooling_E4 | F4 | Industrial | Stone, Clay, Glass | Existing | Process | Natural Gas | Process Cooling | E4 | Utility - Cost of Equipment | 0 | 0 | 0 | 0 | 0 | 0 | 0 | 0 | 0 | 0 | 0 | 0 | 0 | 0 | 0 | 0 | 0 | 0 | 0 | 0 | 0 | 0 | 0 | 0 | 0 | 0 | 0 | 0 | 0 | 0 | 0 | 0 | 0
F4_Industrial_Stone, Clay, Glass_Existing_Process_Natural Gas_Process Cooling_E5 | F4 | Industrial | Stone, Clay, Glass | Existing | Process | Natural Gas | Process Cooling | E5 | Utility - Cost of Equipment | 0 | 0 | 0 | 0 | 0 | 0 | 0 | 0 | 0 | 0 | 0 | 0 | 0 | 0 | 0 | 0 | 0 | 0 | 0 | 0 | 0 | 0 | 0 | 0 | 0 | 0 | 0 | 0 | 0 | 0 | 0 | 0 | 0
F4_Industrial_Stone, Clay, Glass_Existing_Process_Natural Gas_Process Cooling_E6 | F4 | Industrial | Stone, Clay, Glass | Existing | Process | Natural Gas | Process Cooling | E6 | Utility - Cost of Equipment | 0 | 0 | 0 | 0 | 0 | 0 | 0 | 0 | 0 | 0 | 0 | 0 | 0 | 0 | 0 | 0 | 0 | 0 | 0 | 0 | 0 | 0 | 0 | 0 | 0 | 0 | 0 | 0 | 0 | 0 | 0 | 0 | 0
F4_Industrial_Stone, Clay, Glass_Existing_Process_Natural Gas_Process Cooling_E7 | F4 | Industrial | Stone, Clay, Glass | Existing | Process | Natural Gas | Process Cooling | E7 | Utility - Cost of Equipment | 0 | 0 | 0 | 0 | 0 | 0 | 0 | 0 | 0 | 0 | 0 | 0 | 0 | 0 | 0 | 0 | 0 | 0 | 0 | 0 | 0 | 0 | 0 | 0 | 0 | 0 | 0 | 0 | 0 | 0 | 0 | 0 | 0
F4_Industrial_Stone, Clay, Glass_Existing_Process_Natural Gas_Process Cooling_E8 | F4 | Industrial | Stone, Clay, Glass | Existing | Process | Natural Gas | Process Cooling | E8 | Utility - Cost of Equipment | 0 | 0 | 0 | 0 | 0 | 0 | 0 | 0 | 0 | 0 | 0 | 0 | 0 | 0 | 0 | 0 | 0 | 0 | 0 | 0 | 0 | 0 | 0 | 0 | 0 | 0 | 0 | 0 | 0 | 0 | 0 | 0 | 0
F4_Industrial_Stone, Clay, Glass_Existing_Process_Natural Gas_Process Cooling_E9 | F4 | Industrial | Stone, Clay, Glass | Existing | Process | Natural Gas | Process Cooling | E9 | Utility - Cost of Equipment | 0 | 0 | 0 | 0 | 0 | 0 | 0 | 0 | 0 | 0 | 0 | 0 | 0 | 0 | 0 | 0 | 0 | 0 | 0 | 0 | 0 | 0 | 0 | 0 | 0 | 0 | 0 | 0 | 0 | 0 | 0 | 0 | 0
F4_Industrial_Stone, Clay, Glass_Existing_Process_Natural Gas_Process Cooling_E10 | F4 | Industrial | Stone, Clay, Glass | Existing | Process | Natural Gas | Process Cooling | E10 | Utility - Cost of Equipment | 0 | 0 | 0 | 0 | 0 | 0 | 0 | 0 | 0 | 0 | 0 | 0 | 0 | 0 | 0 | 0 | 0 | 0 | 0 | 0 | 0 | 0 | 0 | 0 | 0 | 0 | 0 | 0 | 0 | 0 | 0 | 0 | 0
F5_Industrial_Stone, Clay, Glass_Existing_Process_Natural Gas_Process Cooling_E1 | F5 | Industrial | Stone, Clay, Glass | Existing | Process | Natural Gas | Process Cooling | E1 | Utility - Cost of Operation | 0 | 0 | 0 | 0 | 0 | 0 | 0 | 0 | 0 | 0 | 0 | 0 | 0 | 0 | 0 | 0 | 0 | 0 | 0 | 0 | 0 | 0 | 0 | 0 | 0 | 0 | 0 | 0 | 0 | 0 | 0 | 0 | 0
F5_Industrial_Stone, Clay, Glass_Existing_Process_Natural Gas_Process Cooling_E2 | F5 | Industrial | Stone, Clay, Glass | Existing | Process | Natural Gas | Process Cooling | E2 | Utility - Cost of Operation | 0 | 0 | 0 | 0 | 0 | 0 | 0 | 0 | 0 | 0 | 0 | 0 | 0 | 0 | 0 | 0 | 0 | 0 | 0 | 0 | 0 | 0 | 0 | 0 | 0 | 0 | 0 | 0 | 0 | 0 | 0 | 0 | 0
F5_Industrial_Stone, Clay, Glass_Existing_Process_Natural Gas_Process Cooling_E3 | F5 | Industrial | Stone, Clay, Glass | Existing | Process | Natural Gas | Process Cooling | E3 | Utility - Cost of Operation | 0 | 0 | 0 | 0 | 0 | 0 | 0 | 0 | 0 | 0 | 0 | 0 | 0 | 0 | 0 | 0 | 0 | 0 | 0 | 0 | 0 | 0 | 0 | 0 | 0 | 0 | 0 | 0 | 0 | 0 | 0 | 0 | 0
F5_Industrial_Stone, Clay, Glass_Existing_Process_Natural Gas_Process Cooling_E4 | F5 | Industrial | Stone, Clay, Glass | Existing | Process | Natural Gas | Process Cooling | E4 | Utility - Cost of Operation | 0 | 0 | 0 | 0 | 0 | 0 | 0 | 0 | 0 | 0 | 0 | 0 | 0 | 0 | 0 | 0 | 0 | 0 | 0 | 0 | 0 | 0 | 0 | 0 | 0 | 0 | 0 | 0 | 0 | 0 | 0 | 0 | 0
F5_Industrial_Stone, Clay, Glass_Existing_Process_Natural Gas_Process Cooling_E5 | F5 | Industrial | Stone, Clay, Glass | Existing | Process | Natural Gas | Process Cooling | E5 | Utility - Cost of Operation | 0 | 0 | 0 | 0 | 0 | 0 | 0 | 0 | 0 | 0 | 0 | 0 | 0 | 0 | 0 | 0 | 0 | 0 | 0 | 0 | 0 | 0 | 0 | 0 | 0 | 0 | 0 | 0 | 0 | 0 | 0 | 0 | 0
F5_Industrial_Stone, Clay, Glass_Existing_Process_Natural Gas_Process Cooling_E6 | F5 | Industrial | Stone, Clay, Glass | Existing | Process | Natural Gas | Process Cooling | E6 | Utility - Cost of Operation | 0 | 0 | 0 | 0 | 0 | 0 | 0 | 0 | 0 | 0 | 0 | 0 | 0 | 0 | 0 | 0 | 0 | 0 | 0 | 0 | 0 | 0 | 0 | 0 | 0 | 0 | 0 | 0 | 0 | 0 | 0 | 0 | 0
F5_Industrial_Stone, Clay, Glass_Existing_Process_Natural Gas_Process Cooling_E7 | F5 | Industrial | Stone, Clay, Glass | Existing | Process | Natural Gas | Process Cooling | E7 | Utility - Cost of Operation | 0 | 0 | 0 | 0 | 0 | 0 | 0 | 0 | 0 | 0 | 0 | 0 | 0 | 0 | 0 | 0 | 0 | 0 | 0 | 0 | 0 | 0 | 0 | 0 | 0 | 0 | 0 | 0 | 0 | 0 | 0 | 0 | 0
F5_Industrial_Stone, Clay, Glass_Existing_Process_Natural Gas_Process Cooling_E8 | F5 | Industrial | Stone, Clay, Glass | Existing | Process | Natural Gas | Process Cooling | E8 | Utility - Cost of Operation | 0 | 0 | 0 | 0 | 0 | 0 | 0 | 0 | 0 | 0 | 0 | 0 | 0 | 0 | 0 | 0 | 0 | 0 | 0 | 0 | 0 | 0 | 0 | 0 | 0 | 0 | 0 | 0 | 0 | 0 | 0 | 0 | 0
F5_Industrial_Stone, Clay, Glass_Existing_Process_Natural Gas_Process Cooling_E9 | F5 | Industrial | Stone, Clay, Glass | Existing | Process | Natural Gas | Process Cooling | E9 | Utility - Cost of Operation | 0 | 0 | 0 | 0 | 0 | 0 | 0 | 0 | 0 | 0 | 0 | 0 | 0 | 0 | 0 | 0 | 0 | 0 | 0 | 0 | 0 | 0 | 0 | 0 | 0 | 0 | 0 | 0 | 0 | 0 | 0 | 0 | 0
F5_Industrial_Stone, Clay, Glass_Existing_Process_Natural Gas_Process Cooling_E10 | F5 | Industrial | Stone, Clay, Glass | Existing | Process | Natural Gas | Process Cooling | E10 | Utility - Cost of Operation | 0 | 0 | 0 | 0 | 0 | 0 | 0 | 0 | 0 | 0 | 0 | 0 | 0 | 0 | 0 | 0 | 0 | 0 | 0 | 0 | 0 | 0 | 0 | 0 | 0 | 0 | 0 | 0 | 0 | 0 | 0 | 0 | 0
F6_Industrial_Stone, Clay, Glass_Existing_Process_Natural Gas_Process Cooling_E1 | F6 | Industrial | Stone, Clay, Glass | Existing | Process | Natural Gas | Process Cooling | E1 | Utility - Value of Sales | 0 | 0 | 0 | 0 | 0 | 0 | 0 | 0 | 0 | 0 | 0 | 0 | 0 | 0 | 0 | 0 | 0 | 0 | 0 | 0 | 0 | 0 | 0 | 0 | 0 | 0 | 0 | 0 | 0 | 0 | 0 | 0 | 0
F6_Industrial_Stone, Clay, Glass_Existing_Process_Natural Gas_Process Cooling_E2 | F6 | Industrial | Stone, Clay, Glass | Existing | Process | Natural Gas | Process Cooling | E2 | Utility - Value of Sales | 0 | 0 | 0 | 0 | 0 | 0 | 0 | 0 | 0 | 0 | 0 | 0 | 0 | 0 | 0 | 0 | 0 | 0 | 0 | 0 | 0 | 0 | 0 | 0 | 0 | 0 | 0 | 0 | 0 | 0 | 0 | 0 | 0
F6_Industrial_Stone, Clay, Glass_Existing_Process_Natural Gas_Process Cooling_E3 | F6 | Industrial | Stone, Clay, Glass | Existing | Process | Natural Gas | Process Cooling | E3 | Utility - Value of Sales | 0 | 0 | 0 | 0 | 0 | 0 | 0 | 0 | 0 | 0 | 0 | 0 | 0 | 0 | 0 | 0 | 0 | 0 | 0 | 0 | 0 | 0 | 0 | 0 | 0 | 0 | 0 | 0 | 0 | 0 | 0 | 0 | 0
F6_Industrial_Stone, Clay, Glass_Existing_Process_Natural Gas_Process Cooling_E4 | F6 | Industrial | Stone, Clay, Glass | Existing | Process | Natural Gas | Process Cooling | E4 | Utility - Value of Sales | 0 | 0 | 0 | 0 | 0 | 0 | 0 | 0 | 0 | 0 | 0 | 0 | 0 | 0 | 0 | 0 | 0 | 0 | 0 | 0 | 0 | 0 | 0 | 0 | 0 | 0 | 0 | 0 | 0 | 0 | 0 | 0 | 0
F6_Industrial_Stone, Clay, Glass_Existing_Process_Natural Gas_Process Cooling_E5 | F6 | Industrial | Stone, Clay, Glass | Existing | Process | Natural Gas | Process Cooling | E5 | Utility - Value of Sales | 0 | 0 | 0 | 0 | 0 | 0 | 0 | 0 | 0 | 0 | 0 | 0 | 0 | 0 | 0 | 0 | 0 | 0 | 0 | 0 | 0 | 0 | 0 | 0 | 0 | 0 | 0 | 0 | 0 | 0 | 0 | 0 | 0
F6_Industrial_Stone, Clay, Glass_Existing_Process_Natural Gas_Process Cooling_E6 | F6 | Industrial | Stone, Clay, Glass | Existing | Process | Natural Gas | Process Cooling | E6 | Utility - Value of Sales | 0 | 0 | 0 | 0 | 0 | 0 | 0 | 0 | 0 | 0 | 0 | 0 | 0 | 0 | 0 | 0 | 0 | 0 | 0 | 0 | 0 | 0 | 0 | 0 | 0 | 0 | 0 | 0 | 0 | 0 | 0 | 0 | 0
F6_Industrial_Stone, Clay, Glass_Existing_Process_Natural Gas_Process Cooling_E7 | F6 | Industrial | Stone, Clay, Glass | Existing | Process | Natural Gas | Process Cooling | E7 | Utility - Value of Sales | 0 | 0 | 0 | 0 | 0 | 0 | 0 | 0 | 0 | 0 | 0 | 0 | 0 | 0 | 0 | 0 | 0 | 0 | 0 | 0 | 0 | 0 | 0 | 0 | 0 | 0 | 0 | 0 | 0 | 0 | 0 | 0 | 0
F6_Industrial_Stone, Clay, Glass_Existing_Process_Natural Gas_Process Cooling_E8 | F6 | Industrial | Stone, Clay, Glass | Existing | Process | Natural Gas | Process Cooling | E8 | Utility - Value of Sales | 0 | 0 | 0 | 0 | 0 | 0 | 0 | 0 | 0 | 0 | 0 | 0 | 0 | 0 | 0 | 0 | 0 | 0 | 0 | 0 | 0 | 0 | 0 | 0 | 0 | 0 | 0 | 0 | 0 | 0 | 0 | 0 | 0
F6_Industrial_Stone, Clay, Glass_Existing_Process_Natural Gas_Process Cooling_E9 | F6 | Industrial | Stone, Clay, Glass | Existing | Process | Natural Gas | Process Cooling | E9 | Utility - Value of Sales | 0 | 0 | 0 | 0 | 0 | 0 | 0 | 0 | 0 | 0 | 0 | 0 | 0 | 0 | 0 | 0 | 0 | 0 | 0 | 0 | 0 | 0 | 0 | 0 | 0 | 0 | 0 | 0 | 0 | 0 | 0 | 0 | 0
F6_Industrial_Stone, Clay, Glass_Existing_Process_Natural Gas_Process Cooling_E10 | F6 | Industrial | Stone, Clay, Glass | Existing | Process | Natural Gas | Process Cooling | E10 | Utility - Value of Sales | 0 | 0 | 0 | 0 | 0 | 0 | 0 | 0 | 0 | 0 | 0 | 0 | 0 | 0 | 0 | 0 | 0 | 0 | 0 | 0 | 0 | 0 | 0 | 0 | 0 | 0 | 0 | 0 | 0 | 0 | 0 | 0 | 0
F1_Industrial_Stone, Clay, Glass_Existing_Process_Natural Gas_Other Process_E1 | F1 | Industrial | Stone, Clay, Glass | Existing | Process | Natural Gas | Other Process | E1 | RVT - Cost of Equipment | 0 | 0 | 0 | 0 | 0 | 0 | 0 | 0 | 0 | 0 | 0 | 0 | 0 | 0 | 0 | 0 | 0 | 0 | 0 | 0 | 0 | 0 | 0 | 0 | 0 | 0 | 0 | 0 | 0 | 0 | 0 | 0 | 0
F1_Industrial_Stone, Clay, Glass_Existing_Process_Natural Gas_Other Process_E2 | F1 | Industrial | Stone, Clay, Glass | Existing | Process | Natural Gas | Other Process | E2 | RVT - Cost of Equipment | 0 | 0 | 0 | 0 | 0 | 0 | 0 | 0 | 0 | 0 | 0 | 0 | 0 | 0 | 0 | 0 | 0 | 0 | 0 | 0 | 0 | 0 | 0 | 0 | 0 | 0 | 0 | 0 | 0 | 0 | 0 | 0 | 0
F1_Industrial_Stone, Clay, Glass_Existing_Process_Natural Gas_Other Process_E3 | F1 | Industrial | Stone, Clay, Glass | Existing | Process | Natural Gas | Other Process | E3 | RVT - Cost of Equipment | 0 | 0 | 0 | 0 | 0 | 0 | 0 | 0 | 0 | 0 | 0 | 0 | 0 | 0 | 0 | 0 | 0 | 0 | 0 | 0 | 0 | 0 | 0 | 0 | 0 | 0 | 0 | 0 | 0 | 0 | 0 | 0 | 0
F1_Industrial_Stone, Clay, Glass_Existing_Process_Natural Gas_Other Process_E4 | F1 | Industrial | Stone, Clay, Glass | Existing | Process | Natural Gas | Other Process | E4 | RVT - Cost of Equipment | 0 | 0 | 0 | 0 | 0 | 0 | 0 | 0 | 0 | 0 | 0 | 0 | 0 | 0 | 0 | 0 | 0 | 0 | 0 | 0 | 0 | 0 | 0 | 0 | 0 | 0 | 0 | 0 | 0 | 0 | 0 | 0 | 0
F1_Industrial_Stone, Clay, Glass_Existing_Process_Natural Gas_Other Process_E5 | F1 | Industrial | Stone, Clay, Glass | Existing | Process | Natural Gas | Other Process | E5 | RVT - Cost of Equipment | 0 | 0 | 0 | 0 | 0 | 0 | 0 | 0 | 0 | 0 | 0 | 0 | 0 | 0 | 0 | 0 | 0 | 0 | 0 | 0 | 0 | 0 | 0 | 0 | 0 | 0 | 0 | 0 | 0 | 0 | 0 | 0 | 0
F1_Industrial_Stone, Clay, Glass_Existing_Process_Natural Gas_Other Process_E6 | F1 | Industrial | Stone, Clay, Glass | Existing | Process | Natural Gas | Other Process | E6 | RVT - Cost of Equipment | 0 | 0 | 0 | 0 | 0 | 0 | 0 | 0 | 0 | 0 | 0 | 0 | 0 | 0 | 0 | 0 | 0 | 0 | 0 | 0 | 0 | 0 | 0 | 0 | 0 | 0 | 0 | 0 | 0 | 0 | 0 | 0 | 0
F1_Industrial_Stone, Clay, Glass_Existing_Process_Natural Gas_Other Process_E7 | F1 | Industrial | Stone, Clay, Glass | Existing | Process | Natural Gas | Other Process | E7 | RVT - Cost of Equipment | 0 | 0 | 0 | 0 | 0 | 0 | 0 | 0 | 0 | 0 | 0 | 0 | 0 | 0 | 0 | 0 | 0 | 0 | 0 | 0 | 0 | 0 | 0 | 0 | 0 | 0 | 0 | 0 | 0 | 0 | 0 | 0 | 0
F1_Industrial_Stone, Clay, Glass_Existing_Process_Natural Gas_Other Process_E8 | F1 | Industrial | Stone, Clay, Glass | Existing | Process | Natural Gas | Other Process | E8 | RVT - Cost of Equipment | 0 | 0 | 0 | 0 | 0 | 0 | 0 | 0 | 0 | 0 | 0 | 0 | 0 | 0 | 0 | 0 | 0 | 0 | 0 | 0 | 0 | 0 | 0 | 0 | 0 | 0 | 0 | 0 | 0 | 0 | 0 | 0 | 0
F1_Industrial_Stone, Clay, Glass_Existing_Process_Natural Gas_Other Process_E9 | F1 | Industrial | Stone, Clay, Glass | Existing | Process | Natural Gas | Other Process | E9 | RVT - Cost of Equipment | 0 | 0 | 0 | 0 | 0 | 0 | 0 | 0 | 0 | 0 | 0 | 0 | 0 | 0 | 0 | 0 | 0 | 0 | 0 | 0 | 0 | 0 | 0 | 0 | 0 | 0 | 0 | 0 | 0 | 0 | 0 | 0 | 0
F1_Industrial_Stone, Clay, Glass_Existing_Process_Natural Gas_Other Process_E10 | F1 | Industrial | Stone, Clay, Glass | Existing | Process | Natural Gas | Other Process | E10 | RVT - Cost of Equipment | 0 | 0 | 0 | 0 | 0 | 0 | 0 | 0 | 0 | 0 | 0 | 0 | 0 | 0 | 0 | 0 | 0 | 0 | 0 | 0 | 0 | 0 | 0 | 0 | 0 | 0 | 0 | 0 | 0 | 0 | 0 | 0 | 0
F2_Industrial_Stone, Clay, Glass_Existing_Process_Natural Gas_Other Process_E1 | F2 | Industrial | Stone, Clay, Glass | Existing | Process | Natural Gas | Other Process | E1 | RVT - Cost of Operation | 0 | 0 | 0 | 0 | 0 | 0 | 0 | 0 | 0 | 0 | 0 | 0 | 0 | 0 | 0 | 0 | 0 | 0 | 0 | 0 | 0 | 0 | 0 | 0 | 0 | 0 | 0 | 0 | 0 | 0 | 0 | 0 | 0
F2_Industrial_Stone, Clay, Glass_Existing_Process_Natural Gas_Other Process_E2 | F2 | Industrial | Stone, Clay, Glass | Existing | Process | Natural Gas | Other Process | E2 | RVT - Cost of Operation | 0 | 0 | 0 | 0 | 0 | 0 | 0 | 0 | 0 | 0 | 0 | 0 | 0 | 0 | 0 | 0 | 0 | 0 | 0 | 0 | 0 | 0 | 0 | 0 | 0 | 0 | 0 | 0 | 0 | 0 | 0 | 0 | 0
F2_Industrial_Stone, Clay, Glass_Existing_Process_Natural Gas_Other Process_E3 | F2 | Industrial | Stone, Clay, Glass | Existing | Process | Natural Gas | Other Process | E3 | RVT - Cost of Operation | 0 | 0 | 0 | 0 | 0 | 0 | 0 | 0 | 0 | 0 | 0 | 0 | 0 | 0 | 0 | 0 | 0 | 0 | 0 | 0 | 0 | 0 | 0 | 0 | 0 | 0 | 0 | 0 | 0 | 0 | 0 | 0 | 0
F2_Industrial_Stone, Clay, Glass_Existing_Process_Natural Gas_Other Process_E4 | F2 | Industrial | Stone, Clay, Glass | Existing | Process | Natural Gas | Other Process | E4 | RVT - Cost of Operation | 0 | 0 | 0 | 0 | 0 | 0 | 0 | 0 | 0 | 0 | 0 | 0 | 0 | 0 | 0 | 0 | 0 | 0 | 0 | 0 | 0 | 0 | 0 | 0 | 0 | 0 | 0 | 0 | 0 | 0 | 0 | 0 | 0
F2_Industrial_Stone, Clay, Glass_Existing_Process_Natural Gas_Other Process_E5 | F2 | Industrial | Stone, Clay, Glass | Existing | Process | Natural Gas | Other Process | E5 | RVT - Cost of Operation | 0 | 0 | 0 | 0 | 0 | 0 | 0 | 0 | 0 | 0 | 0 | 0 | 0 | 0 | 0 | 0 | 0 | 0 | 0 | 0 | 0 | 0 | 0 | 0 | 0 | 0 | 0 | 0 | 0 | 0 | 0 | 0 | 0
F2_Industrial_Stone, Clay, Glass_Existing_Process_Natural Gas_Other Process_E6 | F2 | Industrial | Stone, Clay, Glass | Existing | Process | Natural Gas | Other Process | E6 | RVT - Cost of Operation | 0 | 0 | 0 | 0 | 0 | 0 | 0 | 0 | 0 | 0 | 0 | 0 | 0 | 0 | 0 | 0 | 0 | 0 | 0 | 0 | 0 | 0 | 0 | 0 | 0 | 0 | 0 | 0 | 0 | 0 | 0 | 0 | 0
F2_Industrial_Stone, Clay, Glass_Existing_Process_Natural Gas_Other Process_E7 | F2 | Industrial | Stone, Clay, Glass | Existing | Process | Natural Gas | Other Process | E7 | RVT - Cost of Operation | 0 | 0 | 0 | 0 | 0 | 0 | 0 | 0 | 0 | 0 | 0 | 0 | 0 | 0 | 0 | 0 | 0 | 0 | 0 | 0 | 0 | 0 | 0 | 0 | 0 | 0 | 0 | 0 | 0 | 0 | 0 | 0 | 0
F2_Industrial_Stone, Clay, Glass_Existing_Process_Natural Gas_Other Process_E8 | F2 | Industrial | Stone, Clay, Glass | Existing | Process | Natural Gas | Other Process | E8 | RVT - Cost of Operation | 0 | 0 | 0 | 0 | 0 | 0 | 0 | 0 | 0 | 0 | 0 | 0 | 0 | 0 | 0 | 0 | 0 | 0 | 0 | 0 | 0 | 0 | 0 | 0 | 0 | 0 | 0 | 0 | 0 | 0 | 0 | 0 | 0
F2_Industrial_Stone, Clay, Glass_Existing_Process_Natural Gas_Other Process_E9 | F2 | Industrial | Stone, Clay, Glass | Existing | Process | Natural Gas | Other Process | E9 | RVT - Cost of Operation | 0 | 0 | 0 | 0 | 0 | 0 | 0 | 0 | 0 | 0 | 0 | 0 | 0 | 0 | 0 | 0 | 0 | 0 | 0 | 0 | 0 | 0 | 0 | 0 | 0 | 0 | 0 | 0 | 0 | 0 | 0 | 0 | 0
F2_Industrial_Stone, Clay, Glass_Existing_Process_Natural Gas_Other Process_E10 | F2 | Industrial | Stone, Clay, Glass | Existing | Process | Natural Gas | Other Process | E10 | RVT - Cost of Operation | 0 | 0 | 0 | 0 | 0 | 0 | 0 | 0 | 0 | 0 | 0 | 0 | 0 | 0 | 0 | 0 | 0 | 0 | 0 | 0 | 0 | 0 | 0 | 0 | 0 | 0 | 0 | 0 | 0 | 0 | 0 | 0 | 0
F3_Industrial_Stone, Clay, Glass_Existing_Process_Natural Gas_Other Process_E1 | F3 | Industrial | Stone, Clay, Glass | Existing | Process | Natural Gas | Other Process | E1 | System - kBTUs of Consumption | 0 | 0 | 0 | 0 | 0 | 0 | 0 | 0 | 0 | 0 | 0 | 0 | 0 | 0 | 0 | 0 | 0 | 0 | 0 | 0 | 0 | 0 | 0 | 0 | 0 | 0 | 0 | 0 | 0 | 0 | 0 | 0 | 0
F3_Industrial_Stone, Clay, Glass_Existing_Process_Natural Gas_Other Process_E2 | F3 | Industrial | Stone, Clay, Glass | Existing | Process | Natural Gas | Other Process | E2 | System - kBTUs of Consumption | 0 | 0 | 0 | 0 | 0 | 0 | 0 | 0 | 0 | 0 | 0 | 0 | 0 | 0 | 0 | 0 | 0 | 0 | 0 | 0 | 0 | 0 | 0 | 0 | 0 | 0 | 0 | 0 | 0 | 0 | 0 | 0 | 0
F3_Industrial_Stone, Clay, Glass_Existing_Process_Natural Gas_Other Process_E3 | F3 | Industrial | Stone, Clay, Glass | Existing | Process | Natural Gas | Other Process | E3 | System - kBTUs of Consumption | 0 | 0 | 0 | 0 | 0 | 0 | 0 | 0 | 0 | 0 | 0 | 0 | 0 | 0 | 0 | 0 | 0 | 0 | 0 | 0 | 0 | 0 | 0 | 0 | 0 | 0 | 0 | 0 | 0 | 0 | 0 | 0 | 0
F3_Industrial_Stone, Clay, Glass_Existing_Process_Natural Gas_Other Process_E4 | F3 | Industrial | Stone, Clay, Glass | Existing | Process | Natural Gas | Other Process | E4 | System - kBTUs of Consumption | 0 | 0 | 0 | 0 | 0 | 0 | 0 | 0 | 0 | 0 | 0 | 0 | 0 | 0 | 0 | 0 | 0 | 0 | 0 | 0 | 0 | 0 | 0 | 0 | 0 | 0 | 0 | 0 | 0 | 0 | 0 | 0 | 0
F3_Industrial_Stone, Clay, Glass_Existing_Process_Natural Gas_Other Process_E5 | F3 | Industrial | Stone, Clay, Glass | Existing | Process | Natural Gas | Other Process | E5 | System - kBTUs of Consumption | 0 | 0 | 0 | 0 | 0 | 0 | 0 | 0 | 0 | 0 | 0 | 0 | 0 | 0 | 0 | 0 | 0 | 0 | 0 | 0 | 0 | 0 | 0 | 0 | 0 | 0 | 0 | 0 | 0 | 0 | 0 | 0 | 0
F3_Industrial_Stone, Clay, Glass_Existing_Process_Natural Gas_Other Process_E6 | F3 | Industrial | Stone, Clay, Glass | Existing | Process | Natural Gas | Other Process | E6 | System - kBTUs of Consumption | 0 | 0 | 0 | 0 | 0 | 0 | 0 | 0 | 0 | 0 | 0 | 0 | 0 | 0 | 0 | 0 | 0 | 0 | 0 | 0 | 0 | 0 | 0 | 0 | 0 | 0 | 0 | 0 | 0 | 0 | 0 | 0 | 0
F3_Industrial_Stone, Clay, Glass_Existing_Process_Natural Gas_Other Process_E7 | F3 | Industrial | Stone, Clay, Glass | Existing | Process | Natural Gas | Other Process | E7 | System - kBTUs of Consumption | 0 | 0 | 0 | 0 | 0 | 0 | 0 | 0 | 0 | 0 | 0 | 0 | 0 | 0 | 0 | 0 | 0 | 0 | 0 | 0 | 0 | 0 | 0 | 0 | 0 | 0 | 0 | 0 | 0 | 0 | 0 | 0 | 0
F3_Industrial_Stone, Clay, Glass_Existing_Process_Natural Gas_Other Process_E8 | F3 | Industrial | Stone, Clay, Glass | Existing | Process | Natural Gas | Other Process | E8 | System - kBTUs of Consumption | 0 | 0 | 0 | 0 | 0 | 0 | 0 | 0 | 0 | 0 | 0 | 0 | 0 | 0 | 0 | 0 | 0 | 0 | 0 | 0 | 0 | 0 | 0 | 0 | 0 | 0 | 0 | 0 | 0 | 0 | 0 | 0 | 0
F3_Industrial_Stone, Clay, Glass_Existing_Process_Natural Gas_Other Process_E9 | F3 | Industrial | Stone, Clay, Glass | Existing | Process | Natural Gas | Other Process | E9 | System - kBTUs of Consumption | 0 | 0 | 0 | 0 | 0 | 0 | 0 | 0 | 0 | 0 | 0 | 0 | 0 | 0 | 0 | 0 | 0 | 0 | 0 | 0 | 0 | 0 | 0 | 0 | 0 | 0 | 0 | 0 | 0 | 0 | 0 | 0 | 0
F3_Industrial_Stone, Clay, Glass_Existing_Process_Natural Gas_Other Process_E10 | F3 | Industrial | Stone, Clay, Glass | Existing | Process | Natural Gas | Other Process | E10 | System - kBTUs of Consumption | 0 | 0 | 0 | 0 | 0 | 0 | 0 | 0 | 0 | 0 | 0 | 0 | 0 | 0 | 0 | 0 | 0 | 0 | 0 | 0 | 0 | 0 | 0 | 0 | 0 | 0 | 0 | 0 | 0 | 0 | 0 | 0 | 0
F4_Industrial_Stone, Clay, Glass_Existing_Process_Natural Gas_Other Process_E1 | F4 | Industrial | Stone, Clay, Glass | Existing | Process | Natural Gas | Other Process | E1 | Utility - Cost of Equipment | 0 | 0 | 0 | 0 | 0 | 0 | 0 | 0 | 0 | 0 | 0 | 0 | 0 | 0 | 0 | 0 | 0 | 0 | 0 | 0 | 0 | 0 | 0 | 0 | 0 | 0 | 0 | 0 | 0 | 0 | 0 | 0 | 0
F4_Industrial_Stone, Clay, Glass_Existing_Process_Natural Gas_Other Process_E2 | F4 | Industrial | Stone, Clay, Glass | Existing | Process | Natural Gas | Other Process | E2 | Utility - Cost of Equipment | 0 | 0 | 0 | 0 | 0 | 0 | 0 | 0 | 0 | 0 | 0 | 0 | 0 | 0 | 0 | 0 | 0 | 0 | 0 | 0 | 0 | 0 | 0 | 0 | 0 | 0 | 0 | 0 | 0 | 0 | 0 | 0 | 0
F4_Industrial_Stone, Clay, Glass_Existing_Process_Natural Gas_Other Process_E3 | F4 | Industrial | Stone, Clay, Glass | Existing | Process | Natural Gas | Other Process | E3 | Utility - Cost of Equipment | 0 | 0 | 0 | 0 | 0 | 0 | 0 | 0 | 0 | 0 | 0 | 0 | 0 | 0 | 0 | 0 | 0 | 0 | 0 | 0 | 0 | 0 | 0 | 0 | 0 | 0 | 0 | 0 | 0 | 0 | 0 | 0 | 0
F4_Industrial_Stone, Clay, Glass_Existing_Process_Natural Gas_Other Process_E4 | F4 | Industrial | Stone, Clay, Glass | Existing | Process | Natural Gas | Other Process | E4 | Utility - Cost of Equipment | 0 | 0 | 0 | 0 | 0 | 0 | 0 | 0 | 0 | 0 | 0 | 0 | 0 | 0 | 0 | 0 | 0 | 0 | 0 | 0 | 0 | 0 | 0 | 0 | 0 | 0 | 0 | 0 | 0 | 0 | 0 | 0 | 0
F4_Industrial_Stone, Clay, Glass_Existing_Process_Natural Gas_Other Process_E5 | F4 | Industrial | Stone, Clay, Glass | Existing | Process | Natural Gas | Other Process | E5 | Utility - Cost of Equipment | 0 | 0 | 0 | 0 | 0 | 0 | 0 | 0 | 0 | 0 | 0 | 0 | 0 | 0 | 0 | 0 | 0 | 0 | 0 | 0 | 0 | 0 | 0 | 0 | 0 | 0 | 0 | 0 | 0 | 0 | 0 | 0 | 0
F4_Industrial_Stone, Clay, Glass_Existing_Process_Natural Gas_Other Process_E6 | F4 | Industrial | Stone, Clay, Glass | Existing | Process | Natural Gas | Other Process | E6 | Utility - Cost of Equipment | 0 | 0 | 0 | 0 | 0 | 0 | 0 | 0 | 0 | 0 | 0 | 0 | 0 | 0 | 0 | 0 | 0 | 0 | 0 | 0 | 0 | 0 | 0 | 0 | 0 | 0 | 0 | 0 | 0 | 0 | 0 | 0 | 0
F4_Industrial_Stone, Clay, Glass_Existing_Process_Natural Gas_Other Process_E7 | F4 | Industrial | Stone, Clay, Glass | Existing | Process | Natural Gas | Other Process | E7 | Utility - Cost of Equipment | 0 | 0 | 0 | 0 | 0 | 0 | 0 | 0 | 0 | 0 | 0 | 0 | 0 | 0 | 0 | 0 | 0 | 0 | 0 | 0 | 0 | 0 | 0 | 0 | 0 | 0 | 0 | 0 | 0 | 0 | 0 | 0 | 0
F4_Industrial_Stone, Clay, Glass_Existing_Process_Natural Gas_Other Process_E8 | F4 | Industrial | Stone, Clay, Glass | Existing | Process | Natural Gas | Other Process | E8 | Utility - Cost of Equipment | 0 | 0 | 0 | 0 | 0 | 0 | 0 | 0 | 0 | 0 | 0 | 0 | 0 | 0 | 0 | 0 | 0 | 0 | 0 | 0 | 0 | 0 | 0 | 0 | 0 | 0 | 0 | 0 | 0 | 0 | 0 | 0 | 0
F4_Industrial_Stone, Clay, Glass_Existing_Process_Natural Gas_Other Process_E9 | F4 | Industrial | Stone, Clay, Glass | Existing | Process | Natural Gas | Other Process | E9 | Utility - Cost of Equipment | 0 | 0 | 0 | 0 | 0 | 0 | 0 | 0 | 0 | 0 | 0 | 0 | 0 | 0 | 0 | 0 | 0 | 0 | 0 | 0 | 0 | 0 | 0 | 0 | 0 | 0 | 0 | 0 | 0 | 0 | 0 | 0 | 0
F4_Industrial_Stone, Clay, Glass_Existing_Process_Natural Gas_Other Process_E10 | F4 | Industrial | Stone, Clay, Glass | Existing | Process | Natural Gas | Other Process | E10 | Utility - Cost of Equipment | 0 | 0 | 0 | 0 | 0 | 0 | 0 | 0 | 0 | 0 | 0 | 0 | 0 | 0 | 0 | 0 | 0 | 0 | 0 | 0 | 0 | 0 | 0 | 0 | 0 | 0 | 0 | 0 | 0 | 0 | 0 | 0 | 0
F5_Industrial_Stone, Clay, Glass_Existing_Process_Natural Gas_Other Process_E1 | F5 | Industrial | Stone, Clay, Glass | Existing | Process | Natural Gas | Other Process | E1 | Utility - Cost of Operation | 0 | 0 | 0 | 0 | 0 | 0 | 0 | 0 | 0 | 0 | 0 | 0 | 0 | 0 | 0 | 0 | 0 | 0 | 0 | 0 | 0 | 0 | 0 | 0 | 0 | 0 | 0 | 0 | 0 | 0 | 0 | 0 | 0
F5_Industrial_Stone, Clay, Glass_Existing_Process_Natural Gas_Other Process_E2 | F5 | Industrial | Stone, Clay, Glass | Existing | Process | Natural Gas | Other Process | E2 | Utility - Cost of Operation | 0 | 0 | 0 | 0 | 0 | 0 | 0 | 0 | 0 | 0 | 0 | 0 | 0 | 0 | 0 | 0 | 0 | 0 | 0 | 0 | 0 | 0 | 0 | 0 | 0 | 0 | 0 | 0 | 0 | 0 | 0 | 0 | 0
F5_Industrial_Stone, Clay, Glass_Existing_Process_Natural Gas_Other Process_E3 | F5 | Industrial | Stone, Clay, Glass | Existing | Process | Natural Gas | Other Process | E3 | Utility - Cost of Operation | 0 | 0 | 0 | 0 | 0 | 0 | 0 | 0 | 0 | 0 | 0 | 0 | 0 | 0 | 0 | 0 | 0 | 0 | 0 | 0 | 0 | 0 | 0 | 0 | 0 | 0 | 0 | 0 | 0 | 0 | 0 | 0 | 0
F5_Industrial_Stone, Clay, Glass_Existing_Process_Natural Gas_Other Process_E4 | F5 | Industrial | Stone, Clay, Glass | Existing | Process | Natural Gas | Other Process | E4 | Utility - Cost of Operation | 0 | 0 | 0 | 0 | 0 | 0 | 0 | 0 | 0 | 0 | 0 | 0 | 0 | 0 | 0 | 0 | 0 | 0 | 0 | 0 | 0 | 0 | 0 | 0 | 0 | 0 | 0 | 0 | 0 | 0 | 0 | 0 | 0
F5_Industrial_Stone, Clay, Glass_Existing_Process_Natural Gas_Other Process_E5 | F5 | Industrial | Stone, Clay, Glass | Existing | Process | Natural Gas | Other Process | E5 | Utility - Cost of Operation | 0 | 0 | 0 | 0 | 0 | 0 | 0 | 0 | 0 | 0 | 0 | 0 | 0 | 0 | 0 | 0 | 0 | 0 | 0 | 0 | 0 | 0 | 0 | 0 | 0 | 0 | 0 | 0 | 0 | 0 | 0 | 0 | 0
F5_Industrial_Stone, Clay, Glass_Existing_Process_Natural Gas_Other Process_E6 | F5 | Industrial | Stone, Clay, Glass | Existing | Process | Natural Gas | Other Process | E6 | Utility - Cost of Operation | 0 | 0 | 0 | 0 | 0 | 0 | 0 | 0 | 0 | 0 | 0 | 0 | 0 | 0 | 0 | 0 | 0 | 0 | 0 | 0 | 0 | 0 | 0 | 0 | 0 | 0 | 0 | 0 | 0 | 0 | 0 | 0 | 0
F5_Industrial_Stone, Clay, Glass_Existing_Process_Natural Gas_Other Process_E7 | F5 | Industrial | Stone, Clay, Glass | Existing | Process | Natural Gas | Other Process | E7 | Utility - Cost of Operation | 0 | 0 | 0 | 0 | 0 | 0 | 0 | 0 | 0 | 0 | 0 | 0 | 0 | 0 | 0 | 0 | 0 | 0 | 0 | 0 | 0 | 0 | 0 | 0 | 0 | 0 | 0 | 0 | 0 | 0 | 0 | 0 | 0
F5_Industrial_Stone, Clay, Glass_Existing_Process_Natural Gas_Other Process_E8 | F5 | Industrial | Stone, Clay, Glass | Existing | Process | Natural Gas | Other Process | E8 | Utility - Cost of Operation | 0 | 0 | 0 | 0 | 0 | 0 | 0 | 0 | 0 | 0 | 0 | 0 | 0 | 0 | 0 | 0 | 0 | 0 | 0 | 0 | 0 | 0 | 0 | 0 | 0 | 0 | 0 | 0 | 0 | 0 | 0 | 0 | 0
F5_Industrial_Stone, Clay, Glass_Existing_Process_Natural Gas_Other Process_E9 | F5 | Industrial | Stone, Clay, Glass | Existing | Process | Natural Gas | Other Process | E9 | Utility - Cost of Operation | 0 | 0 | 0 | 0 | 0 | 0 | 0 | 0 | 0 | 0 | 0 | 0 | 0 | 0 | 0 | 0 | 0 | 0 | 0 | 0 | 0 | 0 | 0 | 0 | 0 | 0 | 0 | 0 | 0 | 0 | 0 | 0 | 0
F5_Industrial_Stone, Clay, Glass_Existing_Process_Natural Gas_Other Process_E10 | F5 | Industrial | Stone, Clay, Glass | Existing | Process | Natural Gas | Other Process | E10 | Utility - Cost of Operation | 0 | 0 | 0 | 0 | 0 | 0 | 0 | 0 | 0 | 0 | 0 | 0 | 0 | 0 | 0 | 0 | 0 | 0 | 0 | 0 | 0 | 0 | 0 | 0 | 0 | 0 | 0 | 0 | 0 | 0 | 0 | 0 | 0
F6_Industrial_Stone, Clay, Glass_Existing_Process_Natural Gas_Other Process_E1 | F6 | Industrial | Stone, Clay, Glass | Existing | Process | Natural Gas | Other Process | E1 | Utility - Value of Sales | 0 | 0 | 0 | 0 | 0 | 0 | 0 | 0 | 0 | 0 | 0 | 0 | 0 | 0 | 0 | 0 | 0 | 0 | 0 | 0 | 0 | 0 | 0 | 0 | 0 | 0 | 0 | 0 | 0 | 0 | 0 | 0 | 0
F6_Industrial_Stone, Clay, Glass_Existing_Process_Natural Gas_Other Process_E2 | F6 | Industrial | Stone, Clay, Glass | Existing | Process | Natural Gas | Other Process | E2 | Utility - Value of Sales | 0 | 0 | 0 | 0 | 0 | 0 | 0 | 0 | 0 | 0 | 0 | 0 | 0 | 0 | 0 | 0 | 0 | 0 | 0 | 0 | 0 | 0 | 0 | 0 | 0 | 0 | 0 | 0 | 0 | 0 | 0 | 0 | 0
F6_Industrial_Stone, Clay, Glass_Existing_Process_Natural Gas_Other Process_E3 | F6 | Industrial | Stone, Clay, Glass | Existing | Process | Natural Gas | Other Process | E3 | Utility - Value of Sales | 0 | 0 | 0 | 0 | 0 | 0 | 0 | 0 | 0 | 0 | 0 | 0 | 0 | 0 | 0 | 0 | 0 | 0 | 0 | 0 | 0 | 0 | 0 | 0 | 0 | 0 | 0 | 0 | 0 | 0 | 0 | 0 | 0
F6_Industrial_Stone, Clay, Glass_Existing_Process_Natural Gas_Other Process_E4 | F6 | Industrial | Stone, Clay, Glass | Existing | Process | Natural Gas | Other Process | E4 | Utility - Value of Sales | 0 | 0 | 0 | 0 | 0 | 0 | 0 | 0 | 0 | 0 | 0 | 0 | 0 | 0 | 0 | 0 | 0 | 0 | 0 | 0 | 0 | 0 | 0 | 0 | 0 | 0 | 0 | 0 | 0 | 0 | 0 | 0 | 0
F6_Industrial_Stone, Clay, Glass_Existing_Process_Natural Gas_Other Process_E5 | F6 | Industrial | Stone, Clay, Glass | Existing | Process | Natural Gas | Other Process | E5 | Utility - Value of Sales | 0 | 0 | 0 | 0 | 0 | 0 | 0 | 0 | 0 | 0 | 0 | 0 | 0 | 0 | 0 | 0 | 0 | 0 | 0 | 0 | 0 | 0 | 0 | 0 | 0 | 0 | 0 | 0 | 0 | 0 | 0 | 0 | 0
F6_Industrial_Stone, Clay, Glass_Existing_Process_Natural Gas_Other Process_E6 | F6 | Industrial | Stone, Clay, Glass | Existing | Process | Natural Gas | Other Process | E6 | Utility - Value of Sales | 0 | 0 | 0 | 0 | 0 | 0 | 0 | 0 | 0 | 0 | 0 | 0 | 0 | 0 | 0 | 0 | 0 | 0 | 0 | 0 | 0 | 0 | 0 | 0 | 0 | 0 | 0 | 0 | 0 | 0 | 0 | 0 | 0
F6_Industrial_Stone, Clay, Glass_Existing_Process_Natural Gas_Other Process_E7 | F6 | Industrial | Stone, Clay, Glass | Existing | Process | Natural Gas | Other Process | E7 | Utility - Value of Sales | 0 | 0 | 0 | 0 | 0 | 0 | 0 | 0 | 0 | 0 | 0 | 0 | 0 | 0 | 0 | 0 | 0 | 0 | 0 | 0 | 0 | 0 | 0 | 0 | 0 | 0 | 0 | 0 | 0 | 0 | 0 | 0 | 0
F6_Industrial_Stone, Clay, Glass_Existing_Process_Natural Gas_Other Process_E8 | F6 | Industrial | Stone, Clay, Glass | Existing | Process | Natural Gas | Other Process | E8 | Utility - Value of Sales | 0 | 0 | 0 | 0 | 0 | 0 | 0 | 0 | 0 | 0 | 0 | 0 | 0 | 0 | 0 | 0 | 0 | 0 | 0 | 0 | 0 | 0 | 0 | 0 | 0 | 0 | 0 | 0 | 0 | 0 | 0 | 0 | 0
F6_Industrial_Stone, Clay, Glass_Existing_Process_Natural Gas_Other Process_E9 | F6 | Industrial | Stone, Clay, Glass | Existing | Process | Natural Gas | Other Process | E9 | Utility - Value of Sales | 0 | 0 | 0 | 0 | 0 | 0 | 0 | 0 | 0 | 0 | 0 | 0 | 0 | 0 | 0 | 0 | 0 | 0 | 0 | 0 | 0 | 0 | 0 | 0 | 0 | 0 | 0 | 0 | 0 | 0 | 0 | 0 | 0
F6_Industrial_Stone, Clay, Glass_Existing_Process_Natural Gas_Other Process_E10 | F6 | Industrial | Stone, Clay, Glass | Existing | Process | Natural Gas | Other Process | E10 | Utility - Value of Sales | 0 | 0 | 0 | 0 | 0 | 0 | 0 | 0 | 0 | 0 | 0 | 0 | 0 | 0 | 0 | 0 | 0 | 0 | 0 | 0 | 0 | 0 | 0 | 0 | 0 | 0 | 0 | 0 | 0 | 0 | 0 | 0 | 0
F1_Industrial_Stone, Clay, Glass_Existing_Miscellaneous_Natural Gas_Miscellaneous_E1 | F1 | Industrial | Stone, Clay, Glass | Existing | Miscellaneous | Natural Gas | Miscellaneous | E1 | RVT - Cost of Equipment | 0 | 0 | 0 | 0 | 0 | 0 | 0 | 0 | 0 | 0 | 0 | 0 | 0 | 0 | 0 | 0 | 0 | 0 | 0 | 0 | 0 | 0 | 0 | 0 | 0 | 0 | 0 | 0 | 0 | 0 | 0 | 0 | 0
F1_Industrial_Stone, Clay, Glass_Existing_Miscellaneous_Natural Gas_Miscellaneous_E2 | F1 | Industrial | Stone, Clay, Glass | Existing | Miscellaneous | Natural Gas | Miscellaneous | E2 | RVT - Cost of Equipment | 0 | 0 | 0 | 0 | 0 | 0 | 0 | 0 | 0 | 0 | 0 | 0 | 0 | 0 | 0 | 0 | 0 | 0 | 0 | 0 | 0 | 0 | 0 | 0 | 0 | 0 | 0 | 0 | 0 | 0 | 0 | 0 | 0
F1_Industrial_Stone, Clay, Glass_Existing_Miscellaneous_Natural Gas_Miscellaneous_E3 | F1 | Industrial | Stone, Clay, Glass | Existing | Miscellaneous | Natural Gas | Miscellaneous | E3 | RVT - Cost of Equipment | 0 | 0 | 0 | 0 | 0 | 0 | 0 | 0 | 0 | 0 | 0 | 0 | 0 | 0 | 0 | 0 | 0 | 0 | 0 | 0 | 0 | 0 | 0 | 0 | 0 | 0 | 0 | 0 | 0 | 0 | 0 | 0 | 0
F1_Industrial_Stone, Clay, Glass_Existing_Miscellaneous_Natural Gas_Miscellaneous_E4 | F1 | Industrial | Stone, Clay, Glass | Existing | Miscellaneous | Natural Gas | Miscellaneous | E4 | RVT - Cost of Equipment | 0 | 0 | 0 | 0 | 0 | 0 | 0 | 0 | 0 | 0 | 0 | 0 | 0 | 0 | 0 | 0 | 0 | 0 | 0 | 0 | 0 | 0 | 0 | 0 | 0 | 0 | 0 | 0 | 0 | 0 | 0 | 0 | 0
F1_Industrial_Stone, Clay, Glass_Existing_Miscellaneous_Natural Gas_Miscellaneous_E5 | F1 | Industrial | Stone, Clay, Glass | Existing | Miscellaneous | Natural Gas | Miscellaneous | E5 | RVT - Cost of Equipment | 0 | 0 | 0 | 0 | 0 | 0 | 0 | 0 | 0 | 0 | 0 | 0 | 0 | 0 | 0 | 0 | 0 | 0 | 0 | 0 | 0 | 0 | 0 | 0 | 0 | 0 | 0 | 0 | 0 | 0 | 0 | 0 | 0
F1_Industrial_Stone, Clay, Glass_Existing_Miscellaneous_Natural Gas_Miscellaneous_E6 | F1 | Industrial | Stone, Clay, Glass | Existing | Miscellaneous | Natural Gas | Miscellaneous | E6 | RVT - Cost of Equipment | 0 | 0 | 0 | 0 | 0 | 0 | 0 | 0 | 0 | 0 | 0 | 0 | 0 | 0 | 0 | 0 | 0 | 0 | 0 | 0 | 0 | 0 | 0 | 0 | 0 | 0 | 0 | 0 | 0 | 0 | 0 | 0 | 0
F1_Industrial_Stone, Clay, Glass_Existing_Miscellaneous_Natural Gas_Miscellaneous_E7 | F1 | Industrial | Stone, Clay, Glass | Existing | Miscellaneous | Natural Gas | Miscellaneous | E7 | RVT - Cost of Equipment | 0 | 0 | 0 | 0 | 0 | 0 | 0 | 0 | 0 | 0 | 0 | 0 | 0 | 0 | 0 | 0 | 0 | 0 | 0 | 0 | 0 | 0 | 0 | 0 | 0 | 0 | 0 | 0 | 0 | 0 | 0 | 0 | 0
F1_Industrial_Stone, Clay, Glass_Existing_Miscellaneous_Natural Gas_Miscellaneous_E8 | F1 | Industrial | Stone, Clay, Glass | Existing | Miscellaneous | Natural Gas | Miscellaneous | E8 | RVT - Cost of Equipment | 0 | 0 | 0 | 0 | 0 | 0 | 0 | 0 | 0 | 0 | 0 | 0 | 0 | 0 | 0 | 0 | 0 | 0 | 0 | 0 | 0 | 0 | 0 | 0 | 0 | 0 | 0 | 0 | 0 | 0 | 0 | 0 | 0
F1_Industrial_Stone, Clay, Glass_Existing_Miscellaneous_Natural Gas_Miscellaneous_E9 | F1 | Industrial | Stone, Clay, Glass | Existing | Miscellaneous | Natural Gas | Miscellaneous | E9 | RVT - Cost of Equipment | 0 | 0 | 0 | 0 | 0 | 0 | 0 | 0 | 0 | 0 | 0 | 0 | 0 | 0 | 0 | 0 | 0 | 0 | 0 | 0 | 0 | 0 | 0 | 0 | 0 | 0 | 0 | 0 | 0 | 0 | 0 | 0 | 0
F1_Industrial_Stone, Clay, Glass_Existing_Miscellaneous_Natural Gas_Miscellaneous_E10 | F1 | Industrial | Stone, Clay, Glass | Existing | Miscellaneous | Natural Gas | Miscellaneous | E10 | RVT - Cost of Equipment | 0 | 0 | 0 | 0 | 0 | 0 | 0 | 0 | 0 | 0 | 0 | 0 | 0 | 0 | 0 | 0 | 0 | 0 | 0 | 0 | 0 | 0 | 0 | 0 | 0 | 0 | 0 | 0 | 0 | 0 | 0 | 0 | 0
F2_Industrial_Stone, Clay, Glass_Existing_Miscellaneous_Natural Gas_Miscellaneous_E1 | F2 | Industrial | Stone, Clay, Glass | Existing | Miscellaneous | Natural Gas | Miscellaneous | E1 | RVT - Cost of Operation | 0 | 0 | 0 | 0 | 0 | 0 | 0 | 0 | 0 | 0 | 0 | 0 | 0 | 0 | 0 | 0 | 0 | 0 | 0 | 0 | 0 | 0 | 0 | 0 | 0 | 0 | 0 | 0 | 0 | 0 | 0 | 0 | 0
F2_Industrial_Stone, Clay, Glass_Existing_Miscellaneous_Natural Gas_Miscellaneous_E2 | F2 | Industrial | Stone, Clay, Glass | Existing | Miscellaneous | Natural Gas | Miscellaneous | E2 | RVT - Cost of Operation | 0 | 0 | 0 | 0 | 0 | 0 | 0 | 0 | 0 | 0 | 0 | 0 | 0 | 0 | 0 | 0 | 0 | 0 | 0 | 0 | 0 | 0 | 0 | 0 | 0 | 0 | 0 | 0 | 0 | 0 | 0 | 0 | 0
F2_Industrial_Stone, Clay, Glass_Existing_Miscellaneous_Natural Gas_Miscellaneous_E3 | F2 | Industrial | Stone, Clay, Glass | Existing | Miscellaneous | Natural Gas | Miscellaneous | E3 | RVT - Cost of Operation | 0 | 0 | 0 | 0 | 0 | 0 | 0 | 0 | 0 | 0 | 0 | 0 | 0 | 0 | 0 | 0 | 0 | 0 | 0 | 0 | 0 | 0 | 0 | 0 | 0 | 0 | 0 | 0 | 0 | 0 | 0 | 0 | 0
F2_Industrial_Stone, Clay, Glass_Existing_Miscellaneous_Natural Gas_Miscellaneous_E4 | F2 | Industrial | Stone, Clay, Glass | Existing | Miscellaneous | Natural Gas | Miscellaneous | E4 | RVT - Cost of Operation | 0 | 0 | 0 | 0 | 0 | 0 | 0 | 0 | 0 | 0 | 0 | 0 | 0 | 0 | 0 | 0 | 0 | 0 | 0 | 0 | 0 | 0 | 0 | 0 | 0 | 0 | 0 | 0 | 0 | 0 | 0 | 0 | 0
F2_Industrial_Stone, Clay, Glass_Existing_Miscellaneous_Natural Gas_Miscellaneous_E5 | F2 | Industrial | Stone, Clay, Glass | Existing | Miscellaneous | Natural Gas | Miscellaneous | E5 | RVT - Cost of Operation | 0 | 0 | 0 | 0 | 0 | 0 | 0 | 0 | 0 | 0 | 0 | 0 | 0 | 0 | 0 | 0 | 0 | 0 | 0 | 0 | 0 | 0 | 0 | 0 | 0 | 0 | 0 | 0 | 0 | 0 | 0 | 0 | 0
F2_Industrial_Stone, Clay, Glass_Existing_Miscellaneous_Natural Gas_Miscellaneous_E6 | F2 | Industrial | Stone, Clay, Glass | Existing | Miscellaneous | Natural Gas | Miscellaneous | E6 | RVT - Cost of Operation | 0 | 0 | 0 | 0 | 0 | 0 | 0 | 0 | 0 | 0 | 0 | 0 | 0 | 0 | 0 | 0 | 0 | 0 | 0 | 0 | 0 | 0 | 0 | 0 | 0 | 0 | 0 | 0 | 0 | 0 | 0 | 0 | 0
F2_Industrial_Stone, Clay, Glass_Existing_Miscellaneous_Natural Gas_Miscellaneous_E7 | F2 | Industrial | Stone, Clay, Glass | Existing | Miscellaneous | Natural Gas | Miscellaneous | E7 | RVT - Cost of Operation | 0 | 0 | 0 | 0 | 0 | 0 | 0 | 0 | 0 | 0 | 0 | 0 | 0 | 0 | 0 | 0 | 0 | 0 | 0 | 0 | 0 | 0 | 0 | 0 | 0 | 0 | 0 | 0 | 0 | 0 | 0 | 0 | 0
F2_Industrial_Stone, Clay, Glass_Existing_Miscellaneous_Natural Gas_Miscellaneous_E8 | F2 | Industrial | Stone, Clay, Glass | Existing | Miscellaneous | Natural Gas | Miscellaneous | E8 | RVT - Cost of Operation | 0 | 0 | 0 | 0 | 0 | 0 | 0 | 0 | 0 | 0 | 0 | 0 | 0 | 0 | 0 | 0 | 0 | 0 | 0 | 0 | 0 | 0 | 0 | 0 | 0 | 0 | 0 | 0 | 0 | 0 | 0 | 0 | 0
F2_Industrial_Stone, Clay, Glass_Existing_Miscellaneous_Natural Gas_Miscellaneous_E9 | F2 | Industrial | Stone, Clay, Glass | Existing | Miscellaneous | Natural Gas | Miscellaneous | E9 | RVT - Cost of Operation | 0 | 0 | 0 | 0 | 0 | 0 | 0 | 0 | 0 | 0 | 0 | 0 | 0 | 0 | 0 | 0 | 0 | 0 | 0 | 0 | 0 | 0 | 0 | 0 | 0 | 0 | 0 | 0 | 0 | 0 | 0 | 0 | 0
F2_Industrial_Stone, Clay, Glass_Existing_Miscellaneous_Natural Gas_Miscellaneous_E10 | F2 | Industrial | Stone, Clay, Glass | Existing | Miscellaneous | Natural Gas | Miscellaneous | E10 | RVT - Cost of Operation | 0 | 0 | 0 | 0 | 0 | 0 | 0 | 0 | 0 | 0 | 0 | 0 | 0 | 0 | 0 | 0 | 0 | 0 | 0 | 0 | 0 | 0 | 0 | 0 | 0 | 0 | 0 | 0 | 0 | 0 | 0 | 0 | 0
F3_Industrial_Stone, Clay, Glass_Existing_Miscellaneous_Natural Gas_Miscellaneous_E1 | F3 | Industrial | Stone, Clay, Glass | Existing | Miscellaneous | Natural Gas | Miscellaneous | E1 | System - kBTUs of Consumption | 0 | 0 | 0 | 0 | 0 | 0 | 0 | 0 | 0 | 0 | 0 | 0 | 0 | 0 | 0 | 0 | 0 | 0 | 0 | 0 | 0 | 0 | 0 | 0 | 0 | 0 | 0 | 0 | 0 | 0 | 0 | 0 | 0
F3_Industrial_Stone, Clay, Glass_Existing_Miscellaneous_Natural Gas_Miscellaneous_E2 | F3 | Industrial | Stone, Clay, Glass | Existing | Miscellaneous | Natural Gas | Miscellaneous | E2 | System - kBTUs of Consumption | 0 | 0 | 0 | 0 | 0 | 0 | 0 | 0 | 0 | 0 | 0 | 0 | 0 | 0 | 0 | 0 | 0 | 0 | 0 | 0 | 0 | 0 | 0 | 0 | 0 | 0 | 0 | 0 | 0 | 0 | 0 | 0 | 0
F3_Industrial_Stone, Clay, Glass_Existing_Miscellaneous_Natural Gas_Miscellaneous_E3 | F3 | Industrial | Stone, Clay, Glass | Existing | Miscellaneous | Natural Gas | Miscellaneous | E3 | System - kBTUs of Consumption | 0 | 0 | 0 | 0 | 0 | 0 | 0 | 0 | 0 | 0 | 0 | 0 | 0 | 0 | 0 | 0 | 0 | 0 | 0 | 0 | 0 | 0 | 0 | 0 | 0 | 0 | 0 | 0 | 0 | 0 | 0 | 0 | 0
F3_Industrial_Stone, Clay, Glass_Existing_Miscellaneous_Natural Gas_Miscellaneous_E4 | F3 | Industrial | Stone, Clay, Glass | Existing | Miscellaneous | Natural Gas | Miscellaneous | E4 | System - kBTUs of Consumption | 0 | 0 | 0 | 0 | 0 | 0 | 0 | 0 | 0 | 0 | 0 | 0 | 0 | 0 | 0 | 0 | 0 | 0 | 0 | 0 | 0 | 0 | 0 | 0 | 0 | 0 | 0 | 0 | 0 | 0 | 0 | 0 | 0
F3_Industrial_Stone, Clay, Glass_Existing_Miscellaneous_Natural Gas_Miscellaneous_E5 | F3 | Industrial | Stone, Clay, Glass | Existing | Miscellaneous | Natural Gas | Miscellaneous | E5 | System - kBTUs of Consumption | 0 | 0 | 0 | 0 | 0 | 0 | 0 | 0 | 0 | 0 | 0 | 0 | 0 | 0 | 0 | 0 | 0 | 0 | 0 | 0 | 0 | 0 | 0 | 0 | 0 | 0 | 0 | 0 | 0 | 0 | 0 | 0 | 0
F3_Industrial_Stone, Clay, Glass_Existing_Miscellaneous_Natural Gas_Miscellaneous_E6 | F3 | Industrial | Stone, Clay, Glass | Existing | Miscellaneous | Natural Gas | Miscellaneous | E6 | System - kBTUs of Consumption | 0 | 0 | 0 | 0 | 0 | 0 | 0 | 0 | 0 | 0 | 0 | 0 | 0 | 0 | 0 | 0 | 0 | 0 | 0 | 0 | 0 | 0 | 0 | 0 | 0 | 0 | 0 | 0 | 0 | 0 | 0 | 0 | 0
F3_Industrial_Stone, Clay, Glass_Existing_Miscellaneous_Natural Gas_Miscellaneous_E7 | F3 | Industrial | Stone, Clay, Glass | Existing | Miscellaneous | Natural Gas | Miscellaneous | E7 | System - kBTUs of Consumption | 0 | 0 | 0 | 0 | 0 | 0 | 0 | 0 | 0 | 0 | 0 | 0 | 0 | 0 | 0 | 0 | 0 | 0 | 0 | 0 | 0 | 0 | 0 | 0 | 0 | 0 | 0 | 0 | 0 | 0 | 0 | 0 | 0
F3_Industrial_Stone, Clay, Glass_Existing_Miscellaneous_Natural Gas_Miscellaneous_E8 | F3 | Industrial | Stone, Clay, Glass | Existing | Miscellaneous | Natural Gas | Miscellaneous | E8 | System - kBTUs of Consumption | 0 | 0 | 0 | 0 | 0 | 0 | 0 | 0 | 0 | 0 | 0 | 0 | 0 | 0 | 0 | 0 | 0 | 0 | 0 | 0 | 0 | 0 | 0 | 0 | 0 | 0 | 0 | 0 | 0 | 0 | 0 | 0 | 0
F3_Industrial_Stone, Clay, Glass_Existing_Miscellaneous_Natural Gas_Miscellaneous_E9 | F3 | Industrial | Stone, Clay, Glass | Existing | Miscellaneous | Natural Gas | Miscellaneous | E9 | System - kBTUs of Consumption | 0 | 0 | 0 | 0 | 0 | 0 | 0 | 0 | 0 | 0 | 0 | 0 | 0 | 0 | 0 | 0 | 0 | 0 | 0 | 0 | 0 | 0 | 0 | 0 | 0 | 0 | 0 | 0 | 0 | 0 | 0 | 0 | 0
F3_Industrial_Stone, Clay, Glass_Existing_Miscellaneous_Natural Gas_Miscellaneous_E10 | F3 | Industrial | Stone, Clay, Glass | Existing | Miscellaneous | Natural Gas | Miscellaneous | E10 | System - kBTUs of Consumption | 0 | 0 | 0 | 0 | 0 | 0 | 0 | 0 | 0 | 0 | 0 | 0 | 0 | 0 | 0 | 0 | 0 | 0 | 0 | 0 | 0 | 0 | 0 | 0 | 0 | 0 | 0 | 0 | 0 | 0 | 0 | 0 | 0
F4_Industrial_Stone, Clay, Glass_Existing_Miscellaneous_Natural Gas_Miscellaneous_E1 | F4 | Industrial | Stone, Clay, Glass | Existing | Miscellaneous | Natural Gas | Miscellaneous | E1 | Utility - Cost of Equipment | 0 | 0 | 0 | 0 | 0 | 0 | 0 | 0 | 0 | 0 | 0 | 0 | 0 | 0 | 0 | 0 | 0 | 0 | 0 | 0 | 0 | 0 | 0 | 0 | 0 | 0 | 0 | 0 | 0 | 0 | 0 | 0 | 0
F4_Industrial_Stone, Clay, Glass_Existing_Miscellaneous_Natural Gas_Miscellaneous_E2 | F4 | Industrial | Stone, Clay, Glass | Existing | Miscellaneous | Natural Gas | Miscellaneous | E2 | Utility - Cost of Equipment | 0 | 0 | 0 | 0 | 0 | 0 | 0 | 0 | 0 | 0 | 0 | 0 | 0 | 0 | 0 | 0 | 0 | 0 | 0 | 0 | 0 | 0 | 0 | 0 | 0 | 0 | 0 | 0 | 0 | 0 | 0 | 0 | 0
F4_Industrial_Stone, Clay, Glass_Existing_Miscellaneous_Natural Gas_Miscellaneous_E3 | F4 | Industrial | Stone, Clay, Glass | Existing | Miscellaneous | Natural Gas | Miscellaneous | E3 | Utility - Cost of Equipment | 0 | 0 | 0 | 0 | 0 | 0 | 0 | 0 | 0 | 0 | 0 | 0 | 0 | 0 | 0 | 0 | 0 | 0 | 0 | 0 | 0 | 0 | 0 | 0 | 0 | 0 | 0 | 0 | 0 | 0 | 0 | 0 | 0
F4_Industrial_Stone, Clay, Glass_Existing_Miscellaneous_Natural Gas_Miscellaneous_E4 | F4 | Industrial | Stone, Clay, Glass | Existing | Miscellaneous | Natural Gas | Miscellaneous | E4 | Utility - Cost of Equipment | 0 | 0 | 0 | 0 | 0 | 0 | 0 | 0 | 0 | 0 | 0 | 0 | 0 | 0 | 0 | 0 | 0 | 0 | 0 | 0 | 0 | 0 | 0 | 0 | 0 | 0 | 0 | 0 | 0 | 0 | 0 | 0 | 0
F4_Industrial_Stone, Clay, Glass_Existing_Miscellaneous_Natural Gas_Miscellaneous_E5 | F4 | Industrial | Stone, Clay, Glass | Existing | Miscellaneous | Natural Gas | Miscellaneous | E5 | Utility - Cost of Equipment | 0 | 0 | 0 | 0 | 0 | 0 | 0 | 0 | 0 | 0 | 0 | 0 | 0 | 0 | 0 | 0 | 0 | 0 | 0 | 0 | 0 | 0 | 0 | 0 | 0 | 0 | 0 | 0 | 0 | 0 | 0 | 0 | 0
F4_Industrial_Stone, Clay, Glass_Existing_Miscellaneous_Natural Gas_Miscellaneous_E6 | F4 | Industrial | Stone, Clay, Glass | Existing | Miscellaneous | Natural Gas | Miscellaneous | E6 | Utility - Cost of Equipment | 0 | 0 | 0 | 0 | 0 | 0 | 0 | 0 | 0 | 0 | 0 | 0 | 0 | 0 | 0 | 0 | 0 | 0 | 0 | 0 | 0 | 0 | 0 | 0 | 0 | 0 | 0 | 0 | 0 | 0 | 0 | 0 | 0
F4_Industrial_Stone, Clay, Glass_Existing_Miscellaneous_Natural Gas_Miscellaneous_E7 | F4 | Industrial | Stone, Clay, Glass | Existing | Miscellaneous | Natural Gas | Miscellaneous | E7 | Utility - Cost of Equipment | 0 | 0 | 0 | 0 | 0 | 0 | 0 | 0 | 0 | 0 | 0 | 0 | 0 | 0 | 0 | 0 | 0 | 0 | 0 | 0 | 0 | 0 | 0 | 0 | 0 | 0 | 0 | 0 | 0 | 0 | 0 | 0 | 0
F4_Industrial_Stone, Clay, Glass_Existing_Miscellaneous_Natural Gas_Miscellaneous_E8 | F4 | Industrial | Stone, Clay, Glass | Existing | Miscellaneous | Natural Gas | Miscellaneous | E8 | Utility - Cost of Equipment | 0 | 0 | 0 | 0 | 0 | 0 | 0 | 0 | 0 | 0 | 0 | 0 | 0 | 0 | 0 | 0 | 0 | 0 | 0 | 0 | 0 | 0 | 0 | 0 | 0 | 0 | 0 | 0 | 0 | 0 | 0 | 0 | 0
F4_Industrial_Stone, Clay, Glass_Existing_Miscellaneous_Natural Gas_Miscellaneous_E9 | F4 | Industrial | Stone, Clay, Glass | Existing | Miscellaneous | Natural Gas | Miscellaneous | E9 | Utility - Cost of Equipment | 0 | 0 | 0 | 0 | 0 | 0 | 0 | 0 | 0 | 0 | 0 | 0 | 0 | 0 | 0 | 0 | 0 | 0 | 0 | 0 | 0 | 0 | 0 | 0 | 0 | 0 | 0 | 0 | 0 | 0 | 0 | 0 | 0
F4_Industrial_Stone, Clay, Glass_Existing_Miscellaneous_Natural Gas_Miscellaneous_E10 | F4 | Industrial | Stone, Clay, Glass | Existing | Miscellaneous | Natural Gas | Miscellaneous | E10 | Utility - Cost of Equipment | 0 | 0 | 0 | 0 | 0 | 0 | 0 | 0 | 0 | 0 | 0 | 0 | 0 | 0 | 0 | 0 | 0 | 0 | 0 | 0 | 0 | 0 | 0 | 0 | 0 | 0 | 0 | 0 | 0 | 0 | 0 | 0 | 0
F5_Industrial_Stone, Clay, Glass_Existing_Miscellaneous_Natural Gas_Miscellaneous_E1 | F5 | Industrial | Stone, Clay, Glass | Existing | Miscellaneous | Natural Gas | Miscellaneous | E1 | Utility - Cost of Operation | 0 | 0 | 0 | 0 | 0 | 0 | 0 | 0 | 0 | 0 | 0 | 0 | 0 | 0 | 0 | 0 | 0 | 0 | 0 | 0 | 0 | 0 | 0 | 0 | 0 | 0 | 0 | 0 | 0 | 0 | 0 | 0 | 0
F5_Industrial_Stone, Clay, Glass_Existing_Miscellaneous_Natural Gas_Miscellaneous_E2 | F5 | Industrial | Stone, Clay, Glass | Existing | Miscellaneous | Natural Gas | Miscellaneous | E2 | Utility - Cost of Operation | 0 | 0 | 0 | 0 | 0 | 0 | 0 | 0 | 0 | 0 | 0 | 0 | 0 | 0 | 0 | 0 | 0 | 0 | 0 | 0 | 0 | 0 | 0 | 0 | 0 | 0 | 0 | 0 | 0 | 0 | 0 | 0 | 0
F5_Industrial_Stone, Clay, Glass_Existing_Miscellaneous_Natural Gas_Miscellaneous_E3 | F5 | Industrial | Stone, Clay, Glass | Existing | Miscellaneous | Natural Gas | Miscellaneous | E3 | Utility - Cost of Operation | 0 | 0 | 0 | 0 | 0 | 0 | 0 | 0 | 0 | 0 | 0 | 0 | 0 | 0 | 0 | 0 | 0 | 0 | 0 | 0 | 0 | 0 | 0 | 0 | 0 | 0 | 0 | 0 | 0 | 0 | 0 | 0 | 0
F5_Industrial_Stone, Clay, Glass_Existing_Miscellaneous_Natural Gas_Miscellaneous_E4 | F5 | Industrial | Stone, Clay, Glass | Existing | Miscellaneous | Natural Gas | Miscellaneous | E4 | Utility - Cost of Operation | 0 | 0 | 0 | 0 | 0 | 0 | 0 | 0 | 0 | 0 | 0 | 0 | 0 | 0 | 0 | 0 | 0 | 0 | 0 | 0 | 0 | 0 | 0 | 0 | 0 | 0 | 0 | 0 | 0 | 0 | 0 | 0 | 0
F5_Industrial_Stone, Clay, Glass_Existing_Miscellaneous_Natural Gas_Miscellaneous_E5 | F5 | Industrial | Stone, Clay, Glass | Existing | Miscellaneous | Natural Gas | Miscellaneous | E5 | Utility - Cost of Operation | 0 | 0 | 0 | 0 | 0 | 0 | 0 | 0 | 0 | 0 | 0 | 0 | 0 | 0 | 0 | 0 | 0 | 0 | 0 | 0 | 0 | 0 | 0 | 0 | 0 | 0 | 0 | 0 | 0 | 0 | 0 | 0 | 0
F5_Industrial_Stone, Clay, Glass_Existing_Miscellaneous_Natural Gas_Miscellaneous_E6 | F5 | Industrial | Stone, Clay, Glass | Existing | Miscellaneous | Natural Gas | Miscellaneous | E6 | Utility - Cost of Operation | 0 | 0 | 0 | 0 | 0 | 0 | 0 | 0 | 0 | 0 | 0 | 0 | 0 | 0 | 0 | 0 | 0 | 0 | 0 | 0 | 0 | 0 | 0 | 0 | 0 | 0 | 0 | 0 | 0 | 0 | 0 | 0 | 0
F5_Industrial_Stone, Clay, Glass_Existing_Miscellaneous_Natural Gas_Miscellaneous_E7 | F5 | Industrial | Stone, Clay, Glass | Existing | Miscellaneous | Natural Gas | Miscellaneous | E7 | Utility - Cost of Operation | 0 | 0 | 0 | 0 | 0 | 0 | 0 | 0 | 0 | 0 | 0 | 0 | 0 | 0 | 0 | 0 | 0 | 0 | 0 | 0 | 0 | 0 | 0 | 0 | 0 | 0 | 0 | 0 | 0 | 0 | 0 | 0 | 0
F5_Industrial_Stone, Clay, Glass_Existing_Miscellaneous_Natural Gas_Miscellaneous_E8 | F5 | Industrial | Stone, Clay, Glass | Existing | Miscellaneous | Natural Gas | Miscellaneous | E8 | Utility - Cost of Operation | 0 | 0 | 0 | 0 | 0 | 0 | 0 | 0 | 0 | 0 | 0 | 0 | 0 | 0 | 0 | 0 | 0 | 0 | 0 | 0 | 0 | 0 | 0 | 0 | 0 | 0 | 0 | 0 | 0 | 0 | 0 | 0 | 0
F5_Industrial_Stone, Clay, Glass_Existing_Miscellaneous_Natural Gas_Miscellaneous_E9 | F5 | Industrial | Stone, Clay, Glass | Existing | Miscellaneous | Natural Gas | Miscellaneous | E9 | Utility - Cost of Operation | 0 | 0 | 0 | 0 | 0 | 0 | 0 | 0 | 0 | 0 | 0 | 0 | 0 | 0 | 0 | 0 | 0 | 0 | 0 | 0 | 0 | 0 | 0 | 0 | 0 | 0 | 0 | 0 | 0 | 0 | 0 | 0 | 0
F5_Industrial_Stone, Clay, Glass_Existing_Miscellaneous_Natural Gas_Miscellaneous_E10 | F5 | Industrial | Stone, Clay, Glass | Existing | Miscellaneous | Natural Gas | Miscellaneous | E10 | Utility - Cost of Operation | 0 | 0 | 0 | 0 | 0 | 0 | 0 | 0 | 0 | 0 | 0 | 0 | 0 | 0 | 0 | 0 | 0 | 0 | 0 | 0 | 0 | 0 | 0 | 0 | 0 | 0 | 0 | 0 | 0 | 0 | 0 | 0 | 0
F6_Industrial_Stone, Clay, Glass_Existing_Miscellaneous_Natural Gas_Miscellaneous_E1 | F6 | Industrial | Stone, Clay, Glass | Existing | Miscellaneous | Natural Gas | Miscellaneous | E1 | Utility - Value of Sales | 0 | 0 | 0 | 0 | 0 | 0 | 0 | 0 | 0 | 0 | 0 | 0 | 0 | 0 | 0 | 0 | 0 | 0 | 0 | 0 | 0 | 0 | 0 | 0 | 0 | 0 | 0 | 0 | 0 | 0 | 0 | 0 | 0
F6_Industrial_Stone, Clay, Glass_Existing_Miscellaneous_Natural Gas_Miscellaneous_E2 | F6 | Industrial | Stone, Clay, Glass | Existing | Miscellaneous | Natural Gas | Miscellaneous | E2 | Utility - Value of Sales | 0 | 0 | 0 | 0 | 0 | 0 | 0 | 0 | 0 | 0 | 0 | 0 | 0 | 0 | 0 | 0 | 0 | 0 | 0 | 0 | 0 | 0 | 0 | 0 | 0 | 0 | 0 | 0 | 0 | 0 | 0 | 0 | 0
F6_Industrial_Stone, Clay, Glass_Existing_Miscellaneous_Natural Gas_Miscellaneous_E3 | F6 | Industrial | Stone, Clay, Glass | Existing | Miscellaneous | Natural Gas | Miscellaneous | E3 | Utility - Value of Sales | 0 | 0 | 0 | 0 | 0 | 0 | 0 | 0 | 0 | 0 | 0 | 0 | 0 | 0 | 0 | 0 | 0 | 0 | 0 | 0 | 0 | 0 | 0 | 0 | 0 | 0 | 0 | 0 | 0 | 0 | 0 | 0 | 0
F6_Industrial_Stone, Clay, Glass_Existing_Miscellaneous_Natural Gas_Miscellaneous_E4 | F6 | Industrial | Stone, Clay, Glass | Existing | Miscellaneous | Natural Gas | Miscellaneous | E4 | Utility - Value of Sales | 0 | 0 | 0 | 0 | 0 | 0 | 0 | 0 | 0 | 0 | 0 | 0 | 0 | 0 | 0 | 0 | 0 | 0 | 0 | 0 | 0 | 0 | 0 | 0 | 0 | 0 | 0 | 0 | 0 | 0 | 0 | 0 | 0
F6_Industrial_Stone, Clay, Glass_Existing_Miscellaneous_Natural Gas_Miscellaneous_E5 | F6 | Industrial | Stone, Clay, Glass | Existing | Miscellaneous | Natural Gas | Miscellaneous | E5 | Utility - Value of Sales | 0 | 0 | 0 | 0 | 0 | 0 | 0 | 0 | 0 | 0 | 0 | 0 | 0 | 0 | 0 | 0 | 0 | 0 | 0 | 0 | 0 | 0 | 0 | 0 | 0 | 0 | 0 | 0 | 0 | 0 | 0 | 0 | 0
F6_Industrial_Stone, Clay, Glass_Existing_Miscellaneous_Natural Gas_Miscellaneous_E6 | F6 | Industrial | Stone, Clay, Glass | Existing | Miscellaneous | Natural Gas | Miscellaneous | E6 | Utility - Value of Sales | 0 | 0 | 0 | 0 | 0 | 0 | 0 | 0 | 0 | 0 | 0 | 0 | 0 | 0 | 0 | 0 | 0 | 0 | 0 | 0 | 0 | 0 | 0 | 0 | 0 | 0 | 0 | 0 | 0 | 0 | 0 | 0 | 0
F6_Industrial_Stone, Clay, Glass_Existing_Miscellaneous_Natural Gas_Miscellaneous_E7 | F6 | Industrial | Stone, Clay, Glass | Existing | Miscellaneous | Natural Gas | Miscellaneous | E7 | Utility - Value of Sales | 0 | 0 | 0 | 0 | 0 | 0 | 0 | 0 | 0 | 0 | 0 | 0 | 0 | 0 | 0 | 0 | 0 | 0 | 0 | 0 | 0 | 0 | 0 | 0 | 0 | 0 | 0 | 0 | 0 | 0 | 0 | 0 | 0
F6_Industrial_Stone, Clay, Glass_Existing_Miscellaneous_Natural Gas_Miscellaneous_E8 | F6 | Industrial | Stone, Clay, Glass | Existing | Miscellaneous | Natural Gas | Miscellaneous | E8 | Utility - Value of Sales | 0 | 0 | 0 | 0 | 0 | 0 | 0 | 0 | 0 | 0 | 0 | 0 | 0 | 0 | 0 | 0 | 0 | 0 | 0 | 0 | 0 | 0 | 0 | 0 | 0 | 0 | 0 | 0 | 0 | 0 | 0 | 0 | 0
F6_Industrial_Stone, Clay, Glass_Existing_Miscellaneous_Natural Gas_Miscellaneous_E9 | F6 | Industrial | Stone, Clay, Glass | Existing | Miscellaneous | Natural Gas | Miscellaneous | E9 | Utility - Value of Sales | 0 | 0 | 0 | 0 | 0 | 0 | 0 | 0 | 0 | 0 | 0 | 0 | 0 | 0 | 0 | 0 | 0 | 0 | 0 | 0 | 0 | 0 | 0 | 0 | 0 | 0 | 0 | 0 | 0 | 0 | 0 | 0 | 0
F6_Industrial_Stone, Clay, Glass_Existing_Miscellaneous_Natural Gas_Miscellaneous_E10 | F6 | Industrial | Stone, Clay, Glass | Existing | Miscellaneous | Natural Gas | Miscellaneous | E10 | Utility - Value of Sales | 0 | 0 | 0 | 0 | 0 | 0 | 0 | 0 | 0 | 0 | 0 | 0 | 0 | 0 | 0 | 0 | 0 | 0 | 0 | 0 | 0 | 0 | 0 | 0 | 0 | 0 | 0 | 0 | 0 | 0 | 0 | 0 | 0
F1_Industrial_Stone, Clay, Glass_New_Space Heating_Natural Gas_Furnace_E1 | F1 | Industrial | Stone, Clay, Glass | New | Space Heating | Natural Gas | Furnace | E1 | RVT - Cost of Equipment | 0 | 0 | 0 | 0 | 0 | 0 | 0 | 0 | 0 | 0 | 0 | 0 | 0 | 0 | 0 | 0 | 0 | 0 | 0 | 0 | 0 | 0 | 0 | 0 | 0 | 0 | 0 | 0 | 0 | 0 | 0 | 0 | 0
F1_Industrial_Stone, Clay, Glass_New_Space Heating_Natural Gas_Furnace_E2 | F1 | Industrial | Stone, Clay, Glass | New | Space Heating | Natural Gas | Furnace | E2 | RVT - Cost of Equipment | 0 | 0 | 0 | 0 | 0 | 0 | 0 | 0 | 0 | 0 | 0 | 0 | 0 | 0 | 0 | 0 | 0 | 0 | 0 | 0 | 0 | 0 | 0 | 0 | 0 | 0 | 0 | 0 | 0 | 0 | 0 | 0 | 0
F1_Industrial_Stone, Clay, Glass_New_Space Heating_Natural Gas_Furnace_E3 | F1 | Industrial | Stone, Clay, Glass | New | Space Heating | Natural Gas | Furnace | E3 | RVT - Cost of Equipment | 0 | 0 | 0 | 0 | 0 | 0 | 0 | 0 | 0 | 0 | 0 | 0 | 0 | 0 | 0 | 0 | 0 | 0 | 0 | 0 | 0 | 0 | 0 | 0 | 0 | 0 | 0 | 0 | 0 | 0 | 0 | 0 | 0
F1_Industrial_Stone, Clay, Glass_New_Space Heating_Natural Gas_Furnace_E4 | F1 | Industrial | Stone, Clay, Glass | New | Space Heating | Natural Gas | Furnace | E4 | RVT - Cost of Equipment | 0 | 0 | 0 | 0 | 0 | 0 | 0 | 0 | 0 | 0 | 0 | 0 | 0 | 0 | 0 | 0 | 0 | 0 | 0 | 0 | 0 | 0 | 0 | 0 | 0 | 0 | 0 | 0 | 0 | 0 | 0 | 0 | 0
F1_Industrial_Stone, Clay, Glass_New_Space Heating_Natural Gas_Furnace_E5 | F1 | Industrial | Stone, Clay, Glass | New | Space Heating | Natural Gas | Furnace | E5 | RVT - Cost of Equipment | 0 | 0 | 0 | 0 | 0 | 0 | 0 | 0 | 0 | 0 | 0 | 0 | 0 | 0 | 0 | 0 | 0 | 0 | 0 | 0 | 0 | 0 | 0 | 0 | 0 | 0 | 0 | 0 | 0 | 0 | 0 | 0 | 0
F1_Industrial_Stone, Clay, Glass_New_Space Heating_Natural Gas_Furnace_E6 | F1 | Industrial | Stone, Clay, Glass | New | Space Heating | Natural Gas | Furnace | E6 | RVT - Cost of Equipment | 0 | 0 | 0 | 0 | 0 | 0 | 0 | 0 | 0 | 0 | 0 | 0 | 0 | 0 | 0 | 0 | 0 | 0 | 0 | 0 | 0 | 0 | 0 | 0 | 0 | 0 | 0 | 0 | 0 | 0 | 0 | 0 | 0
F1_Industrial_Stone, Clay, Glass_New_Space Heating_Natural Gas_Furnace_E7 | F1 | Industrial | Stone, Clay, Glass | New | Space Heating | Natural Gas | Furnace | E7 | RVT - Cost of Equipment | 0 | 0 | 0 | 0 | 0 | 0 | 0 | 0 | 0 | 0 | 0 | 0 | 0 | 0 | 0 | 0 | 0 | 0 | 0 | 0 | 0 | 0 | 0 | 0 | 0 | 0 | 0 | 0 | 0 | 0 | 0 | 0 | 0
F1_Industrial_Stone, Clay, Glass_New_Space Heating_Natural Gas_Furnace_E8 | F1 | Industrial | Stone, Clay, Glass | New | Space Heating | Natural Gas | Furnace | E8 | RVT - Cost of Equipment | 0 | 0 | 0 | 0 | 0 | 0 | 0 | 0 | 0 | 0 | 0 | 0 | 0 | 0 | 0 | 0 | 0 | 0 | 0 | 0 | 0 | 0 | 0 | 0 | 0 | 0 | 0 | 0 | 0 | 0 | 0 | 0 | 0
F1_Industrial_Stone, Clay, Glass_New_Space Heating_Natural Gas_Furnace_E9 | F1 | Industrial | Stone, Clay, Glass | New | Space Heating | Natural Gas | Furnace | E9 | RVT - Cost of Equipment | 0 | 0 | 0 | 0 | 0 | 0 | 0 | 0 | 0 | 0 | 0 | 0 | 0 | 0 | 0 | 0 | 0 | 0 | 0 | 0 | 0 | 0 | 0 | 0 | 0 | 0 | 0 | 0 | 0 | 0 | 0 | 0 | 0
F1_Industrial_Stone, Clay, Glass_New_Space Heating_Natural Gas_Furnace_E10 | F1 | Industrial | Stone, Clay, Glass | New | Space Heating | Natural Gas | Furnace | E10 | RVT - Cost of Equipment | 0 | 0 | 0 | 0 | 0 | 0 | 0 | 0 | 0 | 0 | 0 | 0 | 0 | 0 | 0 | 0 | 0 | 0 | 0 | 0 | 0 | 0 | 0 | 0 | 0 | 0 | 0 | 0 | 0 | 0 | 0 | 0 | 0
F2_Industrial_Stone, Clay, Glass_New_Space Heating_Natural Gas_Furnace_E1 | F2 | Industrial | Stone, Clay, Glass | New | Space Heating | Natural Gas | Furnace | E1 | RVT - Cost of Operation | 0 | 0 | 0 | 0 | 0 | 0 | 0 | 0 | 0 | 0 | 0 | 0 | 0 | 0 | 0 | 0 | 0 | 0 | 0 | 0 | 0 | 0 | 0 | 0 | 0 | 0 | 0 | 0 | 0 | 0 | 0 | 0 | 0
F2_Industrial_Stone, Clay, Glass_New_Space Heating_Natural Gas_Furnace_E2 | F2 | Industrial | Stone, Clay, Glass | New | Space Heating | Natural Gas | Furnace | E2 | RVT - Cost of Operation | 0 | 0 | 0 | 0 | 0 | 0 | 0 | 0 | 0 | 0 | 0 | 0 | 0 | 0 | 0 | 0 | 0 | 0 | 0 | 0 | 0 | 0 | 0 | 0 | 0 | 0 | 0 | 0 | 0 | 0 | 0 | 0 | 0
F2_Industrial_Stone, Clay, Glass_New_Space Heating_Natural Gas_Furnace_E3 | F2 | Industrial | Stone, Clay, Glass | New | Space Heating | Natural Gas | Furnace | E3 | RVT - Cost of Operation | 0 | 0 | 0 | 0 | 0 | 0 | 0 | 0 | 0 | 0 | 0 | 0 | 0 | 0 | 0 | 0 | 0 | 0 | 0 | 0 | 0 | 0 | 0 | 0 | 0 | 0 | 0 | 0 | 0 | 0 | 0 | 0 | 0
F2_Industrial_Stone, Clay, Glass_New_Space Heating_Natural Gas_Furnace_E4 | F2 | Industrial | Stone, Clay, Glass | New | Space Heating | Natural Gas | Furnace | E4 | RVT - Cost of Operation | 0 | 0 | 0 | 0 | 0 | 0 | 0 | 0 | 0 | 0 | 0 | 0 | 0 | 0 | 0 | 0 | 0 | 0 | 0 | 0 | 0 | 0 | 0 | 0 | 0 | 0 | 0 | 0 | 0 | 0 | 0 | 0 | 0
F2_Industrial_Stone, Clay, Glass_New_Space Heating_Natural Gas_Furnace_E5 | F2 | Industrial | Stone, Clay, Glass | New | Space Heating | Natural Gas | Furnace | E5 | RVT - Cost of Operation | 0 | 0 | 0 | 0 | 0 | 0 | 0 | 0 | 0 | 0 | 0 | 0 | 0 | 0 | 0 | 0 | 0 | 0 | 0 | 0 | 0 | 0 | 0 | 0 | 0 | 0 | 0 | 0 | 0 | 0 | 0 | 0 | 0
F2_Industrial_Stone, Clay, Glass_New_Space Heating_Natural Gas_Furnace_E6 | F2 | Industrial | Stone, Clay, Glass | New | Space Heating | Natural Gas | Furnace | E6 | RVT - Cost of Operation | 0 | 0 | 0 | 0 | 0 | 0 | 0 | 0 | 0 | 0 | 0 | 0 | 0 | 0 | 0 | 0 | 0 | 0 | 0 | 0 | 0 | 0 | 0 | 0 | 0 | 0 | 0 | 0 | 0 | 0 | 0 | 0 | 0
F2_Industrial_Stone, Clay, Glass_New_Space Heating_Natural Gas_Furnace_E7 | F2 | Industrial | Stone, Clay, Glass | New | Space Heating | Natural Gas | Furnace | E7 | RVT - Cost of Operation | 0 | 0 | 0 | 0 | 0 | 0 | 0 | 0 | 0 | 0 | 0 | 0 | 0 | 0 | 0 | 0 | 0 | 0 | 0 | 0 | 0 | 0 | 0 | 0 | 0 | 0 | 0 | 0 | 0 | 0 | 0 | 0 | 0
F2_Industrial_Stone, Clay, Glass_New_Space Heating_Natural Gas_Furnace_E8 | F2 | Industrial | Stone, Clay, Glass | New | Space Heating | Natural Gas | Furnace | E8 | RVT - Cost of Operation | 0 | 0 | 0 | 0 | 0 | 0 | 0 | 0 | 0 | 0 | 0 | 0 | 0 | 0 | 0 | 0 | 0 | 0 | 0 | 0 | 0 | 0 | 0 | 0 | 0 | 0 | 0 | 0 | 0 | 0 | 0 | 0 | 0
F2_Industrial_Stone, Clay, Glass_New_Space Heating_Natural Gas_Furnace_E9 | F2 | Industrial | Stone, Clay, Glass | New | Space Heating | Natural Gas | Furnace | E9 | RVT - Cost of Operation | 0 | 0 | 0 | 0 | 0 | 0 | 0 | 0 | 0 | 0 | 0 | 0 | 0 | 0 | 0 | 0 | 0 | 0 | 0 | 0 | 0 | 0 | 0 | 0 | 0 | 0 | 0 | 0 | 0 | 0 | 0 | 0 | 0
F2_Industrial_Stone, Clay, Glass_New_Space Heating_Natural Gas_Furnace_E10 | F2 | Industrial | Stone, Clay, Glass | New | Space Heating | Natural Gas | Furnace | E10 | RVT - Cost of Operation | 0 | 0 | 0 | 0 | 0 | 0 | 0 | 0 | 0 | 0 | 0 | 0 | 0 | 0 | 0 | 0 | 0 | 0 | 0 | 0 | 0 | 0 | 0 | 0 | 0 | 0 | 0 | 0 | 0 | 0 | 0 | 0 | 0
F3_Industrial_Stone, Clay, Glass_New_Space Heating_Natural Gas_Furnace_E1 | F3 | Industrial | Stone, Clay, Glass | New | Space Heating | Natural Gas | Furnace | E1 | System - kBTUs of Consumption | 0 | 0 | 0 | 0 | 0 | 0 | 0 | 0 | 0 | 0 | 0 | 0 | 0 | 0 | 0 | 0 | 0 | 0 | 0 | 0 | 0 | 0 | 0 | 0 | 0 | 0 | 0 | 0 | 0 | 0 | 0 | 0 | 0
F3_Industrial_Stone, Clay, Glass_New_Space Heating_Natural Gas_Furnace_E2 | F3 | Industrial | Stone, Clay, Glass | New | Space Heating | Natural Gas | Furnace | E2 | System - kBTUs of Consumption | 0 | 0 | 0 | 0 | 0 | 0 | 0 | 0 | 0 | 0 | 0 | 0 | 0 | 0 | 0 | 0 | 0 | 0 | 0 | 0 | 0 | 0 | 0 | 0 | 0 | 0 | 0 | 0 | 0 | 0 | 0 | 0 | 0
F3_Industrial_Stone, Clay, Glass_New_Space Heating_Natural Gas_Furnace_E3 | F3 | Industrial | Stone, Clay, Glass | New | Space Heating | Natural Gas | Furnace | E3 | System - kBTUs of Consumption | 0 | 0 | 0 | 0 | 0 | 0 | 0 | 0 | 0 | 0 | 0 | 0 | 0 | 0 | 0 | 0 | 0 | 0 | 0 | 0 | 0 | 0 | 0 | 0 | 0 | 0 | 0 | 0 | 0 | 0 | 0 | 0 | 0
F3_Industrial_Stone, Clay, Glass_New_Space Heating_Natural Gas_Furnace_E4 | F3 | Industrial | Stone, Clay, Glass | New | Space Heating | Natural Gas | Furnace | E4 | System - kBTUs of Consumption | 0 | 0 | 0 | 0 | 0 | 0 | 0 | 0 | 0 | 0 | 0 | 0 | 0 | 0 | 0 | 0 | 0 | 0 | 0 | 0 | 0 | 0 | 0 | 0 | 0 | 0 | 0 | 0 | 0 | 0 | 0 | 0 | 0
F3_Industrial_Stone, Clay, Glass_New_Space Heating_Natural Gas_Furnace_E5 | F3 | Industrial | Stone, Clay, Glass | New | Space Heating | Natural Gas | Furnace | E5 | System - kBTUs of Consumption | 0 | 0 | 0 | 0 | 0 | 0 | 0 | 0 | 0 | 0 | 0 | 0 | 0 | 0 | 0 | 0 | 0 | 0 | 0 | 0 | 0 | 0 | 0 | 0 | 0 | 0 | 0 | 0 | 0 | 0 | 0 | 0 | 0
F3_Industrial_Stone, Clay, Glass_New_Space Heating_Natural Gas_Furnace_E6 | F3 | Industrial | Stone, Clay, Glass | New | Space Heating | Natural Gas | Furnace | E6 | System - kBTUs of Consumption | 0 | 0 | 0 | 0 | 0 | 0 | 0 | 0 | 0 | 0 | 0 | 0 | 0 | 0 | 0 | 0 | 0 | 0 | 0 | 0 | 0 | 0 | 0 | 0 | 0 | 0 | 0 | 0 | 0 | 0 | 0 | 0 | 0
F3_Industrial_Stone, Clay, Glass_New_Space Heating_Natural Gas_Furnace_E7 | F3 | Industrial | Stone, Clay, Glass | New | Space Heating | Natural Gas | Furnace | E7 | System - kBTUs of Consumption | 0 | 0 | 0 | 0 | 0 | 0 | 0 | 0 | 0 | 0 | 0 | 0 | 0 | 0 | 0 | 0 | 0 | 0 | 0 | 0 | 0 | 0 | 0 | 0 | 0 | 0 | 0 | 0 | 0 | 0 | 0 | 0 | 0
F3_Industrial_Stone, Clay, Glass_New_Space Heating_Natural Gas_Furnace_E8 | F3 | Industrial | Stone, Clay, Glass | New | Space Heating | Natural Gas | Furnace | E8 | System - kBTUs of Consumption | 0 | 0 | 0 | 0 | 0 | 0 | 0 | 0 | 0 | 0 | 0 | 0 | 0 | 0 | 0 | 0 | 0 | 0 | 0 | 0 | 0 | 0 | 0 | 0 | 0 | 0 | 0 | 0 | 0 | 0 | 0 | 0 | 0
F3_Industrial_Stone, Clay, Glass_New_Space Heating_Natural Gas_Furnace_E9 | F3 | Industrial | Stone, Clay, Glass | New | Space Heating | Natural Gas | Furnace | E9 | System - kBTUs of Consumption | 0 | 0 | 0 | 0 | 0 | 0 | 0 | 0 | 0 | 0 | 0 | 0 | 0 | 0 | 0 | 0 | 0 | 0 | 0 | 0 | 0 | 0 | 0 | 0 | 0 | 0 | 0 | 0 | 0 | 0 | 0 | 0 | 0
F3_Industrial_Stone, Clay, Glass_New_Space Heating_Natural Gas_Furnace_E10 | F3 | Industrial | Stone, Clay, Glass | New | Space Heating | Natural Gas | Furnace | E10 | System - kBTUs of Consumption | 0 | 0 | 0 | 0 | 0 | 0 | 0 | 0 | 0 | 0 | 0 | 0 | 0 | 0 | 0 | 0 | 0 | 0 | 0 | 0 | 0 | 0 | 0 | 0 | 0 | 0 | 0 | 0 | 0 | 0 | 0 | 0 | 0
F4_Industrial_Stone, Clay, Glass_New_Space Heating_Natural Gas_Furnace_E1 | F4 | Industrial | Stone, Clay, Glass | New | Space Heating | Natural Gas | Furnace | E1 | Utility - Cost of Equipment | 0 | 0 | 0 | 0 | 0 | 0 | 0 | 0 | 0 | 0 | 0 | 0 | 0 | 0 | 0 | 0 | 0 | 0 | 0 | 0 | 0 | 0 | 0 | 0 | 0 | 0 | 0 | 0 | 0 | 0 | 0 | 0 | 0
F4_Industrial_Stone, Clay, Glass_New_Space Heating_Natural Gas_Furnace_E2 | F4 | Industrial | Stone, Clay, Glass | New | Space Heating | Natural Gas | Furnace | E2 | Utility - Cost of Equipment | 0 | 0 | 0 | 0 | 0 | 0 | 0 | 0 | 0 | 0 | 0 | 0 | 0 | 0 | 0 | 0 | 0 | 0 | 0 | 0 | 0 | 0 | 0 | 0 | 0 | 0 | 0 | 0 | 0 | 0 | 0 | 0 | 0
F4_Industrial_Stone, Clay, Glass_New_Space Heating_Natural Gas_Furnace_E3 | F4 | Industrial | Stone, Clay, Glass | New | Space Heating | Natural Gas | Furnace | E3 | Utility - Cost of Equipment | 0 | 0 | 0 | 0 | 0 | 0 | 0 | 0 | 0 | 0 | 0 | 0 | 0 | 0 | 0 | 0 | 0 | 0 | 0 | 0 | 0 | 0 | 0 | 0 | 0 | 0 | 0 | 0 | 0 | 0 | 0 | 0 | 0
F4_Industrial_Stone, Clay, Glass_New_Space Heating_Natural Gas_Furnace_E4 | F4 | Industrial | Stone, Clay, Glass | New | Space Heating | Natural Gas | Furnace | E4 | Utility - Cost of Equipment | 0 | 0 | 0 | 0 | 0 | 0 | 0 | 0 | 0 | 0 | 0 | 0 | 0 | 0 | 0 | 0 | 0 | 0 | 0 | 0 | 0 | 0 | 0 | 0 | 0 | 0 | 0 | 0 | 0 | 0 | 0 | 0 | 0
F4_Industrial_Stone, Clay, Glass_New_Space Heating_Natural Gas_Furnace_E5 | F4 | Industrial | Stone, Clay, Glass | New | Space Heating | Natural Gas | Furnace | E5 | Utility - Cost of Equipment | 0 | 0 | 0 | 0 | 0 | 0 | 0 | 0 | 0 | 0 | 0 | 0 | 0 | 0 | 0 | 0 | 0 | 0 | 0 | 0 | 0 | 0 | 0 | 0 | 0 | 0 | 0 | 0 | 0 | 0 | 0 | 0 | 0
F4_Industrial_Stone, Clay, Glass_New_Space Heating_Natural Gas_Furnace_E6 | F4 | Industrial | Stone, Clay, Glass | New | Space Heating | Natural Gas | Furnace | E6 | Utility - Cost of Equipment | 0 | 0 | 0 | 0 | 0 | 0 | 0 | 0 | 0 | 0 | 0 | 0 | 0 | 0 | 0 | 0 | 0 | 0 | 0 | 0 | 0 | 0 | 0 | 0 | 0 | 0 | 0 | 0 | 0 | 0 | 0 | 0 | 0
F4_Industrial_Stone, Clay, Glass_New_Space Heating_Natural Gas_Furnace_E7 | F4 | Industrial | Stone, Clay, Glass | New | Space Heating | Natural Gas | Furnace | E7 | Utility - Cost of Equipment | 0 | 0 | 0 | 0 | 0 | 0 | 0 | 0 | 0 | 0 | 0 | 0 | 0 | 0 | 0 | 0 | 0 | 0 | 0 | 0 | 0 | 0 | 0 | 0 | 0 | 0 | 0 | 0 | 0 | 0 | 0 | 0 | 0
F4_Industrial_Stone, Clay, Glass_New_Space Heating_Natural Gas_Furnace_E8 | F4 | Industrial | Stone, Clay, Glass | New | Space Heating | Natural Gas | Furnace | E8 | Utility - Cost of Equipment | 0 | 0 | 0 | 0 | 0 | 0 | 0 | 0 | 0 | 0 | 0 | 0 | 0 | 0 | 0 | 0 | 0 | 0 | 0 | 0 | 0 | 0 | 0 | 0 | 0 | 0 | 0 | 0 | 0 | 0 | 0 | 0 | 0
F4_Industrial_Stone, Clay, Glass_New_Space Heating_Natural Gas_Furnace_E9 | F4 | Industrial | Stone, Clay, Glass | New | Space Heating | Natural Gas | Furnace | E9 | Utility - Cost of Equipment | 0 | 0 | 0 | 0 | 0 | 0 | 0 | 0 | 0 | 0 | 0 | 0 | 0 | 0 | 0 | 0 | 0 | 0 | 0 | 0 | 0 | 0 | 0 | 0 | 0 | 0 | 0 | 0 | 0 | 0 | 0 | 0 | 0
F4_Industrial_Stone, Clay, Glass_New_Space Heating_Natural Gas_Furnace_E10 | F4 | Industrial | Stone, Clay, Glass | New | Space Heating | Natural Gas | Furnace | E10 | Utility - Cost of Equipment | 0 | 0 | 0 | 0 | 0 | 0 | 0 | 0 | 0 | 0 | 0 | 0 | 0 | 0 | 0 | 0 | 0 | 0 | 0 | 0 | 0 | 0 | 0 | 0 | 0 | 0 | 0 | 0 | 0 | 0 | 0 | 0 | 0
F5_Industrial_Stone, Clay, Glass_New_Space Heating_Natural Gas_Furnace_E1 | F5 | Industrial | Stone, Clay, Glass | New | Space Heating | Natural Gas | Furnace | E1 | Utility - Cost of Operation | 0 | 0 | 0 | 0 | 0 | 0 | 0 | 0 | 0 | 0 | 0 | 0 | 0 | 0 | 0 | 0 | 0 | 0 | 0 | 0 | 0 | 0 | 0 | 0 | 0 | 0 | 0 | 0 | 0 | 0 | 0 | 0 | 0
F5_Industrial_Stone, Clay, Glass_New_Space Heating_Natural Gas_Furnace_E2 | F5 | Industrial | Stone, Clay, Glass | New | Space Heating | Natural Gas | Furnace | E2 | Utility - Cost of Operation | 0 | 0 | 0 | 0 | 0 | 0 | 0 | 0 | 0 | 0 | 0 | 0 | 0 | 0 | 0 | 0 | 0 | 0 | 0 | 0 | 0 | 0 | 0 | 0 | 0 | 0 | 0 | 0 | 0 | 0 | 0 | 0 | 0
F5_Industrial_Stone, Clay, Glass_New_Space Heating_Natural Gas_Furnace_E3 | F5 | Industrial | Stone, Clay, Glass | New | Space Heating | Natural Gas | Furnace | E3 | Utility - Cost of Operation | 0 | 0 | 0 | 0 | 0 | 0 | 0 | 0 | 0 | 0 | 0 | 0 | 0 | 0 | 0 | 0 | 0 | 0 | 0 | 0 | 0 | 0 | 0 | 0 | 0 | 0 | 0 | 0 | 0 | 0 | 0 | 0 | 0
F5_Industrial_Stone, Clay, Glass_New_Space Heating_Natural Gas_Furnace_E4 | F5 | Industrial | Stone, Clay, Glass | New | Space Heating | Natural Gas | Furnace | E4 | Utility - Cost of Operation | 0 | 0 | 0 | 0 | 0 | 0 | 0 | 0 | 0 | 0 | 0 | 0 | 0 | 0 | 0 | 0 | 0 | 0 | 0 | 0 | 0 | 0 | 0 | 0 | 0 | 0 | 0 | 0 | 0 | 0 | 0 | 0 | 0
F5_Industrial_Stone, Clay, Glass_New_Space Heating_Natural Gas_Furnace_E5 | F5 | Industrial | Stone, Clay, Glass | New | Space Heating | Natural Gas | Furnace | E5 | Utility - Cost of Operation | 0 | 0 | 0 | 0 | 0 | 0 | 0 | 0 | 0 | 0 | 0 | 0 | 0 | 0 | 0 | 0 | 0 | 0 | 0 | 0 | 0 | 0 | 0 | 0 | 0 | 0 | 0 | 0 | 0 | 0 | 0 | 0 | 0
F5_Industrial_Stone, Clay, Glass_New_Space Heating_Natural Gas_Furnace_E6 | F5 | Industrial | Stone, Clay, Glass | New | Space Heating | Natural Gas | Furnace | E6 | Utility - Cost of Operation | 0 | 0 | 0 | 0 | 0 | 0 | 0 | 0 | 0 | 0 | 0 | 0 | 0 | 0 | 0 | 0 | 0 | 0 | 0 | 0 | 0 | 0 | 0 | 0 | 0 | 0 | 0 | 0 | 0 | 0 | 0 | 0 | 0
F5_Industrial_Stone, Clay, Glass_New_Space Heating_Natural Gas_Furnace_E7 | F5 | Industrial | Stone, Clay, Glass | New | Space Heating | Natural Gas | Furnace | E7 | Utility - Cost of Operation | 0 | 0 | 0 | 0 | 0 | 0 | 0 | 0 | 0 | 0 | 0 | 0 | 0 | 0 | 0 | 0 | 0 | 0 | 0 | 0 | 0 | 0 | 0 | 0 | 0 | 0 | 0 | 0 | 0 | 0 | 0 | 0 | 0
F5_Industrial_Stone, Clay, Glass_New_Space Heating_Natural Gas_Furnace_E8 | F5 | Industrial | Stone, Clay, Glass | New | Space Heating | Natural Gas | Furnace | E8 | Utility - Cost of Operation | 0 | 0 | 0 | 0 | 0 | 0 | 0 | 0 | 0 | 0 | 0 | 0 | 0 | 0 | 0 | 0 | 0 | 0 | 0 | 0 | 0 | 0 | 0 | 0 | 0 | 0 | 0 | 0 | 0 | 0 | 0 | 0 | 0
F5_Industrial_Stone, Clay, Glass_New_Space Heating_Natural Gas_Furnace_E9 | F5 | Industrial | Stone, Clay, Glass | New | Space Heating | Natural Gas | Furnace | E9 | Utility - Cost of Operation | 0 | 0 | 0 | 0 | 0 | 0 | 0 | 0 | 0 | 0 | 0 | 0 | 0 | 0 | 0 | 0 | 0 | 0 | 0 | 0 | 0 | 0 | 0 | 0 | 0 | 0 | 0 | 0 | 0 | 0 | 0 | 0 | 0
F5_Industrial_Stone, Clay, Glass_New_Space Heating_Natural Gas_Furnace_E10 | F5 | Industrial | Stone, Clay, Glass | New | Space Heating | Natural Gas | Furnace | E10 | Utility - Cost of Operation | 0 | 0 | 0 | 0 | 0 | 0 | 0 | 0 | 0 | 0 | 0 | 0 | 0 | 0 | 0 | 0 | 0 | 0 | 0 | 0 | 0 | 0 | 0 | 0 | 0 | 0 | 0 | 0 | 0 | 0 | 0 | 0 | 0
F6_Industrial_Stone, Clay, Glass_New_Space Heating_Natural Gas_Furnace_E1 | F6 | Industrial | Stone, Clay, Glass | New | Space Heating | Natural Gas | Furnace | E1 | Utility - Value of Sales | 0 | 0 | 0 | 0 | 0 | 0 | 0 | 0 | 0 | 0 | 0 | 0 | 0 | 0 | 0 | 0 | 0 | 0 | 0 | 0 | 0 | 0 | 0 | 0 | 0 | 0 | 0 | 0 | 0 | 0 | 0 | 0 | 0
F6_Industrial_Stone, Clay, Glass_New_Space Heating_Natural Gas_Furnace_E2 | F6 | Industrial | Stone, Clay, Glass | New | Space Heating | Natural Gas | Furnace | E2 | Utility - Value of Sales | 0 | 0 | 0 | 0 | 0 | 0 | 0 | 0 | 0 | 0 | 0 | 0 | 0 | 0 | 0 | 0 | 0 | 0 | 0 | 0 | 0 | 0 | 0 | 0 | 0 | 0 | 0 | 0 | 0 | 0 | 0 | 0 | 0
F6_Industrial_Stone, Clay, Glass_New_Space Heating_Natural Gas_Furnace_E3 | F6 | Industrial | Stone, Clay, Glass | New | Space Heating | Natural Gas | Furnace | E3 | Utility - Value of Sales | 0 | 0 | 0 | 0 | 0 | 0 | 0 | 0 | 0 | 0 | 0 | 0 | 0 | 0 | 0 | 0 | 0 | 0 | 0 | 0 | 0 | 0 | 0 | 0 | 0 | 0 | 0 | 0 | 0 | 0 | 0 | 0 | 0
F6_Industrial_Stone, Clay, Glass_New_Space Heating_Natural Gas_Furnace_E4 | F6 | Industrial | Stone, Clay, Glass | New | Space Heating | Natural Gas | Furnace | E4 | Utility - Value of Sales | 0 | 0 | 0 | 0 | 0 | 0 | 0 | 0 | 0 | 0 | 0 | 0 | 0 | 0 | 0 | 0 | 0 | 0 | 0 | 0 | 0 | 0 | 0 | 0 | 0 | 0 | 0 | 0 | 0 | 0 | 0 | 0 | 0
F6_Industrial_Stone, Clay, Glass_New_Space Heating_Natural Gas_Furnace_E5 | F6 | Industrial | Stone, Clay, Glass | New | Space Heating | Natural Gas | Furnace | E5 | Utility - Value of Sales | 0 | 0 | 0 | 0 | 0 | 0 | 0 | 0 | 0 | 0 | 0 | 0 | 0 | 0 | 0 | 0 | 0 | 0 | 0 | 0 | 0 | 0 | 0 | 0 | 0 | 0 | 0 | 0 | 0 | 0 | 0 | 0 | 0
F6_Industrial_Stone, Clay, Glass_New_Space Heating_Natural Gas_Furnace_E6 | F6 | Industrial | Stone, Clay, Glass | New | Space Heating | Natural Gas | Furnace | E6 | Utility - Value of Sales | 0 | 0 | 0 | 0 | 0 | 0 | 0 | 0 | 0 | 0 | 0 | 0 | 0 | 0 | 0 | 0 | 0 | 0 | 0 | 0 | 0 | 0 | 0 | 0 | 0 | 0 | 0 | 0 | 0 | 0 | 0 | 0 | 0
F6_Industrial_Stone, Clay, Glass_New_Space Heating_Natural Gas_Furnace_E7 | F6 | Industrial | Stone, Clay, Glass | New | Space Heating | Natural Gas | Furnace | E7 | Utility - Value of Sales | 0 | 0 | 0 | 0 | 0 | 0 | 0 | 0 | 0 | 0 | 0 | 0 | 0 | 0 | 0 | 0 | 0 | 0 | 0 | 0 | 0 | 0 | 0 | 0 | 0 | 0 | 0 | 0 | 0 | 0 | 0 | 0 | 0
F6_Industrial_Stone, Clay, Glass_New_Space Heating_Natural Gas_Furnace_E8 | F6 | Industrial | Stone, Clay, Glass | New | Space Heating | Natural Gas | Furnace | E8 | Utility - Value of Sales | 0 | 0 | 0 | 0 | 0 | 0 | 0 | 0 | 0 | 0 | 0 | 0 | 0 | 0 | 0 | 0 | 0 | 0 | 0 | 0 | 0 | 0 | 0 | 0 | 0 | 0 | 0 | 0 | 0 | 0 | 0 | 0 | 0
F6_Industrial_Stone, Clay, Glass_New_Space Heating_Natural Gas_Furnace_E9 | F6 | Industrial | Stone, Clay, Glass | New | Space Heating | Natural Gas | Furnace | E9 | Utility - Value of Sales | 0 | 0 | 0 | 0 | 0 | 0 | 0 | 0 | 0 | 0 | 0 | 0 | 0 | 0 | 0 | 0 | 0 | 0 | 0 | 0 | 0 | 0 | 0 | 0 | 0 | 0 | 0 | 0 | 0 | 0 | 0 | 0 | 0
F6_Industrial_Stone, Clay, Glass_New_Space Heating_Natural Gas_Furnace_E10 | F6 | Industrial | Stone, Clay, Glass | New | Space Heating | Natural Gas | Furnace | E10 | Utility - Value of Sales | 0 | 0 | 0 | 0 | 0 | 0 | 0 | 0 | 0 | 0 | 0 | 0 | 0 | 0 | 0 | 0 | 0 | 0 | 0 | 0 | 0 | 0 | 0 | 0 | 0 | 0 | 0 | 0 | 0 | 0 | 0 | 0 | 0
F1_Industrial_Stone, Clay, Glass_New_Space Heating_Natural Gas_Boiler_E1 | F1 | Industrial | Stone, Clay, Glass | New | Space Heating | Natural Gas | Boiler | E1 | RVT - Cost of Equipment | 0 | 0 | 0 | 0 | 0 | 0 | 0 | 0 | 0 | 0 | 0 | 0 | 0 | 0 | 0 | 0 | 0 | 0 | 0 | 0 | 0 | 0 | 0 | 0 | 0 | 0 | 0 | 0 | 0 | 0 | 0 | 0 | 0
F1_Industrial_Stone, Clay, Glass_New_Space Heating_Natural Gas_Boiler_E2 | F1 | Industrial | Stone, Clay, Glass | New | Space Heating | Natural Gas | Boiler | E2 | RVT - Cost of Equipment | 0 | 0 | 0 | 0 | 0 | 0 | 0 | 0 | 0 | 0 | 0 | 0 | 0 | 0 | 0 | 0 | 0 | 0 | 0 | 0 | 0 | 0 | 0 | 0 | 0 | 0 | 0 | 0 | 0 | 0 | 0 | 0 | 0
F1_Industrial_Stone, Clay, Glass_New_Space Heating_Natural Gas_Boiler_E3 | F1 | Industrial | Stone, Clay, Glass | New | Space Heating | Natural Gas | Boiler | E3 | RVT - Cost of Equipment | 0 | 0 | 0 | 0 | 0 | 0 | 0 | 0 | 0 | 0 | 0 | 0 | 0 | 0 | 0 | 0 | 0 | 0 | 0 | 0 | 0 | 0 | 0 | 0 | 0 | 0 | 0 | 0 | 0 | 0 | 0 | 0 | 0
F1_Industrial_Stone, Clay, Glass_New_Space Heating_Natural Gas_Boiler_E4 | F1 | Industrial | Stone, Clay, Glass | New | Space Heating | Natural Gas | Boiler | E4 | RVT - Cost of Equipment | 0 | 0 | 0 | 0 | 0 | 0 | 0 | 0 | 0 | 0 | 0 | 0 | 0 | 0 | 0 | 0 | 0 | 0 | 0 | 0 | 0 | 0 | 0 | 0 | 0 | 0 | 0 | 0 | 0 | 0 | 0 | 0 | 0
F1_Industrial_Stone, Clay, Glass_New_Space Heating_Natural Gas_Boiler_E5 | F1 | Industrial | Stone, Clay, Glass | New | Space Heating | Natural Gas | Boiler | E5 | RVT - Cost of Equipment | 0 | 0 | 0 | 0 | 0 | 0 | 0 | 0 | 0 | 0 | 0 | 0 | 0 | 0 | 0 | 0 | 0 | 0 | 0 | 0 | 0 | 0 | 0 | 0 | 0 | 0 | 0 | 0 | 0 | 0 | 0 | 0 | 0
F1_Industrial_Stone, Clay, Glass_New_Space Heating_Natural Gas_Boiler_E6 | F1 | Industrial | Stone, Clay, Glass | New | Space Heating | Natural Gas | Boiler | E6 | RVT - Cost of Equipment | 0 | 0 | 0 | 0 | 0 | 0 | 0 | 0 | 0 | 0 | 0 | 0 | 0 | 0 | 0 | 0 | 0 | 0 | 0 | 0 | 0 | 0 | 0 | 0 | 0 | 0 | 0 | 0 | 0 | 0 | 0 | 0 | 0
F1_Industrial_Stone, Clay, Glass_New_Space Heating_Natural Gas_Boiler_E7 | F1 | Industrial | Stone, Clay, Glass | New | Space Heating | Natural Gas | Boiler | E7 | RVT - Cost of Equipment | 0 | 0 | 0 | 0 | 0 | 0 | 0 | 0 | 0 | 0 | 0 | 0 | 0 | 0 | 0 | 0 | 0 | 0 | 0 | 0 | 0 | 0 | 0 | 0 | 0 | 0 | 0 | 0 | 0 | 0 | 0 | 0 | 0
F1_Industrial_Stone, Clay, Glass_New_Space Heating_Natural Gas_Boiler_E8 | F1 | Industrial | Stone, Clay, Glass | New | Space Heating | Natural Gas | Boiler | E8 | RVT - Cost of Equipment | 0 | 0 | 0 | 0 | 0 | 0 | 0 | 0 | 0 | 0 | 0 | 0 | 0 | 0 | 0 | 0 | 0 | 0 | 0 | 0 | 0 | 0 | 0 | 0 | 0 | 0 | 0 | 0 | 0 | 0 | 0 | 0 | 0
F1_Industrial_Stone, Clay, Glass_New_Space Heating_Natural Gas_Boiler_E9 | F1 | Industrial | Stone, Clay, Glass | New | Space Heating | Natural Gas | Boiler | E9 | RVT - Cost of Equipment | 0 | 0 | 0 | 0 | 0 | 0 | 0 | 0 | 0 | 0 | 0 | 0 | 0 | 0 | 0 | 0 | 0 | 0 | 0 | 0 | 0 | 0 | 0 | 0 | 0 | 0 | 0 | 0 | 0 | 0 | 0 | 0 | 0
F1_Industrial_Stone, Clay, Glass_New_Space Heating_Natural Gas_Boiler_E10 | F1 | Industrial | Stone, Clay, Glass | New | Space Heating | Natural Gas | Boiler | E10 | RVT - Cost of Equipment | 0 | 0 | 0 | 0 | 0 | 0 | 0 | 0 | 0 | 0 | 0 | 0 | 0 | 0 | 0 | 0 | 0 | 0 | 0 | 0 | 0 | 0 | 0 | 0 | 0 | 0 | 0 | 0 | 0 | 0 | 0 | 0 | 0
F2_Industrial_Stone, Clay, Glass_New_Space Heating_Natural Gas_Boiler_E1 | F2 | Industrial | Stone, Clay, Glass | New | Space Heating | Natural Gas | Boiler | E1 | RVT - Cost of Operation | 0 | 0 | 0 | 0 | 0 | 0 | 0 | 0 | 0 | 0 | 0 | 0 | 0 | 0 | 0 | 0 | 0 | 0 | 0 | 0 | 0 | 0 | 0 | 0 | 0 | 0 | 0 | 0 | 0 | 0 | 0 | 0 | 0
F2_Industrial_Stone, Clay, Glass_New_Space Heating_Natural Gas_Boiler_E2 | F2 | Industrial | Stone, Clay, Glass | New | Space Heating | Natural Gas | Boiler | E2 | RVT - Cost of Operation | 0 | 0 | 0 | 0 | 0 | 0 | 0 | 0 | 0 | 0 | 0 | 0 | 0 | 0 | 0 | 0 | 0 | 0 | 0 | 0 | 0 | 0 | 0 | 0 | 0 | 0 | 0 | 0 | 0 | 0 | 0 | 0 | 0
F2_Industrial_Stone, Clay, Glass_New_Space Heating_Natural Gas_Boiler_E3 | F2 | Industrial | Stone, Clay, Glass | New | Space Heating | Natural Gas | Boiler | E3 | RVT - Cost of Operation | 0 | 0 | 0 | 0 | 0 | 0 | 0 | 0 | 0 | 0 | 0 | 0 | 0 | 0 | 0 | 0 | 0 | 0 | 0 | 0 | 0 | 0 | 0 | 0 | 0 | 0 | 0 | 0 | 0 | 0 | 0 | 0 | 0
F2_Industrial_Stone, Clay, Glass_New_Space Heating_Natural Gas_Boiler_E4 | F2 | Industrial | Stone, Clay, Glass | New | Space Heating | Natural Gas | Boiler | E4 | RVT - Cost of Operation | 0 | 0 | 0 | 0 | 0 | 0 | 0 | 0 | 0 | 0 | 0 | 0 | 0 | 0 | 0 | 0 | 0 | 0 | 0 | 0 | 0 | 0 | 0 | 0 | 0 | 0 | 0 | 0 | 0 | 0 | 0 | 0 | 0
F2_Industrial_Stone, Clay, Glass_New_Space Heating_Natural Gas_Boiler_E5 | F2 | Industrial | Stone, Clay, Glass | New | Space Heating | Natural Gas | Boiler | E5 | RVT - Cost of Operation | 0 | 0 | 0 | 0 | 0 | 0 | 0 | 0 | 0 | 0 | 0 | 0 | 0 | 0 | 0 | 0 | 0 | 0 | 0 | 0 | 0 | 0 | 0 | 0 | 0 | 0 | 0 | 0 | 0 | 0 | 0 | 0 | 0
F2_Industrial_Stone, Clay, Glass_New_Space Heating_Natural Gas_Boiler_E6 | F2 | Industrial | Stone, Clay, Glass | New | Space Heating | Natural Gas | Boiler | E6 | RVT - Cost of Operation | 0 | 0 | 0 | 0 | 0 | 0 | 0 | 0 | 0 | 0 | 0 | 0 | 0 | 0 | 0 | 0 | 0 | 0 | 0 | 0 | 0 | 0 | 0 | 0 | 0 | 0 | 0 | 0 | 0 | 0 | 0 | 0 | 0
F2_Industrial_Stone, Clay, Glass_New_Space Heating_Natural Gas_Boiler_E7 | F2 | Industrial | Stone, Clay, Glass | New | Space Heating | Natural Gas | Boiler | E7 | RVT - Cost of Operation | 0 | 0 | 0 | 0 | 0 | 0 | 0 | 0 | 0 | 0 | 0 | 0 | 0 | 0 | 0 | 0 | 0 | 0 | 0 | 0 | 0 | 0 | 0 | 0 | 0 | 0 | 0 | 0 | 0 | 0 | 0 | 0 | 0
F2_Industrial_Stone, Clay, Glass_New_Space Heating_Natural Gas_Boiler_E8 | F2 | Industrial | Stone, Clay, Glass | New | Space Heating | Natural Gas | Boiler | E8 | RVT - Cost of Operation | 0 | 0 | 0 | 0 | 0 | 0 | 0 | 0 | 0 | 0 | 0 | 0 | 0 | 0 | 0 | 0 | 0 | 0 | 0 | 0 | 0 | 0 | 0 | 0 | 0 | 0 | 0 | 0 | 0 | 0 | 0 | 0 | 0
F2_Industrial_Stone, Clay, Glass_New_Space Heating_Natural Gas_Boiler_E9 | F2 | Industrial | Stone, Clay, Glass | New | Space Heating | Natural Gas | Boiler | E9 | RVT - Cost of Operation | 0 | 0 | 0 | 0 | 0 | 0 | 0 | 0 | 0 | 0 | 0 | 0 | 0 | 0 | 0 | 0 | 0 | 0 | 0 | 0 | 0 | 0 | 0 | 0 | 0 | 0 | 0 | 0 | 0 | 0 | 0 | 0 | 0
F2_Industrial_Stone, Clay, Glass_New_Space Heating_Natural Gas_Boiler_E10 | F2 | Industrial | Stone, Clay, Glass | New | Space Heating | Natural Gas | Boiler | E10 | RVT - Cost of Operation | 0 | 0 | 0 | 0 | 0 | 0 | 0 | 0 | 0 | 0 | 0 | 0 | 0 | 0 | 0 | 0 | 0 | 0 | 0 | 0 | 0 | 0 | 0 | 0 | 0 | 0 | 0 | 0 | 0 | 0 | 0 | 0 | 0
F3_Industrial_Stone, Clay, Glass_New_Space Heating_Natural Gas_Boiler_E1 | F3 | Industrial | Stone, Clay, Glass | New | Space Heating | Natural Gas | Boiler | E1 | System - kBTUs of Consumption | 0 | 0 | 0 | 0 | 0 | 0 | 0 | 0 | 0 | 0 | 0 | 0 | 0 | 0 | 0 | 0 | 0 | 0 | 0 | 0 | 0 | 0 | 0 | 0 | 0 | 0 | 0 | 0 | 0 | 0 | 0 | 0 | 0
F3_Industrial_Stone, Clay, Glass_New_Space Heating_Natural Gas_Boiler_E2 | F3 | Industrial | Stone, Clay, Glass | New | Space Heating | Natural Gas | Boiler | E2 | System - kBTUs of Consumption | 0 | 0 | 0 | 0 | 0 | 0 | 0 | 0 | 0 | 0 | 0 | 0 | 0 | 0 | 0 | 0 | 0 | 0 | 0 | 0 | 0 | 0 | 0 | 0 | 0 | 0 | 0 | 0 | 0 | 0 | 0 | 0 | 0
F3_Industrial_Stone, Clay, Glass_New_Space Heating_Natural Gas_Boiler_E3 | F3 | Industrial | Stone, Clay, Glass | New | Space Heating | Natural Gas | Boiler | E3 | System - kBTUs of Consumption | 0 | 0 | 0 | 0 | 0 | 0 | 0 | 0 | 0 | 0 | 0 | 0 | 0 | 0 | 0 | 0 | 0 | 0 | 0 | 0 | 0 | 0 | 0 | 0 | 0 | 0 | 0 | 0 | 0 | 0 | 0 | 0 | 0
F3_Industrial_Stone, Clay, Glass_New_Space Heating_Natural Gas_Boiler_E4 | F3 | Industrial | Stone, Clay, Glass | New | Space Heating | Natural Gas | Boiler | E4 | System - kBTUs of Consumption | 0 | 0 | 0 | 0 | 0 | 0 | 0 | 0 | 0 | 0 | 0 | 0 | 0 | 0 | 0 | 0 | 0 | 0 | 0 | 0 | 0 | 0 | 0 | 0 | 0 | 0 | 0 | 0 | 0 | 0 | 0 | 0 | 0
F3_Industrial_Stone, Clay, Glass_New_Space Heating_Natural Gas_Boiler_E5 | F3 | Industrial | Stone, Clay, Glass | New | Space Heating | Natural Gas | Boiler | E5 | System - kBTUs of Consumption | 0 | 0 | 0 | 0 | 0 | 0 | 0 | 0 | 0 | 0 | 0 | 0 | 0 | 0 | 0 | 0 | 0 | 0 | 0 | 0 | 0 | 0 | 0 | 0 | 0 | 0 | 0 | 0 | 0 | 0 | 0 | 0 | 0
F3_Industrial_Stone, Clay, Glass_New_Space Heating_Natural Gas_Boiler_E6 | F3 | Industrial | Stone, Clay, Glass | New | Space Heating | Natural Gas | Boiler | E6 | System - kBTUs of Consumption | 0 | 0 | 0 | 0 | 0 | 0 | 0 | 0 | 0 | 0 | 0 | 0 | 0 | 0 | 0 | 0 | 0 | 0 | 0 | 0 | 0 | 0 | 0 | 0 | 0 | 0 | 0 | 0 | 0 | 0 | 0 | 0 | 0
F3_Industrial_Stone, Clay, Glass_New_Space Heating_Natural Gas_Boiler_E7 | F3 | Industrial | Stone, Clay, Glass | New | Space Heating | Natural Gas | Boiler | E7 | System - kBTUs of Consumption | 0 | 0 | 0 | 0 | 0 | 0 | 0 | 0 | 0 | 0 | 0 | 0 | 0 | 0 | 0 | 0 | 0 | 0 | 0 | 0 | 0 | 0 | 0 | 0 | 0 | 0 | 0 | 0 | 0 | 0 | 0 | 0 | 0
F3_Industrial_Stone, Clay, Glass_New_Space Heating_Natural Gas_Boiler_E8 | F3 | Industrial | Stone, Clay, Glass | New | Space Heating | Natural Gas | Boiler | E8 | System - kBTUs of Consumption | 0 | 0 | 0 | 0 | 0 | 0 | 0 | 0 | 0 | 0 | 0 | 0 | 0 | 0 | 0 | 0 | 0 | 0 | 0 | 0 | 0 | 0 | 0 | 0 | 0 | 0 | 0 | 0 | 0 | 0 | 0 | 0 | 0
F3_Industrial_Stone, Clay, Glass_New_Space Heating_Natural Gas_Boiler_E9 | F3 | Industrial | Stone, Clay, Glass | New | Space Heating | Natural Gas | Boiler | E9 | System - kBTUs of Consumption | 0 | 0 | 0 | 0 | 0 | 0 | 0 | 0 | 0 | 0 | 0 | 0 | 0 | 0 | 0 | 0 | 0 | 0 | 0 | 0 | 0 | 0 | 0 | 0 | 0 | 0 | 0 | 0 | 0 | 0 | 0 | 0 | 0
F3_Industrial_Stone, Clay, Glass_New_Space Heating_Natural Gas_Boiler_E10 | F3 | Industrial | Stone, Clay, Glass | New | Space Heating | Natural Gas | Boiler | E10 | System - kBTUs of Consumption | 0 | 0 | 0 | 0 | 0 | 0 | 0 | 0 | 0 | 0 | 0 | 0 | 0 | 0 | 0 | 0 | 0 | 0 | 0 | 0 | 0 | 0 | 0 | 0 | 0 | 0 | 0 | 0 | 0 | 0 | 0 | 0 | 0
F4_Industrial_Stone, Clay, Glass_New_Space Heating_Natural Gas_Boiler_E1 | F4 | Industrial | Stone, Clay, Glass | New | Space Heating | Natural Gas | Boiler | E1 | Utility - Cost of Equipment | 0 | 0 | 0 | 0 | 0 | 0 | 0 | 0 | 0 | 0 | 0 | 0 | 0 | 0 | 0 | 0 | 0 | 0 | 0 | 0 | 0 | 0 | 0 | 0 | 0 | 0 | 0 | 0 | 0 | 0 | 0 | 0 | 0
F4_Industrial_Stone, Clay, Glass_New_Space Heating_Natural Gas_Boiler_E2 | F4 | Industrial | Stone, Clay, Glass | New | Space Heating | Natural Gas | Boiler | E2 | Utility - Cost of Equipment | 0 | 0 | 0 | 0 | 0 | 0 | 0 | 0 | 0 | 0 | 0 | 0 | 0 | 0 | 0 | 0 | 0 | 0 | 0 | 0 | 0 | 0 | 0 | 0 | 0 | 0 | 0 | 0 | 0 | 0 | 0 | 0 | 0
F4_Industrial_Stone, Clay, Glass_New_Space Heating_Natural Gas_Boiler_E3 | F4 | Industrial | Stone, Clay, Glass | New | Space Heating | Natural Gas | Boiler | E3 | Utility - Cost of Equipment | 0 | 0 | 0 | 0 | 0 | 0 | 0 | 0 | 0 | 0 | 0 | 0 | 0 | 0 | 0 | 0 | 0 | 0 | 0 | 0 | 0 | 0 | 0 | 0 | 0 | 0 | 0 | 0 | 0 | 0 | 0 | 0 | 0
F4_Industrial_Stone, Clay, Glass_New_Space Heating_Natural Gas_Boiler_E4 | F4 | Industrial | Stone, Clay, Glass | New | Space Heating | Natural Gas | Boiler | E4 | Utility - Cost of Equipment | 0 | 0 | 0 | 0 | 0 | 0 | 0 | 0 | 0 | 0 | 0 | 0 | 0 | 0 | 0 | 0 | 0 | 0 | 0 | 0 | 0 | 0 | 0 | 0 | 0 | 0 | 0 | 0 | 0 | 0 | 0 | 0 | 0
F4_Industrial_Stone, Clay, Glass_New_Space Heating_Natural Gas_Boiler_E5 | F4 | Industrial | Stone, Clay, Glass | New | Space Heating | Natural Gas | Boiler | E5 | Utility - Cost of Equipment | 0 | 0 | 0 | 0 | 0 | 0 | 0 | 0 | 0 | 0 | 0 | 0 | 0 | 0 | 0 | 0 | 0 | 0 | 0 | 0 | 0 | 0 | 0 | 0 | 0 | 0 | 0 | 0 | 0 | 0 | 0 | 0 | 0
F4_Industrial_Stone, Clay, Glass_New_Space Heating_Natural Gas_Boiler_E6 | F4 | Industrial | Stone, Clay, Glass | New | Space Heating | Natural Gas | Boiler | E6 | Utility - Cost of Equipment | 0 | 0 | 0 | 0 | 0 | 0 | 0 | 0 | 0 | 0 | 0 | 0 | 0 | 0 | 0 | 0 | 0 | 0 | 0 | 0 | 0 | 0 | 0 | 0 | 0 | 0 | 0 | 0 | 0 | 0 | 0 | 0 | 0
F4_Industrial_Stone, Clay, Glass_New_Space Heating_Natural Gas_Boiler_E7 | F4 | Industrial | Stone, Clay, Glass | New | Space Heating | Natural Gas | Boiler | E7 | Utility - Cost of Equipment | 0 | 0 | 0 | 0 | 0 | 0 | 0 | 0 | 0 | 0 | 0 | 0 | 0 | 0 | 0 | 0 | 0 | 0 | 0 | 0 | 0 | 0 | 0 | 0 | 0 | 0 | 0 | 0 | 0 | 0 | 0 | 0 | 0
F4_Industrial_Stone, Clay, Glass_New_Space Heating_Natural Gas_Boiler_E8 | F4 | Industrial | Stone, Clay, Glass | New | Space Heating | Natural Gas | Boiler | E8 | Utility - Cost of Equipment | 0 | 0 | 0 | 0 | 0 | 0 | 0 | 0 | 0 | 0 | 0 | 0 | 0 | 0 | 0 | 0 | 0 | 0 | 0 | 0 | 0 | 0 | 0 | 0 | 0 | 0 | 0 | 0 | 0 | 0 | 0 | 0 | 0
F4_Industrial_Stone, Clay, Glass_New_Space Heating_Natural Gas_Boiler_E9 | F4 | Industrial | Stone, Clay, Glass | New | Space Heating | Natural Gas | Boiler | E9 | Utility - Cost of Equipment | 0 | 0 | 0 | 0 | 0 | 0 | 0 | 0 | 0 | 0 | 0 | 0 | 0 | 0 | 0 | 0 | 0 | 0 | 0 | 0 | 0 | 0 | 0 | 0 | 0 | 0 | 0 | 0 | 0 | 0 | 0 | 0 | 0
F4_Industrial_Stone, Clay, Glass_New_Space Heating_Natural Gas_Boiler_E10 | F4 | Industrial | Stone, Clay, Glass | New | Space Heating | Natural Gas | Boiler | E10 | Utility - Cost of Equipment | 0 | 0 | 0 | 0 | 0 | 0 | 0 | 0 | 0 | 0 | 0 | 0 | 0 | 0 | 0 | 0 | 0 | 0 | 0 | 0 | 0 | 0 | 0 | 0 | 0 | 0 | 0 | 0 | 0 | 0 | 0 | 0 | 0
F5_Industrial_Stone, Clay, Glass_New_Space Heating_Natural Gas_Boiler_E1 | F5 | Industrial | Stone, Clay, Glass | New | Space Heating | Natural Gas | Boiler | E1 | Utility - Cost of Operation | 0 | 0 | 0 | 0 | 0 | 0 | 0 | 0 | 0 | 0 | 0 | 0 | 0 | 0 | 0 | 0 | 0 | 0 | 0 | 0 | 0 | 0 | 0 | 0 | 0 | 0 | 0 | 0 | 0 | 0 | 0 | 0 | 0
F5_Industrial_Stone, Clay, Glass_New_Space Heating_Natural Gas_Boiler_E2 | F5 | Industrial | Stone, Clay, Glass | New | Space Heating | Natural Gas | Boiler | E2 | Utility - Cost of Operation | 0 | 0 | 0 | 0 | 0 | 0 | 0 | 0 | 0 | 0 | 0 | 0 | 0 | 0 | 0 | 0 | 0 | 0 | 0 | 0 | 0 | 0 | 0 | 0 | 0 | 0 | 0 | 0 | 0 | 0 | 0 | 0 | 0
F5_Industrial_Stone, Clay, Glass_New_Space Heating_Natural Gas_Boiler_E3 | F5 | Industrial | Stone, Clay, Glass | New | Space Heating | Natural Gas | Boiler | E3 | Utility - Cost of Operation | 0 | 0 | 0 | 0 | 0 | 0 | 0 | 0 | 0 | 0 | 0 | 0 | 0 | 0 | 0 | 0 | 0 | 0 | 0 | 0 | 0 | 0 | 0 | 0 | 0 | 0 | 0 | 0 | 0 | 0 | 0 | 0 | 0
F5_Industrial_Stone, Clay, Glass_New_Space Heating_Natural Gas_Boiler_E4 | F5 | Industrial | Stone, Clay, Glass | New | Space Heating | Natural Gas | Boiler | E4 | Utility - Cost of Operation | 0 | 0 | 0 | 0 | 0 | 0 | 0 | 0 | 0 | 0 | 0 | 0 | 0 | 0 | 0 | 0 | 0 | 0 | 0 | 0 | 0 | 0 | 0 | 0 | 0 | 0 | 0 | 0 | 0 | 0 | 0 | 0 | 0
F5_Industrial_Stone, Clay, Glass_New_Space Heating_Natural Gas_Boiler_E5 | F5 | Industrial | Stone, Clay, Glass | New | Space Heating | Natural Gas | Boiler | E5 | Utility - Cost of Operation | 0 | 0 | 0 | 0 | 0 | 0 | 0 | 0 | 0 | 0 | 0 | 0 | 0 | 0 | 0 | 0 | 0 | 0 | 0 | 0 | 0 | 0 | 0 | 0 | 0 | 0 | 0 | 0 | 0 | 0 | 0 | 0 | 0
F5_Industrial_Stone, Clay, Glass_New_Space Heating_Natural Gas_Boiler_E6 | F5 | Industrial | Stone, Clay, Glass | New | Space Heating | Natural Gas | Boiler | E6 | Utility - Cost of Operation | 0 | 0 | 0 | 0 | 0 | 0 | 0 | 0 | 0 | 0 | 0 | 0 | 0 | 0 | 0 | 0 | 0 | 0 | 0 | 0 | 0 | 0 | 0 | 0 | 0 | 0 | 0 | 0 | 0 | 0 | 0 | 0 | 0
F5_Industrial_Stone, Clay, Glass_New_Space Heating_Natural Gas_Boiler_E7 | F5 | Industrial | Stone, Clay, Glass | New | Space Heating | Natural Gas | Boiler | E7 | Utility - Cost of Operation | 0 | 0 | 0 | 0 | 0 | 0 | 0 | 0 | 0 | 0 | 0 | 0 | 0 | 0 | 0 | 0 | 0 | 0 | 0 | 0 | 0 | 0 | 0 | 0 | 0 | 0 | 0 | 0 | 0 | 0 | 0 | 0 | 0
F5_Industrial_Stone, Clay, Glass_New_Space Heating_Natural Gas_Boiler_E8 | F5 | Industrial | Stone, Clay, Glass | New | Space Heating | Natural Gas | Boiler | E8 | Utility - Cost of Operation | 0 | 0 | 0 | 0 | 0 | 0 | 0 | 0 | 0 | 0 | 0 | 0 | 0 | 0 | 0 | 0 | 0 | 0 | 0 | 0 | 0 | 0 | 0 | 0 | 0 | 0 | 0 | 0 | 0 | 0 | 0 | 0 | 0
F5_Industrial_Stone, Clay, Glass_New_Space Heating_Natural Gas_Boiler_E9 | F5 | Industrial | Stone, Clay, Glass | New | Space Heating | Natural Gas | Boiler | E9 | Utility - Cost of Operation | 0 | 0 | 0 | 0 | 0 | 0 | 0 | 0 | 0 | 0 | 0 | 0 | 0 | 0 | 0 | 0 | 0 | 0 | 0 | 0 | 0 | 0 | 0 | 0 | 0 | 0 | 0 | 0 | 0 | 0 | 0 | 0 | 0
F5_Industrial_Stone, Clay, Glass_New_Space Heating_Natural Gas_Boiler_E10 | F5 | Industrial | Stone, Clay, Glass | New | Space Heating | Natural Gas | Boiler | E10 | Utility - Cost of Operation | 0 | 0 | 0 | 0 | 0 | 0 | 0 | 0 | 0 | 0 | 0 | 0 | 0 | 0 | 0 | 0 | 0 | 0 | 0 | 0 | 0 | 0 | 0 | 0 | 0 | 0 | 0 | 0 | 0 | 0 | 0 | 0 | 0
F6_Industrial_Stone, Clay, Glass_New_Space Heating_Natural Gas_Boiler_E1 | F6 | Industrial | Stone, Clay, Glass | New | Space Heating | Natural Gas | Boiler | E1 | Utility - Value of Sales | 0 | 0 | 0 | 0 | 0 | 0 | 0 | 0 | 0 | 0 | 0 | 0 | 0 | 0 | 0 | 0 | 0 | 0 | 0 | 0 | 0 | 0 | 0 | 0 | 0 | 0 | 0 | 0 | 0 | 0 | 0 | 0 | 0
F6_Industrial_Stone, Clay, Glass_New_Space Heating_Natural Gas_Boiler_E2 | F6 | Industrial | Stone, Clay, Glass | New | Space Heating | Natural Gas | Boiler | E2 | Utility - Value of Sales | 0 | 0 | 0 | 0 | 0 | 0 | 0 | 0 | 0 | 0 | 0 | 0 | 0 | 0 | 0 | 0 | 0 | 0 | 0 | 0 | 0 | 0 | 0 | 0 | 0 | 0 | 0 | 0 | 0 | 0 | 0 | 0 | 0
F6_Industrial_Stone, Clay, Glass_New_Space Heating_Natural Gas_Boiler_E3 | F6 | Industrial | Stone, Clay, Glass | New | Space Heating | Natural Gas | Boiler | E3 | Utility - Value of Sales | 0 | 0 | 0 | 0 | 0 | 0 | 0 | 0 | 0 | 0 | 0 | 0 | 0 | 0 | 0 | 0 | 0 | 0 | 0 | 0 | 0 | 0 | 0 | 0 | 0 | 0 | 0 | 0 | 0 | 0 | 0 | 0 | 0
F6_Industrial_Stone, Clay, Glass_New_Space Heating_Natural Gas_Boiler_E4 | F6 | Industrial | Stone, Clay, Glass | New | Space Heating | Natural Gas | Boiler | E4 | Utility - Value of Sales | 0 | 0 | 0 | 0 | 0 | 0 | 0 | 0 | 0 | 0 | 0 | 0 | 0 | 0 | 0 | 0 | 0 | 0 | 0 | 0 | 0 | 0 | 0 | 0 | 0 | 0 | 0 | 0 | 0 | 0 | 0 | 0 | 0
F6_Industrial_Stone, Clay, Glass_New_Space Heating_Natural Gas_Boiler_E5 | F6 | Industrial | Stone, Clay, Glass | New | Space Heating | Natural Gas | Boiler | E5 | Utility - Value of Sales | 0 | 0 | 0 | 0 | 0 | 0 | 0 | 0 | 0 | 0 | 0 | 0 | 0 | 0 | 0 | 0 | 0 | 0 | 0 | 0 | 0 | 0 | 0 | 0 | 0 | 0 | 0 | 0 | 0 | 0 | 0 | 0 | 0
F6_Industrial_Stone, Clay, Glass_New_Space Heating_Natural Gas_Boiler_E6 | F6 | Industrial | Stone, Clay, Glass | New | Space Heating | Natural Gas | Boiler | E6 | Utility - Value of Sales | 0 | 0 | 0 | 0 | 0 | 0 | 0 | 0 | 0 | 0 | 0 | 0 | 0 | 0 | 0 | 0 | 0 | 0 | 0 | 0 | 0 | 0 | 0 | 0 | 0 | 0 | 0 | 0 | 0 | 0 | 0 | 0 | 0
F6_Industrial_Stone, Clay, Glass_New_Space Heating_Natural Gas_Boiler_E7 | F6 | Industrial | Stone, Clay, Glass | New | Space Heating | Natural Gas | Boiler | E7 | Utility - Value of Sales | 0 | 0 | 0 | 0 | 0 | 0 | 0 | 0 | 0 | 0 | 0 | 0 | 0 | 0 | 0 | 0 | 0 | 0 | 0 | 0 | 0 | 0 | 0 | 0 | 0 | 0 | 0 | 0 | 0 | 0 | 0 | 0 | 0
F6_Industrial_Stone, Clay, Glass_New_Space Heating_Natural Gas_Boiler_E8 | F6 | Industrial | Stone, Clay, Glass | New | Space Heating | Natural Gas | Boiler | E8 | Utility - Value of Sales | 0 | 0 | 0 | 0 | 0 | 0 | 0 | 0 | 0 | 0 | 0 | 0 | 0 | 0 | 0 | 0 | 0 | 0 | 0 | 0 | 0 | 0 | 0 | 0 | 0 | 0 | 0 | 0 | 0 | 0 | 0 | 0 | 0
F6_Industrial_Stone, Clay, Glass_New_Space Heating_Natural Gas_Boiler_E9 | F6 | Industrial | Stone, Clay, Glass | New | Space Heating | Natural Gas | Boiler | E9 | Utility - Value of Sales | 0 | 0 | 0 | 0 | 0 | 0 | 0 | 0 | 0 | 0 | 0 | 0 | 0 | 0 | 0 | 0 | 0 | 0 | 0 | 0 | 0 | 0 | 0 | 0 | 0 | 0 | 0 | 0 | 0 | 0 | 0 | 0 | 0
F6_Industrial_Stone, Clay, Glass_New_Space Heating_Natural Gas_Boiler_E10 | F6 | Industrial | Stone, Clay, Glass | New | Space Heating | Natural Gas | Boiler | E10 | Utility - Value of Sales | 0 | 0 | 0 | 0 | 0 | 0 | 0 | 0 | 0 | 0 | 0 | 0 | 0 | 0 | 0 | 0 | 0 | 0 | 0 | 0 | 0 | 0 | 0 | 0 | 0 | 0 | 0 | 0 | 0 | 0 | 0 | 0 | 0
F1_Industrial_Stone, Clay, Glass_New_Space Heating_Natural Gas_Unit Heater_E1 | F1 | Industrial | Stone, Clay, Glass | New | Space Heating | Natural Gas | Unit Heater | E1 | RVT - Cost of Equipment | 0 | 0 | 0 | 0 | 0 | 0 | 0 | 0 | 0 | 0 | 0 | 0 | 0 | 0 | 0 | 0 | 0 | 0 | 0 | 0 | 0 | 0 | 0 | 0 | 0 | 0 | 0 | 0 | 0 | 0 | 0 | 0 | 0
F1_Industrial_Stone, Clay, Glass_New_Space Heating_Natural Gas_Unit Heater_E2 | F1 | Industrial | Stone, Clay, Glass | New | Space Heating | Natural Gas | Unit Heater | E2 | RVT - Cost of Equipment | 0 | 0 | 0 | 0 | 0 | 0 | 0 | 0 | 0 | 0 | 0 | 0 | 0 | 0 | 0 | 0 | 0 | 0 | 0 | 0 | 0 | 0 | 0 | 0 | 0 | 0 | 0 | 0 | 0 | 0 | 0 | 0 | 0
F1_Industrial_Stone, Clay, Glass_New_Space Heating_Natural Gas_Unit Heater_E3 | F1 | Industrial | Stone, Clay, Glass | New | Space Heating | Natural Gas | Unit Heater | E3 | RVT - Cost of Equipment | 0 | 0 | 0 | 0 | 0 | 0 | 0 | 0 | 0 | 0 | 0 | 0 | 0 | 0 | 0 | 0 | 0 | 0 | 0 | 0 | 0 | 0 | 0 | 0 | 0 | 0 | 0 | 0 | 0 | 0 | 0 | 0 | 0
F1_Industrial_Stone, Clay, Glass_New_Space Heating_Natural Gas_Unit Heater_E4 | F1 | Industrial | Stone, Clay, Glass | New | Space Heating | Natural Gas | Unit Heater | E4 | RVT - Cost of Equipment | 0 | 0 | 0 | 0 | 0 | 0 | 0 | 0 | 0 | 0 | 0 | 0 | 0 | 0 | 0 | 0 | 0 | 0 | 0 | 0 | 0 | 0 | 0 | 0 | 0 | 0 | 0 | 0 | 0 | 0 | 0 | 0 | 0
F1_Industrial_Stone, Clay, Glass_New_Space Heating_Natural Gas_Unit Heater_E5 | F1 | Industrial | Stone, Clay, Glass | New | Space Heating | Natural Gas | Unit Heater | E5 | RVT - Cost of Equipment | 0 | 0 | 0 | 0 | 0 | 0 | 0 | 0 | 0 | 0 | 0 | 0 | 0 | 0 | 0 | 0 | 0 | 0 | 0 | 0 | 0 | 0 | 0 | 0 | 0 | 0 | 0 | 0 | 0 | 0 | 0 | 0 | 0
F1_Industrial_Stone, Clay, Glass_New_Space Heating_Natural Gas_Unit Heater_E6 | F1 | Industrial | Stone, Clay, Glass | New | Space Heating | Natural Gas | Unit Heater | E6 | RVT - Cost of Equipment | 0 | 0 | 0 | 0 | 0 | 0 | 0 | 0 | 0 | 0 | 0 | 0 | 0 | 0 | 0 | 0 | 0 | 0 | 0 | 0 | 0 | 0 | 0 | 0 | 0 | 0 | 0 | 0 | 0 | 0 | 0 | 0 | 0
F1_Industrial_Stone, Clay, Glass_New_Space Heating_Natural Gas_Unit Heater_E7 | F1 | Industrial | Stone, Clay, Glass | New | Space Heating | Natural Gas | Unit Heater | E7 | RVT - Cost of Equipment | 0 | 0 | 0 | 0 | 0 | 0 | 0 | 0 | 0 | 0 | 0 | 0 | 0 | 0 | 0 | 0 | 0 | 0 | 0 | 0 | 0 | 0 | 0 | 0 | 0 | 0 | 0 | 0 | 0 | 0 | 0 | 0 | 0
F1_Industrial_Stone, Clay, Glass_New_Space Heating_Natural Gas_Unit Heater_E8 | F1 | Industrial | Stone, Clay, Glass | New | Space Heating | Natural Gas | Unit Heater | E8 | RVT - Cost of Equipment | 0 | 0 | 0 | 0 | 0 | 0 | 0 | 0 | 0 | 0 | 0 | 0 | 0 | 0 | 0 | 0 | 0 | 0 | 0 | 0 | 0 | 0 | 0 | 0 | 0 | 0 | 0 | 0 | 0 | 0 | 0 | 0 | 0
F1_Industrial_Stone, Clay, Glass_New_Space Heating_Natural Gas_Unit Heater_E9 | F1 | Industrial | Stone, Clay, Glass | New | Space Heating | Natural Gas | Unit Heater | E9 | RVT - Cost of Equipment | 0 | 0 | 0 | 0 | 0 | 0 | 0 | 0 | 0 | 0 | 0 | 0 | 0 | 0 | 0 | 0 | 0 | 0 | 0 | 0 | 0 | 0 | 0 | 0 | 0 | 0 | 0 | 0 | 0 | 0 | 0 | 0 | 0
F1_Industrial_Stone, Clay, Glass_New_Space Heating_Natural Gas_Unit Heater_E10 | F1 | Industrial | Stone, Clay, Glass | New | Space Heating | Natural Gas | Unit Heater | E10 | RVT - Cost of Equipment | 0 | 0 | 0 | 0 | 0 | 0 | 0 | 0 | 0 | 0 | 0 | 0 | 0 | 0 | 0 | 0 | 0 | 0 | 0 | 0 | 0 | 0 | 0 | 0 | 0 | 0 | 0 | 0 | 0 | 0 | 0 | 0 | 0
F2_Industrial_Stone, Clay, Glass_New_Space Heating_Natural Gas_Unit Heater_E1 | F2 | Industrial | Stone, Clay, Glass | New | Space Heating | Natural Gas | Unit Heater | E1 | RVT - Cost of Operation | 0 | 0 | 0 | 0 | 0 | 0 | 0 | 0 | 0 | 0 | 0 | 0 | 0 | 0 | 0 | 0 | 0 | 0 | 0 | 0 | 0 | 0 | 0 | 0 | 0 | 0 | 0 | 0 | 0 | 0 | 0 | 0 | 0
F2_Industrial_Stone, Clay, Glass_New_Space Heating_Natural Gas_Unit Heater_E2 | F2 | Industrial | Stone, Clay, Glass | New | Space Heating | Natural Gas | Unit Heater | E2 | RVT - Cost of Operation | 0 | 0 | 0 | 0 | 0 | 0 | 0 | 0 | 0 | 0 | 0 | 0 | 0 | 0 | 0 | 0 | 0 | 0 | 0 | 0 | 0 | 0 | 0 | 0 | 0 | 0 | 0 | 0 | 0 | 0 | 0 | 0 | 0
F2_Industrial_Stone, Clay, Glass_New_Space Heating_Natural Gas_Unit Heater_E3 | F2 | Industrial | Stone, Clay, Glass | New | Space Heating | Natural Gas | Unit Heater | E3 | RVT - Cost of Operation | 0 | 0 | 0 | 0 | 0 | 0 | 0 | 0 | 0 | 0 | 0 | 0 | 0 | 0 | 0 | 0 | 0 | 0 | 0 | 0 | 0 | 0 | 0 | 0 | 0 | 0 | 0 | 0 | 0 | 0 | 0 | 0 | 0
F2_Industrial_Stone, Clay, Glass_New_Space Heating_Natural Gas_Unit Heater_E4 | F2 | Industrial | Stone, Clay, Glass | New | Space Heating | Natural Gas | Unit Heater | E4 | RVT - Cost of Operation | 0 | 0 | 0 | 0 | 0 | 0 | 0 | 0 | 0 | 0 | 0 | 0 | 0 | 0 | 0 | 0 | 0 | 0 | 0 | 0 | 0 | 0 | 0 | 0 | 0 | 0 | 0 | 0 | 0 | 0 | 0 | 0 | 0
F2_Industrial_Stone, Clay, Glass_New_Space Heating_Natural Gas_Unit Heater_E5 | F2 | Industrial | Stone, Clay, Glass | New | Space Heating | Natural Gas | Unit Heater | E5 | RVT - Cost of Operation | 0 | 0 | 0 | 0 | 0 | 0 | 0 | 0 | 0 | 0 | 0 | 0 | 0 | 0 | 0 | 0 | 0 | 0 | 0 | 0 | 0 | 0 | 0 | 0 | 0 | 0 | 0 | 0 | 0 | 0 | 0 | 0 | 0
F2_Industrial_Stone, Clay, Glass_New_Space Heating_Natural Gas_Unit Heater_E6 | F2 | Industrial | Stone, Clay, Glass | New | Space Heating | Natural Gas | Unit Heater | E6 | RVT - Cost of Operation | 0 | 0 | 0 | 0 | 0 | 0 | 0 | 0 | 0 | 0 | 0 | 0 | 0 | 0 | 0 | 0 | 0 | 0 | 0 | 0 | 0 | 0 | 0 | 0 | 0 | 0 | 0 | 0 | 0 | 0 | 0 | 0 | 0
F2_Industrial_Stone, Clay, Glass_New_Space Heating_Natural Gas_Unit Heater_E7 | F2 | Industrial | Stone, Clay, Glass | New | Space Heating | Natural Gas | Unit Heater | E7 | RVT - Cost of Operation | 0 | 0 | 0 | 0 | 0 | 0 | 0 | 0 | 0 | 0 | 0 | 0 | 0 | 0 | 0 | 0 | 0 | 0 | 0 | 0 | 0 | 0 | 0 | 0 | 0 | 0 | 0 | 0 | 0 | 0 | 0 | 0 | 0
F2_Industrial_Stone, Clay, Glass_New_Space Heating_Natural Gas_Unit Heater_E8 | F2 | Industrial | Stone, Clay, Glass | New | Space Heating | Natural Gas | Unit Heater | E8 | RVT - Cost of Operation | 0 | 0 | 0 | 0 | 0 | 0 | 0 | 0 | 0 | 0 | 0 | 0 | 0 | 0 | 0 | 0 | 0 | 0 | 0 | 0 | 0 | 0 | 0 | 0 | 0 | 0 | 0 | 0 | 0 | 0 | 0 | 0 | 0
F2_Industrial_Stone, Clay, Glass_New_Space Heating_Natural Gas_Unit Heater_E9 | F2 | Industrial | Stone, Clay, Glass | New | Space Heating | Natural Gas | Unit Heater | E9 | RVT - Cost of Operation | 0 | 0 | 0 | 0 | 0 | 0 | 0 | 0 | 0 | 0 | 0 | 0 | 0 | 0 | 0 | 0 | 0 | 0 | 0 | 0 | 0 | 0 | 0 | 0 | 0 | 0 | 0 | 0 | 0 | 0 | 0 | 0 | 0
F2_Industrial_Stone, Clay, Glass_New_Space Heating_Natural Gas_Unit Heater_E10 | F2 | Industrial | Stone, Clay, Glass | New | Space Heating | Natural Gas | Unit Heater | E10 | RVT - Cost of Operation | 0 | 0 | 0 | 0 | 0 | 0 | 0 | 0 | 0 | 0 | 0 | 0 | 0 | 0 | 0 | 0 | 0 | 0 | 0 | 0 | 0 | 0 | 0 | 0 | 0 | 0 | 0 | 0 | 0 | 0 | 0 | 0 | 0
F3_Industrial_Stone, Clay, Glass_New_Space Heating_Natural Gas_Unit Heater_E1 | F3 | Industrial | Stone, Clay, Glass | New | Space Heating | Natural Gas | Unit Heater | E1 | System - kBTUs of Consumption | 0 | 0 | 0 | 0 | 0 | 0 | 0 | 0 | 0 | 0 | 0 | 0 | 0 | 0 | 0 | 0 | 0 | 0 | 0 | 0 | 0 | 0 | 0 | 0 | 0 | 0 | 0 | 0 | 0 | 0 | 0 | 0 | 0
F3_Industrial_Stone, Clay, Glass_New_Space Heating_Natural Gas_Unit Heater_E2 | F3 | Industrial | Stone, Clay, Glass | New | Space Heating | Natural Gas | Unit Heater | E2 | System - kBTUs of Consumption | 0 | 0 | 0 | 0 | 0 | 0 | 0 | 0 | 0 | 0 | 0 | 0 | 0 | 0 | 0 | 0 | 0 | 0 | 0 | 0 | 0 | 0 | 0 | 0 | 0 | 0 | 0 | 0 | 0 | 0 | 0 | 0 | 0
F3_Industrial_Stone, Clay, Glass_New_Space Heating_Natural Gas_Unit Heater_E3 | F3 | Industrial | Stone, Clay, Glass | New | Space Heating | Natural Gas | Unit Heater | E3 | System - kBTUs of Consumption | 0 | 0 | 0 | 0 | 0 | 0 | 0 | 0 | 0 | 0 | 0 | 0 | 0 | 0 | 0 | 0 | 0 | 0 | 0 | 0 | 0 | 0 | 0 | 0 | 0 | 0 | 0 | 0 | 0 | 0 | 0 | 0 | 0
F3_Industrial_Stone, Clay, Glass_New_Space Heating_Natural Gas_Unit Heater_E4 | F3 | Industrial | Stone, Clay, Glass | New | Space Heating | Natural Gas | Unit Heater | E4 | System - kBTUs of Consumption | 0 | 0 | 0 | 0 | 0 | 0 | 0 | 0 | 0 | 0 | 0 | 0 | 0 | 0 | 0 | 0 | 0 | 0 | 0 | 0 | 0 | 0 | 0 | 0 | 0 | 0 | 0 | 0 | 0 | 0 | 0 | 0 | 0
F3_Industrial_Stone, Clay, Glass_New_Space Heating_Natural Gas_Unit Heater_E5 | F3 | Industrial | Stone, Clay, Glass | New | Space Heating | Natural Gas | Unit Heater | E5 | System - kBTUs of Consumption | 0 | 0 | 0 | 0 | 0 | 0 | 0 | 0 | 0 | 0 | 0 | 0 | 0 | 0 | 0 | 0 | 0 | 0 | 0 | 0 | 0 | 0 | 0 | 0 | 0 | 0 | 0 | 0 | 0 | 0 | 0 | 0 | 0
F3_Industrial_Stone, Clay, Glass_New_Space Heating_Natural Gas_Unit Heater_E6 | F3 | Industrial | Stone, Clay, Glass | New | Space Heating | Natural Gas | Unit Heater | E6 | System - kBTUs of Consumption | 0 | 0 | 0 | 0 | 0 | 0 | 0 | 0 | 0 | 0 | 0 | 0 | 0 | 0 | 0 | 0 | 0 | 0 | 0 | 0 | 0 | 0 | 0 | 0 | 0 | 0 | 0 | 0 | 0 | 0 | 0 | 0 | 0
F3_Industrial_Stone, Clay, Glass_New_Space Heating_Natural Gas_Unit Heater_E7 | F3 | Industrial | Stone, Clay, Glass | New | Space Heating | Natural Gas | Unit Heater | E7 | System - kBTUs of Consumption | 0 | 0 | 0 | 0 | 0 | 0 | 0 | 0 | 0 | 0 | 0 | 0 | 0 | 0 | 0 | 0 | 0 | 0 | 0 | 0 | 0 | 0 | 0 | 0 | 0 | 0 | 0 | 0 | 0 | 0 | 0 | 0 | 0
F3_Industrial_Stone, Clay, Glass_New_Space Heating_Natural Gas_Unit Heater_E8 | F3 | Industrial | Stone, Clay, Glass | New | Space Heating | Natural Gas | Unit Heater | E8 | System - kBTUs of Consumption | 0 | 0 | 0 | 0 | 0 | 0 | 0 | 0 | 0 | 0 | 0 | 0 | 0 | 0 | 0 | 0 | 0 | 0 | 0 | 0 | 0 | 0 | 0 | 0 | 0 | 0 | 0 | 0 | 0 | 0 | 0 | 0 | 0
F3_Industrial_Stone, Clay, Glass_New_Space Heating_Natural Gas_Unit Heater_E9 | F3 | Industrial | Stone, Clay, Glass | New | Space Heating | Natural Gas | Unit Heater | E9 | System - kBTUs of Consumption | 0 | 0 | 0 | 0 | 0 | 0 | 0 | 0 | 0 | 0 | 0 | 0 | 0 | 0 | 0 | 0 | 0 | 0 | 0 | 0 | 0 | 0 | 0 | 0 | 0 | 0 | 0 | 0 | 0 | 0 | 0 | 0 | 0
F3_Industrial_Stone, Clay, Glass_New_Space Heating_Natural Gas_Unit Heater_E10 | F3 | Industrial | Stone, Clay, Glass | New | Space Heating | Natural Gas | Unit Heater | E10 | System - kBTUs of Consumption | 0 | 0 | 0 | 0 | 0 | 0 | 0 | 0 | 0 | 0 | 0 | 0 | 0 | 0 | 0 | 0 | 0 | 0 | 0 | 0 | 0 | 0 | 0 | 0 | 0 | 0 | 0 | 0 | 0 | 0 | 0 | 0 | 0
F4_Industrial_Stone, Clay, Glass_New_Space Heating_Natural Gas_Unit Heater_E1 | F4 | Industrial | Stone, Clay, Glass | New | Space Heating | Natural Gas | Unit Heater | E1 | Utility - Cost of Equipment | 0 | 0 | 0 | 0 | 0 | 0 | 0 | 0 | 0 | 0 | 0 | 0 | 0 | 0 | 0 | 0 | 0 | 0 | 0 | 0 | 0 | 0 | 0 | 0 | 0 | 0 | 0 | 0 | 0 | 0 | 0 | 0 | 0
F4_Industrial_Stone, Clay, Glass_New_Space Heating_Natural Gas_Unit Heater_E2 | F4 | Industrial | Stone, Clay, Glass | New | Space Heating | Natural Gas | Unit Heater | E2 | Utility - Cost of Equipment | 0 | 0 | 0 | 0 | 0 | 0 | 0 | 0 | 0 | 0 | 0 | 0 | 0 | 0 | 0 | 0 | 0 | 0 | 0 | 0 | 0 | 0 | 0 | 0 | 0 | 0 | 0 | 0 | 0 | 0 | 0 | 0 | 0
F4_Industrial_Stone, Clay, Glass_New_Space Heating_Natural Gas_Unit Heater_E3 | F4 | Industrial | Stone, Clay, Glass | New | Space Heating | Natural Gas | Unit Heater | E3 | Utility - Cost of Equipment | 0 | 0 | 0 | 0 | 0 | 0 | 0 | 0 | 0 | 0 | 0 | 0 | 0 | 0 | 0 | 0 | 0 | 0 | 0 | 0 | 0 | 0 | 0 | 0 | 0 | 0 | 0 | 0 | 0 | 0 | 0 | 0 | 0
F4_Industrial_Stone, Clay, Glass_New_Space Heating_Natural Gas_Unit Heater_E4 | F4 | Industrial | Stone, Clay, Glass | New | Space Heating | Natural Gas | Unit Heater | E4 | Utility - Cost of Equipment | 0 | 0 | 0 | 0 | 0 | 0 | 0 | 0 | 0 | 0 | 0 | 0 | 0 | 0 | 0 | 0 | 0 | 0 | 0 | 0 | 0 | 0 | 0 | 0 | 0 | 0 | 0 | 0 | 0 | 0 | 0 | 0 | 0
F4_Industrial_Stone, Clay, Glass_New_Space Heating_Natural Gas_Unit Heater_E5 | F4 | Industrial | Stone, Clay, Glass | New | Space Heating | Natural Gas | Unit Heater | E5 | Utility - Cost of Equipment | 0 | 0 | 0 | 0 | 0 | 0 | 0 | 0 | 0 | 0 | 0 | 0 | 0 | 0 | 0 | 0 | 0 | 0 | 0 | 0 | 0 | 0 | 0 | 0 | 0 | 0 | 0 | 0 | 0 | 0 | 0 | 0 | 0
F4_Industrial_Stone, Clay, Glass_New_Space Heating_Natural Gas_Unit Heater_E6 | F4 | Industrial | Stone, Clay, Glass | New | Space Heating | Natural Gas | Unit Heater | E6 | Utility - Cost of Equipment | 0 | 0 | 0 | 0 | 0 | 0 | 0 | 0 | 0 | 0 | 0 | 0 | 0 | 0 | 0 | 0 | 0 | 0 | 0 | 0 | 0 | 0 | 0 | 0 | 0 | 0 | 0 | 0 | 0 | 0 | 0 | 0 | 0
F4_Industrial_Stone, Clay, Glass_New_Space Heating_Natural Gas_Unit Heater_E7 | F4 | Industrial | Stone, Clay, Glass | New | Space Heating | Natural Gas | Unit Heater | E7 | Utility - Cost of Equipment | 0 | 0 | 0 | 0 | 0 | 0 | 0 | 0 | 0 | 0 | 0 | 0 | 0 | 0 | 0 | 0 | 0 | 0 | 0 | 0 | 0 | 0 | 0 | 0 | 0 | 0 | 0 | 0 | 0 | 0 | 0 | 0 | 0
F4_Industrial_Stone, Clay, Glass_New_Space Heating_Natural Gas_Unit Heater_E8 | F4 | Industrial | Stone, Clay, Glass | New | Space Heating | Natural Gas | Unit Heater | E8 | Utility - Cost of Equipment | 0 | 0 | 0 | 0 | 0 | 0 | 0 | 0 | 0 | 0 | 0 | 0 | 0 | 0 | 0 | 0 | 0 | 0 | 0 | 0 | 0 | 0 | 0 | 0 | 0 | 0 | 0 | 0 | 0 | 0 | 0 | 0 | 0
F4_Industrial_Stone, Clay, Glass_New_Space Heating_Natural Gas_Unit Heater_E9 | F4 | Industrial | Stone, Clay, Glass | New | Space Heating | Natural Gas | Unit Heater | E9 | Utility - Cost of Equipment | 0 | 0 | 0 | 0 | 0 | 0 | 0 | 0 | 0 | 0 | 0 | 0 | 0 | 0 | 0 | 0 | 0 | 0 | 0 | 0 | 0 | 0 | 0 | 0 | 0 | 0 | 0 | 0 | 0 | 0 | 0 | 0 | 0
F4_Industrial_Stone, Clay, Glass_New_Space Heating_Natural Gas_Unit Heater_E10 | F4 | Industrial | Stone, Clay, Glass | New | Space Heating | Natural Gas | Unit Heater | E10 | Utility - Cost of Equipment | 0 | 0 | 0 | 0 | 0 | 0 | 0 | 0 | 0 | 0 | 0 | 0 | 0 | 0 | 0 | 0 | 0 | 0 | 0 | 0 | 0 | 0 | 0 | 0 | 0 | 0 | 0 | 0 | 0 | 0 | 0 | 0 | 0
F5_Industrial_Stone, Clay, Glass_New_Space Heating_Natural Gas_Unit Heater_E1 | F5 | Industrial | Stone, Clay, Glass | New | Space Heating | Natural Gas | Unit Heater | E1 | Utility - Cost of Operation | 0 | 0 | 0 | 0 | 0 | 0 | 0 | 0 | 0 | 0 | 0 | 0 | 0 | 0 | 0 | 0 | 0 | 0 | 0 | 0 | 0 | 0 | 0 | 0 | 0 | 0 | 0 | 0 | 0 | 0 | 0 | 0 | 0
F5_Industrial_Stone, Clay, Glass_New_Space Heating_Natural Gas_Unit Heater_E2 | F5 | Industrial | Stone, Clay, Glass | New | Space Heating | Natural Gas | Unit Heater | E2 | Utility - Cost of Operation | 0 | 0 | 0 | 0 | 0 | 0 | 0 | 0 | 0 | 0 | 0 | 0 | 0 | 0 | 0 | 0 | 0 | 0 | 0 | 0 | 0 | 0 | 0 | 0 | 0 | 0 | 0 | 0 | 0 | 0 | 0 | 0 | 0
F5_Industrial_Stone, Clay, Glass_New_Space Heating_Natural Gas_Unit Heater_E3 | F5 | Industrial | Stone, Clay, Glass | New | Space Heating | Natural Gas | Unit Heater | E3 | Utility - Cost of Operation | 0 | 0 | 0 | 0 | 0 | 0 | 0 | 0 | 0 | 0 | 0 | 0 | 0 | 0 | 0 | 0 | 0 | 0 | 0 | 0 | 0 | 0 | 0 | 0 | 0 | 0 | 0 | 0 | 0 | 0 | 0 | 0 | 0
F5_Industrial_Stone, Clay, Glass_New_Space Heating_Natural Gas_Unit Heater_E4 | F5 | Industrial | Stone, Clay, Glass | New | Space Heating | Natural Gas | Unit Heater | E4 | Utility - Cost of Operation | 0 | 0 | 0 | 0 | 0 | 0 | 0 | 0 | 0 | 0 | 0 | 0 | 0 | 0 | 0 | 0 | 0 | 0 | 0 | 0 | 0 | 0 | 0 | 0 | 0 | 0 | 0 | 0 | 0 | 0 | 0 | 0 | 0
F5_Industrial_Stone, Clay, Glass_New_Space Heating_Natural Gas_Unit Heater_E5 | F5 | Industrial | Stone, Clay, Glass | New | Space Heating | Natural Gas | Unit Heater | E5 | Utility - Cost of Operation | 0 | 0 | 0 | 0 | 0 | 0 | 0 | 0 | 0 | 0 | 0 | 0 | 0 | 0 | 0 | 0 | 0 | 0 | 0 | 0 | 0 | 0 | 0 | 0 | 0 | 0 | 0 | 0 | 0 | 0 | 0 | 0 | 0
F5_Industrial_Stone, Clay, Glass_New_Space Heating_Natural Gas_Unit Heater_E6 | F5 | Industrial | Stone, Clay, Glass | New | Space Heating | Natural Gas | Unit Heater | E6 | Utility - Cost of Operation | 0 | 0 | 0 | 0 | 0 | 0 | 0 | 0 | 0 | 0 | 0 | 0 | 0 | 0 | 0 | 0 | 0 | 0 | 0 | 0 | 0 | 0 | 0 | 0 | 0 | 0 | 0 | 0 | 0 | 0 | 0 | 0 | 0
F5_Industrial_Stone, Clay, Glass_New_Space Heating_Natural Gas_Unit Heater_E7 | F5 | Industrial | Stone, Clay, Glass | New | Space Heating | Natural Gas | Unit Heater | E7 | Utility - Cost of Operation | 0 | 0 | 0 | 0 | 0 | 0 | 0 | 0 | 0 | 0 | 0 | 0 | 0 | 0 | 0 | 0 | 0 | 0 | 0 | 0 | 0 | 0 | 0 | 0 | 0 | 0 | 0 | 0 | 0 | 0 | 0 | 0 | 0
F5_Industrial_Stone, Clay, Glass_New_Space Heating_Natural Gas_Unit Heater_E8 | F5 | Industrial | Stone, Clay, Glass | New | Space Heating | Natural Gas | Unit Heater | E8 | Utility - Cost of Operation | 0 | 0 | 0 | 0 | 0 | 0 | 0 | 0 | 0 | 0 | 0 | 0 | 0 | 0 | 0 | 0 | 0 | 0 | 0 | 0 | 0 | 0 | 0 | 0 | 0 | 0 | 0 | 0 | 0 | 0 | 0 | 0 | 0
F5_Industrial_Stone, Clay, Glass_New_Space Heating_Natural Gas_Unit Heater_E9 | F5 | Industrial | Stone, Clay, Glass | New | Space Heating | Natural Gas | Unit Heater | E9 | Utility - Cost of Operation | 0 | 0 | 0 | 0 | 0 | 0 | 0 | 0 | 0 | 0 | 0 | 0 | 0 | 0 | 0 | 0 | 0 | 0 | 0 | 0 | 0 | 0 | 0 | 0 | 0 | 0 | 0 | 0 | 0 | 0 | 0 | 0 | 0
F5_Industrial_Stone, Clay, Glass_New_Space Heating_Natural Gas_Unit Heater_E10 | F5 | Industrial | Stone, Clay, Glass | New | Space Heating | Natural Gas | Unit Heater | E10 | Utility - Cost of Operation | 0 | 0 | 0 | 0 | 0 | 0 | 0 | 0 | 0 | 0 | 0 | 0 | 0 | 0 | 0 | 0 | 0 | 0 | 0 | 0 | 0 | 0 | 0 | 0 | 0 | 0 | 0 | 0 | 0 | 0 | 0 | 0 | 0
F6_Industrial_Stone, Clay, Glass_New_Space Heating_Natural Gas_Unit Heater_E1 | F6 | Industrial | Stone, Clay, Glass | New | Space Heating | Natural Gas | Unit Heater | E1 | Utility - Value of Sales | 0 | 0 | 0 | 0 | 0 | 0 | 0 | 0 | 0 | 0 | 0 | 0 | 0 | 0 | 0 | 0 | 0 | 0 | 0 | 0 | 0 | 0 | 0 | 0 | 0 | 0 | 0 | 0 | 0 | 0 | 0 | 0 | 0
F6_Industrial_Stone, Clay, Glass_New_Space Heating_Natural Gas_Unit Heater_E2 | F6 | Industrial | Stone, Clay, Glass | New | Space Heating | Natural Gas | Unit Heater | E2 | Utility - Value of Sales | 0 | 0 | 0 | 0 | 0 | 0 | 0 | 0 | 0 | 0 | 0 | 0 | 0 | 0 | 0 | 0 | 0 | 0 | 0 | 0 | 0 | 0 | 0 | 0 | 0 | 0 | 0 | 0 | 0 | 0 | 0 | 0 | 0
F6_Industrial_Stone, Clay, Glass_New_Space Heating_Natural Gas_Unit Heater_E3 | F6 | Industrial | Stone, Clay, Glass | New | Space Heating | Natural Gas | Unit Heater | E3 | Utility - Value of Sales | 0 | 0 | 0 | 0 | 0 | 0 | 0 | 0 | 0 | 0 | 0 | 0 | 0 | 0 | 0 | 0 | 0 | 0 | 0 | 0 | 0 | 0 | 0 | 0 | 0 | 0 | 0 | 0 | 0 | 0 | 0 | 0 | 0
F6_Industrial_Stone, Clay, Glass_New_Space Heating_Natural Gas_Unit Heater_E4 | F6 | Industrial | Stone, Clay, Glass | New | Space Heating | Natural Gas | Unit Heater | E4 | Utility - Value of Sales | 0 | 0 | 0 | 0 | 0 | 0 | 0 | 0 | 0 | 0 | 0 | 0 | 0 | 0 | 0 | 0 | 0 | 0 | 0 | 0 | 0 | 0 | 0 | 0 | 0 | 0 | 0 | 0 | 0 | 0 | 0 | 0 | 0
F6_Industrial_Stone, Clay, Glass_New_Space Heating_Natural Gas_Unit Heater_E5 | F6 | Industrial | Stone, Clay, Glass | New | Space Heating | Natural Gas | Unit Heater | E5 | Utility - Value of Sales | 0 | 0 | 0 | 0 | 0 | 0 | 0 | 0 | 0 | 0 | 0 | 0 | 0 | 0 | 0 | 0 | 0 | 0 | 0 | 0 | 0 | 0 | 0 | 0 | 0 | 0 | 0 | 0 | 0 | 0 | 0 | 0 | 0
F6_Industrial_Stone, Clay, Glass_New_Space Heating_Natural Gas_Unit Heater_E6 | F6 | Industrial | Stone, Clay, Glass | New | Space Heating | Natural Gas | Unit Heater | E6 | Utility - Value of Sales | 0 | 0 | 0 | 0 | 0 | 0 | 0 | 0 | 0 | 0 | 0 | 0 | 0 | 0 | 0 | 0 | 0 | 0 | 0 | 0 | 0 | 0 | 0 | 0 | 0 | 0 | 0 | 0 | 0 | 0 | 0 | 0 | 0
F6_Industrial_Stone, Clay, Glass_New_Space Heating_Natural Gas_Unit Heater_E7 | F6 | Industrial | Stone, Clay, Glass | New | Space Heating | Natural Gas | Unit Heater | E7 | Utility - Value of Sales | 0 | 0 | 0 | 0 | 0 | 0 | 0 | 0 | 0 | 0 | 0 | 0 | 0 | 0 | 0 | 0 | 0 | 0 | 0 | 0 | 0 | 0 | 0 | 0 | 0 | 0 | 0 | 0 | 0 | 0 | 0 | 0 | 0
F6_Industrial_Stone, Clay, Glass_New_Space Heating_Natural Gas_Unit Heater_E8 | F6 | Industrial | Stone, Clay, Glass | New | Space Heating | Natural Gas | Unit Heater | E8 | Utility - Value of Sales | 0 | 0 | 0 | 0 | 0 | 0 | 0 | 0 | 0 | 0 | 0 | 0 | 0 | 0 | 0 | 0 | 0 | 0 | 0 | 0 | 0 | 0 | 0 | 0 | 0 | 0 | 0 | 0 | 0 | 0 | 0 | 0 | 0
F6_Industrial_Stone, Clay, Glass_New_Space Heating_Natural Gas_Unit Heater_E9 | F6 | Industrial | Stone, Clay, Glass | New | Space Heating | Natural Gas | Unit Heater | E9 | Utility - Value of Sales | 0 | 0 | 0 | 0 | 0 | 0 | 0 | 0 | 0 | 0 | 0 | 0 | 0 | 0 | 0 | 0 | 0 | 0 | 0 | 0 | 0 | 0 | 0 | 0 | 0 | 0 | 0 | 0 | 0 | 0 | 0 | 0 | 0
F6_Industrial_Stone, Clay, Glass_New_Space Heating_Natural Gas_Unit Heater_E10 | F6 | Industrial | Stone, Clay, Glass | New | Space Heating | Natural Gas | Unit Heater | E10 | Utility - Value of Sales | 0 | 0 | 0 | 0 | 0 | 0 | 0 | 0 | 0 | 0 | 0 | 0 | 0 | 0 | 0 | 0 | 0 | 0 | 0 | 0 | 0 | 0 | 0 | 0 | 0 | 0 | 0 | 0 | 0 | 0 | 0 | 0 | 0
F1_Industrial_Stone, Clay, Glass_New_Process_Natural Gas_Process Heating_E1 | F1 | Industrial | Stone, Clay, Glass | New | Process | Natural Gas | Process Heating | E1 | RVT - Cost of Equipment | 0 | 0 | 0 | 0 | 0 | 0 | 0 | 0 | 0 | 0 | 0 | 0 | 0 | 0 | 0 | 0 | 0 | 0 | 0 | 0 | 0 | 0 | 0 | 0 | 0 | 0 | 0 | 0 | 0 | 0 | 0 | 0 | 0
F1_Industrial_Stone, Clay, Glass_New_Process_Natural Gas_Process Heating_E2 | F1 | Industrial | Stone, Clay, Glass | New | Process | Natural Gas | Process Heating | E2 | RVT - Cost of Equipment | 0 | 0 | 0 | 0 | 0 | 0 | 0 | 0 | 0 | 0 | 0 | 0 | 0 | 0 | 0 | 0 | 0 | 0 | 0 | 0 | 0 | 0 | 0 | 0 | 0 | 0 | 0 | 0 | 0 | 0 | 0 | 0 | 0
F1_Industrial_Stone, Clay, Glass_New_Process_Natural Gas_Process Heating_E3 | F1 | Industrial | Stone, Clay, Glass | New | Process | Natural Gas | Process Heating | E3 | RVT - Cost of Equipment | 0 | 0 | 0 | 0 | 0 | 0 | 0 | 0 | 0 | 0 | 0 | 0 | 0 | 0 | 0 | 0 | 0 | 0 | 0 | 0 | 0 | 0 | 0 | 0 | 0 | 0 | 0 | 0 | 0 | 0 | 0 | 0 | 0
F1_Industrial_Stone, Clay, Glass_New_Process_Natural Gas_Process Heating_E4 | F1 | Industrial | Stone, Clay, Glass | New | Process | Natural Gas | Process Heating | E4 | RVT - Cost of Equipment | 0 | 0 | 0 | 0 | 0 | 0 | 0 | 0 | 0 | 0 | 0 | 0 | 0 | 0 | 0 | 0 | 0 | 0 | 0 | 0 | 0 | 0 | 0 | 0 | 0 | 0 | 0 | 0 | 0 | 0 | 0 | 0 | 0
F1_Industrial_Stone, Clay, Glass_New_Process_Natural Gas_Process Heating_E5 | F1 | Industrial | Stone, Clay, Glass | New | Process | Natural Gas | Process Heating | E5 | RVT - Cost of Equipment | 0 | 0 | 0 | 0 | 0 | 0 | 0 | 0 | 0 | 0 | 0 | 0 | 0 | 0 | 0 | 0 | 0 | 0 | 0 | 0 | 0 | 0 | 0 | 0 | 0 | 0 | 0 | 0 | 0 | 0 | 0 | 0 | 0
F1_Industrial_Stone, Clay, Glass_New_Process_Natural Gas_Process Heating_E6 | F1 | Industrial | Stone, Clay, Glass | New | Process | Natural Gas | Process Heating | E6 | RVT - Cost of Equipment | 0 | 0 | 0 | 0 | 0 | 0 | 0 | 0 | 0 | 0 | 0 | 0 | 0 | 0 | 0 | 0 | 0 | 0 | 0 | 0 | 0 | 0 | 0 | 0 | 0 | 0 | 0 | 0 | 0 | 0 | 0 | 0 | 0
F1_Industrial_Stone, Clay, Glass_New_Process_Natural Gas_Process Heating_E7 | F1 | Industrial | Stone, Clay, Glass | New | Process | Natural Gas | Process Heating | E7 | RVT - Cost of Equipment | 0 | 0 | 0 | 0 | 0 | 0 | 0 | 0 | 0 | 0 | 0 | 0 | 0 | 0 | 0 | 0 | 0 | 0 | 0 | 0 | 0 | 0 | 0 | 0 | 0 | 0 | 0 | 0 | 0 | 0 | 0 | 0 | 0
F1_Industrial_Stone, Clay, Glass_New_Process_Natural Gas_Process Heating_E8 | F1 | Industrial | Stone, Clay, Glass | New | Process | Natural Gas | Process Heating | E8 | RVT - Cost of Equipment | 0 | 0 | 0 | 0 | 0 | 0 | 0 | 0 | 0 | 0 | 0 | 0 | 0 | 0 | 0 | 0 | 0 | 0 | 0 | 0 | 0 | 0 | 0 | 0 | 0 | 0 | 0 | 0 | 0 | 0 | 0 | 0 | 0
F1_Industrial_Stone, Clay, Glass_New_Process_Natural Gas_Process Heating_E9 | F1 | Industrial | Stone, Clay, Glass | New | Process | Natural Gas | Process Heating | E9 | RVT - Cost of Equipment | 0 | 0 | 0 | 0 | 0 | 0 | 0 | 0 | 0 | 0 | 0 | 0 | 0 | 0 | 0 | 0 | 0 | 0 | 0 | 0 | 0 | 0 | 0 | 0 | 0 | 0 | 0 | 0 | 0 | 0 | 0 | 0 | 0
F1_Industrial_Stone, Clay, Glass_New_Process_Natural Gas_Process Heating_E10 | F1 | Industrial | Stone, Clay, Glass | New | Process | Natural Gas | Process Heating | E10 | RVT - Cost of Equipment | 0 | 0 | 0 | 0 | 0 | 0 | 0 | 0 | 0 | 0 | 0 | 0 | 0 | 0 | 0 | 0 | 0 | 0 | 0 | 0 | 0 | 0 | 0 | 0 | 0 | 0 | 0 | 0 | 0 | 0 | 0 | 0 | 0
F2_Industrial_Stone, Clay, Glass_New_Process_Natural Gas_Process Heating_E1 | F2 | Industrial | Stone, Clay, Glass | New | Process | Natural Gas | Process Heating | E1 | RVT - Cost of Operation | 0 | 0 | 0 | 0 | 0 | 0 | 0 | 0 | 0 | 0 | 0 | 0 | 0 | 0 | 0 | 0 | 0 | 0 | 0 | 0 | 0 | 0 | 0 | 0 | 0 | 0 | 0 | 0 | 0 | 0 | 0 | 0 | 0
F2_Industrial_Stone, Clay, Glass_New_Process_Natural Gas_Process Heating_E2 | F2 | Industrial | Stone, Clay, Glass | New | Process | Natural Gas | Process Heating | E2 | RVT - Cost of Operation | 0 | 0 | 0 | 0 | 0 | 0 | 0 | 0 | 0 | 0 | 0 | 0 | 0 | 0 | 0 | 0 | 0 | 0 | 0 | 0 | 0 | 0 | 0 | 0 | 0 | 0 | 0 | 0 | 0 | 0 | 0 | 0 | 0
F2_Industrial_Stone, Clay, Glass_New_Process_Natural Gas_Process Heating_E3 | F2 | Industrial | Stone, Clay, Glass | New | Process | Natural Gas | Process Heating | E3 | RVT - Cost of Operation | 0 | 0 | 0 | 0 | 0 | 0 | 0 | 0 | 0 | 0 | 0 | 0 | 0 | 0 | 0 | 0 | 0 | 0 | 0 | 0 | 0 | 0 | 0 | 0 | 0 | 0 | 0 | 0 | 0 | 0 | 0 | 0 | 0
F2_Industrial_Stone, Clay, Glass_New_Process_Natural Gas_Process Heating_E4 | F2 | Industrial | Stone, Clay, Glass | New | Process | Natural Gas | Process Heating | E4 | RVT - Cost of Operation | 0 | 0 | 0 | 0 | 0 | 0 | 0 | 0 | 0 | 0 | 0 | 0 | 0 | 0 | 0 | 0 | 0 | 0 | 0 | 0 | 0 | 0 | 0 | 0 | 0 | 0 | 0 | 0 | 0 | 0 | 0 | 0 | 0
F2_Industrial_Stone, Clay, Glass_New_Process_Natural Gas_Process Heating_E5 | F2 | Industrial | Stone, Clay, Glass | New | Process | Natural Gas | Process Heating | E5 | RVT - Cost of Operation | 0 | 0 | 0 | 0 | 0 | 0 | 0 | 0 | 0 | 0 | 0 | 0 | 0 | 0 | 0 | 0 | 0 | 0 | 0 | 0 | 0 | 0 | 0 | 0 | 0 | 0 | 0 | 0 | 0 | 0 | 0 | 0 | 0
F2_Industrial_Stone, Clay, Glass_New_Process_Natural Gas_Process Heating_E6 | F2 | Industrial | Stone, Clay, Glass | New | Process | Natural Gas | Process Heating | E6 | RVT - Cost of Operation | 0 | 0 | 0 | 0 | 0 | 0 | 0 | 0 | 0 | 0 | 0 | 0 | 0 | 0 | 0 | 0 | 0 | 0 | 0 | 0 | 0 | 0 | 0 | 0 | 0 | 0 | 0 | 0 | 0 | 0 | 0 | 0 | 0
F2_Industrial_Stone, Clay, Glass_New_Process_Natural Gas_Process Heating_E7 | F2 | Industrial | Stone, Clay, Glass | New | Process | Natural Gas | Process Heating | E7 | RVT - Cost of Operation | 0 | 0 | 0 | 0 | 0 | 0 | 0 | 0 | 0 | 0 | 0 | 0 | 0 | 0 | 0 | 0 | 0 | 0 | 0 | 0 | 0 | 0 | 0 | 0 | 0 | 0 | 0 | 0 | 0 | 0 | 0 | 0 | 0
F2_Industrial_Stone, Clay, Glass_New_Process_Natural Gas_Process Heating_E8 | F2 | Industrial | Stone, Clay, Glass | New | Process | Natural Gas | Process Heating | E8 | RVT - Cost of Operation | 0 | 0 | 0 | 0 | 0 | 0 | 0 | 0 | 0 | 0 | 0 | 0 | 0 | 0 | 0 | 0 | 0 | 0 | 0 | 0 | 0 | 0 | 0 | 0 | 0 | 0 | 0 | 0 | 0 | 0 | 0 | 0 | 0
F2_Industrial_Stone, Clay, Glass_New_Process_Natural Gas_Process Heating_E9 | F2 | Industrial | Stone, Clay, Glass | New | Process | Natural Gas | Process Heating | E9 | RVT - Cost of Operation | 0 | 0 | 0 | 0 | 0 | 0 | 0 | 0 | 0 | 0 | 0 | 0 | 0 | 0 | 0 | 0 | 0 | 0 | 0 | 0 | 0 | 0 | 0 | 0 | 0 | 0 | 0 | 0 | 0 | 0 | 0 | 0 | 0
F2_Industrial_Stone, Clay, Glass_New_Process_Natural Gas_Process Heating_E10 | F2 | Industrial | Stone, Clay, Glass | New | Process | Natural Gas | Process Heating | E10 | RVT - Cost of Operation | 0 | 0 | 0 | 0 | 0 | 0 | 0 | 0 | 0 | 0 | 0 | 0 | 0 | 0 | 0 | 0 | 0 | 0 | 0 | 0 | 0 | 0 | 0 | 0 | 0 | 0 | 0 | 0 | 0 | 0 | 0 | 0 | 0
F3_Industrial_Stone, Clay, Glass_New_Process_Natural Gas_Process Heating_E1 | F3 | Industrial | Stone, Clay, Glass | New | Process | Natural Gas | Process Heating | E1 | System - kBTUs of Consumption | 0 | 0 | 0 | 0 | 0 | 0 | 0 | 0 | 0 | 0 | 0 | 0 | 0 | 0 | 0 | 0 | 0 | 0 | 0 | 0 | 0 | 0 | 0 | 0 | 0 | 0 | 0 | 0 | 0 | 0 | 0 | 0 | 0
F3_Industrial_Stone, Clay, Glass_New_Process_Natural Gas_Process Heating_E2 | F3 | Industrial | Stone, Clay, Glass | New | Process | Natural Gas | Process Heating | E2 | System - kBTUs of Consumption | 0 | 0 | 0 | 0 | 0 | 0 | 0 | 0 | 0 | 0 | 0 | 0 | 0 | 0 | 0 | 0 | 0 | 0 | 0 | 0 | 0 | 0 | 0 | 0 | 0 | 0 | 0 | 0 | 0 | 0 | 0 | 0 | 0
F3_Industrial_Stone, Clay, Glass_New_Process_Natural Gas_Process Heating_E3 | F3 | Industrial | Stone, Clay, Glass | New | Process | Natural Gas | Process Heating | E3 | System - kBTUs of Consumption | 0 | 0 | 0 | 0 | 0 | 0 | 0 | 0 | 0 | 0 | 0 | 0 | 0 | 0 | 0 | 0 | 0 | 0 | 0 | 0 | 0 | 0 | 0 | 0 | 0 | 0 | 0 | 0 | 0 | 0 | 0 | 0 | 0
F3_Industrial_Stone, Clay, Glass_New_Process_Natural Gas_Process Heating_E4 | F3 | Industrial | Stone, Clay, Glass | New | Process | Natural Gas | Process Heating | E4 | System - kBTUs of Consumption | 0 | 0 | 0 | 0 | 0 | 0 | 0 | 0 | 0 | 0 | 0 | 0 | 0 | 0 | 0 | 0 | 0 | 0 | 0 | 0 | 0 | 0 | 0 | 0 | 0 | 0 | 0 | 0 | 0 | 0 | 0 | 0 | 0
F3_Industrial_Stone, Clay, Glass_New_Process_Natural Gas_Process Heating_E5 | F3 | Industrial | Stone, Clay, Glass | New | Process | Natural Gas | Process Heating | E5 | System - kBTUs of Consumption | 0 | 0 | 0 | 0 | 0 | 0 | 0 | 0 | 0 | 0 | 0 | 0 | 0 | 0 | 0 | 0 | 0 | 0 | 0 | 0 | 0 | 0 | 0 | 0 | 0 | 0 | 0 | 0 | 0 | 0 | 0 | 0 | 0
F3_Industrial_Stone, Clay, Glass_New_Process_Natural Gas_Process Heating_E6 | F3 | Industrial | Stone, Clay, Glass | New | Process | Natural Gas | Process Heating | E6 | System - kBTUs of Consumption | 0 | 0 | 0 | 0 | 0 | 0 | 0 | 0 | 0 | 0 | 0 | 0 | 0 | 0 | 0 | 0 | 0 | 0 | 0 | 0 | 0 | 0 | 0 | 0 | 0 | 0 | 0 | 0 | 0 | 0 | 0 | 0 | 0
F3_Industrial_Stone, Clay, Glass_New_Process_Natural Gas_Process Heating_E7 | F3 | Industrial | Stone, Clay, Glass | New | Process | Natural Gas | Process Heating | E7 | System - kBTUs of Consumption | 0 | 0 | 0 | 0 | 0 | 0 | 0 | 0 | 0 | 0 | 0 | 0 | 0 | 0 | 0 | 0 | 0 | 0 | 0 | 0 | 0 | 0 | 0 | 0 | 0 | 0 | 0 | 0 | 0 | 0 | 0 | 0 | 0
F3_Industrial_Stone, Clay, Glass_New_Process_Natural Gas_Process Heating_E8 | F3 | Industrial | Stone, Clay, Glass | New | Process | Natural Gas | Process Heating | E8 | System - kBTUs of Consumption | 0 | 0 | 0 | 0 | 0 | 0 | 0 | 0 | 0 | 0 | 0 | 0 | 0 | 0 | 0 | 0 | 0 | 0 | 0 | 0 | 0 | 0 | 0 | 0 | 0 | 0 | 0 | 0 | 0 | 0 | 0 | 0 | 0
F3_Industrial_Stone, Clay, Glass_New_Process_Natural Gas_Process Heating_E9 | F3 | Industrial | Stone, Clay, Glass | New | Process | Natural Gas | Process Heating | E9 | System - kBTUs of Consumption | 0 | 0 | 0 | 0 | 0 | 0 | 0 | 0 | 0 | 0 | 0 | 0 | 0 | 0 | 0 | 0 | 0 | 0 | 0 | 0 | 0 | 0 | 0 | 0 | 0 | 0 | 0 | 0 | 0 | 0 | 0 | 0 | 0
F3_Industrial_Stone, Clay, Glass_New_Process_Natural Gas_Process Heating_E10 | F3 | Industrial | Stone, Clay, Glass | New | Process | Natural Gas | Process Heating | E10 | System - kBTUs of Consumption | 0 | 0 | 0 | 0 | 0 | 0 | 0 | 0 | 0 | 0 | 0 | 0 | 0 | 0 | 0 | 0 | 0 | 0 | 0 | 0 | 0 | 0 | 0 | 0 | 0 | 0 | 0 | 0 | 0 | 0 | 0 | 0 | 0
F4_Industrial_Stone, Clay, Glass_New_Process_Natural Gas_Process Heating_E1 | F4 | Industrial | Stone, Clay, Glass | New | Process | Natural Gas | Process Heating | E1 | Utility - Cost of Equipment | 0 | 0 | 0 | 0 | 0 | 0 | 0 | 0 | 0 | 0 | 0 | 0 | 0 | 0 | 0 | 0 | 0 | 0 | 0 | 0 | 0 | 0 | 0 | 0 | 0 | 0 | 0 | 0 | 0 | 0 | 0 | 0 | 0
F4_Industrial_Stone, Clay, Glass_New_Process_Natural Gas_Process Heating_E2 | F4 | Industrial | Stone, Clay, Glass | New | Process | Natural Gas | Process Heating | E2 | Utility - Cost of Equipment | 0 | 0 | 0 | 0 | 0 | 0 | 0 | 0 | 0 | 0 | 0 | 0 | 0 | 0 | 0 | 0 | 0 | 0 | 0 | 0 | 0 | 0 | 0 | 0 | 0 | 0 | 0 | 0 | 0 | 0 | 0 | 0 | 0
F4_Industrial_Stone, Clay, Glass_New_Process_Natural Gas_Process Heating_E3 | F4 | Industrial | Stone, Clay, Glass | New | Process | Natural Gas | Process Heating | E3 | Utility - Cost of Equipment | 0 | 0 | 0 | 0 | 0 | 0 | 0 | 0 | 0 | 0 | 0 | 0 | 0 | 0 | 0 | 0 | 0 | 0 | 0 | 0 | 0 | 0 | 0 | 0 | 0 | 0 | 0 | 0 | 0 | 0 | 0 | 0 | 0
F4_Industrial_Stone, Clay, Glass_New_Process_Natural Gas_Process Heating_E4 | F4 | Industrial | Stone, Clay, Glass | New | Process | Natural Gas | Process Heating | E4 | Utility - Cost of Equipment | 0 | 0 | 0 | 0 | 0 | 0 | 0 | 0 | 0 | 0 | 0 | 0 | 0 | 0 | 0 | 0 | 0 | 0 | 0 | 0 | 0 | 0 | 0 | 0 | 0 | 0 | 0 | 0 | 0 | 0 | 0 | 0 | 0
F4_Industrial_Stone, Clay, Glass_New_Process_Natural Gas_Process Heating_E5 | F4 | Industrial | Stone, Clay, Glass | New | Process | Natural Gas | Process Heating | E5 | Utility - Cost of Equipment | 0 | 0 | 0 | 0 | 0 | 0 | 0 | 0 | 0 | 0 | 0 | 0 | 0 | 0 | 0 | 0 | 0 | 0 | 0 | 0 | 0 | 0 | 0 | 0 | 0 | 0 | 0 | 0 | 0 | 0 | 0 | 0 | 0
F4_Industrial_Stone, Clay, Glass_New_Process_Natural Gas_Process Heating_E6 | F4 | Industrial | Stone, Clay, Glass | New | Process | Natural Gas | Process Heating | E6 | Utility - Cost of Equipment | 0 | 0 | 0 | 0 | 0 | 0 | 0 | 0 | 0 | 0 | 0 | 0 | 0 | 0 | 0 | 0 | 0 | 0 | 0 | 0 | 0 | 0 | 0 | 0 | 0 | 0 | 0 | 0 | 0 | 0 | 0 | 0 | 0
F4_Industrial_Stone, Clay, Glass_New_Process_Natural Gas_Process Heating_E7 | F4 | Industrial | Stone, Clay, Glass | New | Process | Natural Gas | Process Heating | E7 | Utility - Cost of Equipment | 0 | 0 | 0 | 0 | 0 | 0 | 0 | 0 | 0 | 0 | 0 | 0 | 0 | 0 | 0 | 0 | 0 | 0 | 0 | 0 | 0 | 0 | 0 | 0 | 0 | 0 | 0 | 0 | 0 | 0 | 0 | 0 | 0
F4_Industrial_Stone, Clay, Glass_New_Process_Natural Gas_Process Heating_E8 | F4 | Industrial | Stone, Clay, Glass | New | Process | Natural Gas | Process Heating | E8 | Utility - Cost of Equipment | 0 | 0 | 0 | 0 | 0 | 0 | 0 | 0 | 0 | 0 | 0 | 0 | 0 | 0 | 0 | 0 | 0 | 0 | 0 | 0 | 0 | 0 | 0 | 0 | 0 | 0 | 0 | 0 | 0 | 0 | 0 | 0 | 0
F4_Industrial_Stone, Clay, Glass_New_Process_Natural Gas_Process Heating_E9 | F4 | Industrial | Stone, Clay, Glass | New | Process | Natural Gas | Process Heating | E9 | Utility - Cost of Equipment | 0 | 0 | 0 | 0 | 0 | 0 | 0 | 0 | 0 | 0 | 0 | 0 | 0 | 0 | 0 | 0 | 0 | 0 | 0 | 0 | 0 | 0 | 0 | 0 | 0 | 0 | 0 | 0 | 0 | 0 | 0 | 0 | 0
F4_Industrial_Stone, Clay, Glass_New_Process_Natural Gas_Process Heating_E10 | F4 | Industrial | Stone, Clay, Glass | New | Process | Natural Gas | Process Heating | E10 | Utility - Cost of Equipment | 0 | 0 | 0 | 0 | 0 | 0 | 0 | 0 | 0 | 0 | 0 | 0 | 0 | 0 | 0 | 0 | 0 | 0 | 0 | 0 | 0 | 0 | 0 | 0 | 0 | 0 | 0 | 0 | 0 | 0 | 0 | 0 | 0
F5_Industrial_Stone, Clay, Glass_New_Process_Natural Gas_Process Heating_E1 | F5 | Industrial | Stone, Clay, Glass | New | Process | Natural Gas | Process Heating | E1 | Utility - Cost of Operation | 0 | 0 | 0 | 0 | 0 | 0 | 0 | 0 | 0 | 0 | 0 | 0 | 0 | 0 | 0 | 0 | 0 | 0 | 0 | 0 | 0 | 0 | 0 | 0 | 0 | 0 | 0 | 0 | 0 | 0 | 0 | 0 | 0
F5_Industrial_Stone, Clay, Glass_New_Process_Natural Gas_Process Heating_E2 | F5 | Industrial | Stone, Clay, Glass | New | Process | Natural Gas | Process Heating | E2 | Utility - Cost of Operation | 0 | 0 | 0 | 0 | 0 | 0 | 0 | 0 | 0 | 0 | 0 | 0 | 0 | 0 | 0 | 0 | 0 | 0 | 0 | 0 | 0 | 0 | 0 | 0 | 0 | 0 | 0 | 0 | 0 | 0 | 0 | 0 | 0
F5_Industrial_Stone, Clay, Glass_New_Process_Natural Gas_Process Heating_E3 | F5 | Industrial | Stone, Clay, Glass | New | Process | Natural Gas | Process Heating | E3 | Utility - Cost of Operation | 0 | 0 | 0 | 0 | 0 | 0 | 0 | 0 | 0 | 0 | 0 | 0 | 0 | 0 | 0 | 0 | 0 | 0 | 0 | 0 | 0 | 0 | 0 | 0 | 0 | 0 | 0 | 0 | 0 | 0 | 0 | 0 | 0
F5_Industrial_Stone, Clay, Glass_New_Process_Natural Gas_Process Heating_E4 | F5 | Industrial | Stone, Clay, Glass | New | Process | Natural Gas | Process Heating | E4 | Utility - Cost of Operation | 0 | 0 | 0 | 0 | 0 | 0 | 0 | 0 | 0 | 0 | 0 | 0 | 0 | 0 | 0 | 0 | 0 | 0 | 0 | 0 | 0 | 0 | 0 | 0 | 0 | 0 | 0 | 0 | 0 | 0 | 0 | 0 | 0
F5_Industrial_Stone, Clay, Glass_New_Process_Natural Gas_Process Heating_E5 | F5 | Industrial | Stone, Clay, Glass | New | Process | Natural Gas | Process Heating | E5 | Utility - Cost of Operation | 0 | 0 | 0 | 0 | 0 | 0 | 0 | 0 | 0 | 0 | 0 | 0 | 0 | 0 | 0 | 0 | 0 | 0 | 0 | 0 | 0 | 0 | 0 | 0 | 0 | 0 | 0 | 0 | 0 | 0 | 0 | 0 | 0
F5_Industrial_Stone, Clay, Glass_New_Process_Natural Gas_Process Heating_E6 | F5 | Industrial | Stone, Clay, Glass | New | Process | Natural Gas | Process Heating | E6 | Utility - Cost of Operation | 0 | 0 | 0 | 0 | 0 | 0 | 0 | 0 | 0 | 0 | 0 | 0 | 0 | 0 | 0 | 0 | 0 | 0 | 0 | 0 | 0 | 0 | 0 | 0 | 0 | 0 | 0 | 0 | 0 | 0 | 0 | 0 | 0
F5_Industrial_Stone, Clay, Glass_New_Process_Natural Gas_Process Heating_E7 | F5 | Industrial | Stone, Clay, Glass | New | Process | Natural Gas | Process Heating | E7 | Utility - Cost of Operation | 0 | 0 | 0 | 0 | 0 | 0 | 0 | 0 | 0 | 0 | 0 | 0 | 0 | 0 | 0 | 0 | 0 | 0 | 0 | 0 | 0 | 0 | 0 | 0 | 0 | 0 | 0 | 0 | 0 | 0 | 0 | 0 | 0
F5_Industrial_Stone, Clay, Glass_New_Process_Natural Gas_Process Heating_E8 | F5 | Industrial | Stone, Clay, Glass | New | Process | Natural Gas | Process Heating | E8 | Utility - Cost of Operation | 0 | 0 | 0 | 0 | 0 | 0 | 0 | 0 | 0 | 0 | 0 | 0 | 0 | 0 | 0 | 0 | 0 | 0 | 0 | 0 | 0 | 0 | 0 | 0 | 0 | 0 | 0 | 0 | 0 | 0 | 0 | 0 | 0
F5_Industrial_Stone, Clay, Glass_New_Process_Natural Gas_Process Heating_E9 | F5 | Industrial | Stone, Clay, Glass | New | Process | Natural Gas | Process Heating | E9 | Utility - Cost of Operation | 0 | 0 | 0 | 0 | 0 | 0 | 0 | 0 | 0 | 0 | 0 | 0 | 0 | 0 | 0 | 0 | 0 | 0 | 0 | 0 | 0 | 0 | 0 | 0 | 0 | 0 | 0 | 0 | 0 | 0 | 0 | 0 | 0
F5_Industrial_Stone, Clay, Glass_New_Process_Natural Gas_Process Heating_E10 | F5 | Industrial | Stone, Clay, Glass | New | Process | Natural Gas | Process Heating | E10 | Utility - Cost of Operation | 0 | 0 | 0 | 0 | 0 | 0 | 0 | 0 | 0 | 0 | 0 | 0 | 0 | 0 | 0 | 0 | 0 | 0 | 0 | 0 | 0 | 0 | 0 | 0 | 0 | 0 | 0 | 0 | 0 | 0 | 0 | 0 | 0
F6_Industrial_Stone, Clay, Glass_New_Process_Natural Gas_Process Heating_E1 | F6 | Industrial | Stone, Clay, Glass | New | Process | Natural Gas | Process Heating | E1 | Utility - Value of Sales | 0 | 0 | 0 | 0 | 0 | 0 | 0 | 0 | 0 | 0 | 0 | 0 | 0 | 0 | 0 | 0 | 0 | 0 | 0 | 0 | 0 | 0 | 0 | 0 | 0 | 0 | 0 | 0 | 0 | 0 | 0 | 0 | 0
F6_Industrial_Stone, Clay, Glass_New_Process_Natural Gas_Process Heating_E2 | F6 | Industrial | Stone, Clay, Glass | New | Process | Natural Gas | Process Heating | E2 | Utility - Value of Sales | 0 | 0 | 0 | 0 | 0 | 0 | 0 | 0 | 0 | 0 | 0 | 0 | 0 | 0 | 0 | 0 | 0 | 0 | 0 | 0 | 0 | 0 | 0 | 0 | 0 | 0 | 0 | 0 | 0 | 0 | 0 | 0 | 0
F6_Industrial_Stone, Clay, Glass_New_Process_Natural Gas_Process Heating_E3 | F6 | Industrial | Stone, Clay, Glass | New | Process | Natural Gas | Process Heating | E3 | Utility - Value of Sales | 0 | 0 | 0 | 0 | 0 | 0 | 0 | 0 | 0 | 0 | 0 | 0 | 0 | 0 | 0 | 0 | 0 | 0 | 0 | 0 | 0 | 0 | 0 | 0 | 0 | 0 | 0 | 0 | 0 | 0 | 0 | 0 | 0
F6_Industrial_Stone, Clay, Glass_New_Process_Natural Gas_Process Heating_E4 | F6 | Industrial | Stone, Clay, Glass | New | Process | Natural Gas | Process Heating | E4 | Utility - Value of Sales | 0 | 0 | 0 | 0 | 0 | 0 | 0 | 0 | 0 | 0 | 0 | 0 | 0 | 0 | 0 | 0 | 0 | 0 | 0 | 0 | 0 | 0 | 0 | 0 | 0 | 0 | 0 | 0 | 0 | 0 | 0 | 0 | 0
F6_Industrial_Stone, Clay, Glass_New_Process_Natural Gas_Process Heating_E5 | F6 | Industrial | Stone, Clay, Glass | New | Process | Natural Gas | Process Heating | E5 | Utility - Value of Sales | 0 | 0 | 0 | 0 | 0 | 0 | 0 | 0 | 0 | 0 | 0 | 0 | 0 | 0 | 0 | 0 | 0 | 0 | 0 | 0 | 0 | 0 | 0 | 0 | 0 | 0 | 0 | 0 | 0 | 0 | 0 | 0 | 0
F6_Industrial_Stone, Clay, Glass_New_Process_Natural Gas_Process Heating_E6 | F6 | Industrial | Stone, Clay, Glass | New | Process | Natural Gas | Process Heating | E6 | Utility - Value of Sales | 0 | 0 | 0 | 0 | 0 | 0 | 0 | 0 | 0 | 0 | 0 | 0 | 0 | 0 | 0 | 0 | 0 | 0 | 0 | 0 | 0 | 0 | 0 | 0 | 0 | 0 | 0 | 0 | 0 | 0 | 0 | 0 | 0
F6_Industrial_Stone, Clay, Glass_New_Process_Natural Gas_Process Heating_E7 | F6 | Industrial | Stone, Clay, Glass | New | Process | Natural Gas | Process Heating | E7 | Utility - Value of Sales | 0 | 0 | 0 | 0 | 0 | 0 | 0 | 0 | 0 | 0 | 0 | 0 | 0 | 0 | 0 | 0 | 0 | 0 | 0 | 0 | 0 | 0 | 0 | 0 | 0 | 0 | 0 | 0 | 0 | 0 | 0 | 0 | 0
F6_Industrial_Stone, Clay, Glass_New_Process_Natural Gas_Process Heating_E8 | F6 | Industrial | Stone, Clay, Glass | New | Process | Natural Gas | Process Heating | E8 | Utility - Value of Sales | 0 | 0 | 0 | 0 | 0 | 0 | 0 | 0 | 0 | 0 | 0 | 0 | 0 | 0 | 0 | 0 | 0 | 0 | 0 | 0 | 0 | 0 | 0 | 0 | 0 | 0 | 0 | 0 | 0 | 0 | 0 | 0 | 0
F6_Industrial_Stone, Clay, Glass_New_Process_Natural Gas_Process Heating_E9 | F6 | Industrial | Stone, Clay, Glass | New | Process | Natural Gas | Process Heating | E9 | Utility - Value of Sales | 0 | 0 | 0 | 0 | 0 | 0 | 0 | 0 | 0 | 0 | 0 | 0 | 0 | 0 | 0 | 0 | 0 | 0 | 0 | 0 | 0 | 0 | 0 | 0 | 0 | 0 | 0 | 0 | 0 | 0 | 0 | 0 | 0
F6_Industrial_Stone, Clay, Glass_New_Process_Natural Gas_Process Heating_E10 | F6 | Industrial | Stone, Clay, Glass | New | Process | Natural Gas | Process Heating | E10 | Utility - Value of Sales | 0 | 0 | 0 | 0 | 0 | 0 | 0 | 0 | 0 | 0 | 0 | 0 | 0 | 0 | 0 | 0 | 0 | 0 | 0 | 0 | 0 | 0 | 0 | 0 | 0 | 0 | 0 | 0 | 0 | 0 | 0 | 0 | 0
F1_Industrial_Stone, Clay, Glass_New_Process_Natural Gas_Process Boiler_E1 | F1 | Industrial | Stone, Clay, Glass | New | Process | Natural Gas | Process Boiler | E1 | RVT - Cost of Equipment | 0 | 0 | 0 | 0 | 0 | 0 | 0 | 0 | 0 | 0 | 0 | 0 | 0 | 0 | 0 | 0 | 0 | 0 | 0 | 0 | 0 | 0 | 0 | 0 | 0 | 0 | 0 | 0 | 0 | 0 | 0 | 0 | 0
F1_Industrial_Stone, Clay, Glass_New_Process_Natural Gas_Process Boiler_E2 | F1 | Industrial | Stone, Clay, Glass | New | Process | Natural Gas | Process Boiler | E2 | RVT - Cost of Equipment | 0 | 0 | 0 | 0 | 0 | 0 | 0 | 0 | 0 | 0 | 0 | 0 | 0 | 0 | 0 | 0 | 0 | 0 | 0 | 0 | 0 | 0 | 0 | 0 | 0 | 0 | 0 | 0 | 0 | 0 | 0 | 0 | 0
F1_Industrial_Stone, Clay, Glass_New_Process_Natural Gas_Process Boiler_E3 | F1 | Industrial | Stone, Clay, Glass | New | Process | Natural Gas | Process Boiler | E3 | RVT - Cost of Equipment | 0 | 0 | 0 | 0 | 0 | 0 | 0 | 0 | 0 | 0 | 0 | 0 | 0 | 0 | 0 | 0 | 0 | 0 | 0 | 0 | 0 | 0 | 0 | 0 | 0 | 0 | 0 | 0 | 0 | 0 | 0 | 0 | 0
F1_Industrial_Stone, Clay, Glass_New_Process_Natural Gas_Process Boiler_E4 | F1 | Industrial | Stone, Clay, Glass | New | Process | Natural Gas | Process Boiler | E4 | RVT - Cost of Equipment | 0 | 0 | 0 | 0 | 0 | 0 | 0 | 0 | 0 | 0 | 0 | 0 | 0 | 0 | 0 | 0 | 0 | 0 | 0 | 0 | 0 | 0 | 0 | 0 | 0 | 0 | 0 | 0 | 0 | 0 | 0 | 0 | 0
F1_Industrial_Stone, Clay, Glass_New_Process_Natural Gas_Process Boiler_E5 | F1 | Industrial | Stone, Clay, Glass | New | Process | Natural Gas | Process Boiler | E5 | RVT - Cost of Equipment | 0 | 0 | 0 | 0 | 0 | 0 | 0 | 0 | 0 | 0 | 0 | 0 | 0 | 0 | 0 | 0 | 0 | 0 | 0 | 0 | 0 | 0 | 0 | 0 | 0 | 0 | 0 | 0 | 0 | 0 | 0 | 0 | 0
F1_Industrial_Stone, Clay, Glass_New_Process_Natural Gas_Process Boiler_E6 | F1 | Industrial | Stone, Clay, Glass | New | Process | Natural Gas | Process Boiler | E6 | RVT - Cost of Equipment | 0 | 0 | 0 | 0 | 0 | 0 | 0 | 0 | 0 | 0 | 0 | 0 | 0 | 0 | 0 | 0 | 0 | 0 | 0 | 0 | 0 | 0 | 0 | 0 | 0 | 0 | 0 | 0 | 0 | 0 | 0 | 0 | 0
F1_Industrial_Stone, Clay, Glass_New_Process_Natural Gas_Process Boiler_E7 | F1 | Industrial | Stone, Clay, Glass | New | Process | Natural Gas | Process Boiler | E7 | RVT - Cost of Equipment | 0 | 0 | 0 | 0 | 0 | 0 | 0 | 0 | 0 | 0 | 0 | 0 | 0 | 0 | 0 | 0 | 0 | 0 | 0 | 0 | 0 | 0 | 0 | 0 | 0 | 0 | 0 | 0 | 0 | 0 | 0 | 0 | 0
F1_Industrial_Stone, Clay, Glass_New_Process_Natural Gas_Process Boiler_E8 | F1 | Industrial | Stone, Clay, Glass | New | Process | Natural Gas | Process Boiler | E8 | RVT - Cost of Equipment | 0 | 0 | 0 | 0 | 0 | 0 | 0 | 0 | 0 | 0 | 0 | 0 | 0 | 0 | 0 | 0 | 0 | 0 | 0 | 0 | 0 | 0 | 0 | 0 | 0 | 0 | 0 | 0 | 0 | 0 | 0 | 0 | 0
F1_Industrial_Stone, Clay, Glass_New_Process_Natural Gas_Process Boiler_E9 | F1 | Industrial | Stone, Clay, Glass | New | Process | Natural Gas | Process Boiler | E9 | RVT - Cost of Equipment | 0 | 0 | 0 | 0 | 0 | 0 | 0 | 0 | 0 | 0 | 0 | 0 | 0 | 0 | 0 | 0 | 0 | 0 | 0 | 0 | 0 | 0 | 0 | 0 | 0 | 0 | 0 | 0 | 0 | 0 | 0 | 0 | 0
F1_Industrial_Stone, Clay, Glass_New_Process_Natural Gas_Process Boiler_E10 | F1 | Industrial | Stone, Clay, Glass | New | Process | Natural Gas | Process Boiler | E10 | RVT - Cost of Equipment | 0 | 0 | 0 | 0 | 0 | 0 | 0 | 0 | 0 | 0 | 0 | 0 | 0 | 0 | 0 | 0 | 0 | 0 | 0 | 0 | 0 | 0 | 0 | 0 | 0 | 0 | 0 | 0 | 0 | 0 | 0 | 0 | 0
F2_Industrial_Stone, Clay, Glass_New_Process_Natural Gas_Process Boiler_E1 | F2 | Industrial | Stone, Clay, Glass | New | Process | Natural Gas | Process Boiler | E1 | RVT - Cost of Operation | 0 | 0 | 0 | 0 | 0 | 0 | 0 | 0 | 0 | 0 | 0 | 0 | 0 | 0 | 0 | 0 | 0 | 0 | 0 | 0 | 0 | 0 | 0 | 0 | 0 | 0 | 0 | 0 | 0 | 0 | 0 | 0 | 0
F2_Industrial_Stone, Clay, Glass_New_Process_Natural Gas_Process Boiler_E2 | F2 | Industrial | Stone, Clay, Glass | New | Process | Natural Gas | Process Boiler | E2 | RVT - Cost of Operation | 0 | 0 | 0 | 0 | 0 | 0 | 0 | 0 | 0 | 0 | 0 | 0 | 0 | 0 | 0 | 0 | 0 | 0 | 0 | 0 | 0 | 0 | 0 | 0 | 0 | 0 | 0 | 0 | 0 | 0 | 0 | 0 | 0
F2_Industrial_Stone, Clay, Glass_New_Process_Natural Gas_Process Boiler_E3 | F2 | Industrial | Stone, Clay, Glass | New | Process | Natural Gas | Process Boiler | E3 | RVT - Cost of Operation | 0 | 0 | 0 | 0 | 0 | 0 | 0 | 0 | 0 | 0 | 0 | 0 | 0 | 0 | 0 | 0 | 0 | 0 | 0 | 0 | 0 | 0 | 0 | 0 | 0 | 0 | 0 | 0 | 0 | 0 | 0 | 0 | 0
F2_Industrial_Stone, Clay, Glass_New_Process_Natural Gas_Process Boiler_E4 | F2 | Industrial | Stone, Clay, Glass | New | Process | Natural Gas | Process Boiler | E4 | RVT - Cost of Operation | 0 | 0 | 0 | 0 | 0 | 0 | 0 | 0 | 0 | 0 | 0 | 0 | 0 | 0 | 0 | 0 | 0 | 0 | 0 | 0 | 0 | 0 | 0 | 0 | 0 | 0 | 0 | 0 | 0 | 0 | 0 | 0 | 0
F2_Industrial_Stone, Clay, Glass_New_Process_Natural Gas_Process Boiler_E5 | F2 | Industrial | Stone, Clay, Glass | New | Process | Natural Gas | Process Boiler | E5 | RVT - Cost of Operation | 0 | 0 | 0 | 0 | 0 | 0 | 0 | 0 | 0 | 0 | 0 | 0 | 0 | 0 | 0 | 0 | 0 | 0 | 0 | 0 | 0 | 0 | 0 | 0 | 0 | 0 | 0 | 0 | 0 | 0 | 0 | 0 | 0
F2_Industrial_Stone, Clay, Glass_New_Process_Natural Gas_Process Boiler_E6 | F2 | Industrial | Stone, Clay, Glass | New | Process | Natural Gas | Process Boiler | E6 | RVT - Cost of Operation | 0 | 0 | 0 | 0 | 0 | 0 | 0 | 0 | 0 | 0 | 0 | 0 | 0 | 0 | 0 | 0 | 0 | 0 | 0 | 0 | 0 | 0 | 0 | 0 | 0 | 0 | 0 | 0 | 0 | 0 | 0 | 0 | 0
F2_Industrial_Stone, Clay, Glass_New_Process_Natural Gas_Process Boiler_E7 | F2 | Industrial | Stone, Clay, Glass | New | Process | Natural Gas | Process Boiler | E7 | RVT - Cost of Operation | 0 | 0 | 0 | 0 | 0 | 0 | 0 | 0 | 0 | 0 | 0 | 0 | 0 | 0 | 0 | 0 | 0 | 0 | 0 | 0 | 0 | 0 | 0 | 0 | 0 | 0 | 0 | 0 | 0 | 0 | 0 | 0 | 0
F2_Industrial_Stone, Clay, Glass_New_Process_Natural Gas_Process Boiler_E8 | F2 | Industrial | Stone, Clay, Glass | New | Process | Natural Gas | Process Boiler | E8 | RVT - Cost of Operation | 0 | 0 | 0 | 0 | 0 | 0 | 0 | 0 | 0 | 0 | 0 | 0 | 0 | 0 | 0 | 0 | 0 | 0 | 0 | 0 | 0 | 0 | 0 | 0 | 0 | 0 | 0 | 0 | 0 | 0 | 0 | 0 | 0
F2_Industrial_Stone, Clay, Glass_New_Process_Natural Gas_Process Boiler_E9 | F2 | Industrial | Stone, Clay, Glass | New | Process | Natural Gas | Process Boiler | E9 | RVT - Cost of Operation | 0 | 0 | 0 | 0 | 0 | 0 | 0 | 0 | 0 | 0 | 0 | 0 | 0 | 0 | 0 | 0 | 0 | 0 | 0 | 0 | 0 | 0 | 0 | 0 | 0 | 0 | 0 | 0 | 0 | 0 | 0 | 0 | 0
F2_Industrial_Stone, Clay, Glass_New_Process_Natural Gas_Process Boiler_E10 | F2 | Industrial | Stone, Clay, Glass | New | Process | Natural Gas | Process Boiler | E10 | RVT - Cost of Operation | 0 | 0 | 0 | 0 | 0 | 0 | 0 | 0 | 0 | 0 | 0 | 0 | 0 | 0 | 0 | 0 | 0 | 0 | 0 | 0 | 0 | 0 | 0 | 0 | 0 | 0 | 0 | 0 | 0 | 0 | 0 | 0 | 0
F3_Industrial_Stone, Clay, Glass_New_Process_Natural Gas_Process Boiler_E1 | F3 | Industrial | Stone, Clay, Glass | New | Process | Natural Gas | Process Boiler | E1 | System - kBTUs of Consumption | 0 | 0 | 0 | 0 | 0 | 0 | 0 | 0 | 0 | 0 | 0 | 0 | 0 | 0 | 0 | 0 | 0 | 0 | 0 | 0 | 0 | 0 | 0 | 0 | 0 | 0 | 0 | 0 | 0 | 0 | 0 | 0 | 0
F3_Industrial_Stone, Clay, Glass_New_Process_Natural Gas_Process Boiler_E2 | F3 | Industrial | Stone, Clay, Glass | New | Process | Natural Gas | Process Boiler | E2 | System - kBTUs of Consumption | 0 | 0 | 0 | 0 | 0 | 0 | 0 | 0 | 0 | 0 | 0 | 0 | 0 | 0 | 0 | 0 | 0 | 0 | 0 | 0 | 0 | 0 | 0 | 0 | 0 | 0 | 0 | 0 | 0 | 0 | 0 | 0 | 0
F3_Industrial_Stone, Clay, Glass_New_Process_Natural Gas_Process Boiler_E3 | F3 | Industrial | Stone, Clay, Glass | New | Process | Natural Gas | Process Boiler | E3 | System - kBTUs of Consumption | 0 | 0 | 0 | 0 | 0 | 0 | 0 | 0 | 0 | 0 | 0 | 0 | 0 | 0 | 0 | 0 | 0 | 0 | 0 | 0 | 0 | 0 | 0 | 0 | 0 | 0 | 0 | 0 | 0 | 0 | 0 | 0 | 0
F3_Industrial_Stone, Clay, Glass_New_Process_Natural Gas_Process Boiler_E4 | F3 | Industrial | Stone, Clay, Glass | New | Process | Natural Gas | Process Boiler | E4 | System - kBTUs of Consumption | 0 | 0 | 0 | 0 | 0 | 0 | 0 | 0 | 0 | 0 | 0 | 0 | 0 | 0 | 0 | 0 | 0 | 0 | 0 | 0 | 0 | 0 | 0 | 0 | 0 | 0 | 0 | 0 | 0 | 0 | 0 | 0 | 0
F3_Industrial_Stone, Clay, Glass_New_Process_Natural Gas_Process Boiler_E5 | F3 | Industrial | Stone, Clay, Glass | New | Process | Natural Gas | Process Boiler | E5 | System - kBTUs of Consumption | 0 | 0 | 0 | 0 | 0 | 0 | 0 | 0 | 0 | 0 | 0 | 0 | 0 | 0 | 0 | 0 | 0 | 0 | 0 | 0 | 0 | 0 | 0 | 0 | 0 | 0 | 0 | 0 | 0 | 0 | 0 | 0 | 0
F3_Industrial_Stone, Clay, Glass_New_Process_Natural Gas_Process Boiler_E6 | F3 | Industrial | Stone, Clay, Glass | New | Process | Natural Gas | Process Boiler | E6 | System - kBTUs of Consumption | 0 | 0 | 0 | 0 | 0 | 0 | 0 | 0 | 0 | 0 | 0 | 0 | 0 | 0 | 0 | 0 | 0 | 0 | 0 | 0 | 0 | 0 | 0 | 0 | 0 | 0 | 0 | 0 | 0 | 0 | 0 | 0 | 0
F3_Industrial_Stone, Clay, Glass_New_Process_Natural Gas_Process Boiler_E7 | F3 | Industrial | Stone, Clay, Glass | New | Process | Natural Gas | Process Boiler | E7 | System - kBTUs of Consumption | 0 | 0 | 0 | 0 | 0 | 0 | 0 | 0 | 0 | 0 | 0 | 0 | 0 | 0 | 0 | 0 | 0 | 0 | 0 | 0 | 0 | 0 | 0 | 0 | 0 | 0 | 0 | 0 | 0 | 0 | 0 | 0 | 0
F3_Industrial_Stone, Clay, Glass_New_Process_Natural Gas_Process Boiler_E8 | F3 | Industrial | Stone, Clay, Glass | New | Process | Natural Gas | Process Boiler | E8 | System - kBTUs of Consumption | 0 | 0 | 0 | 0 | 0 | 0 | 0 | 0 | 0 | 0 | 0 | 0 | 0 | 0 | 0 | 0 | 0 | 0 | 0 | 0 | 0 | 0 | 0 | 0 | 0 | 0 | 0 | 0 | 0 | 0 | 0 | 0 | 0
F3_Industrial_Stone, Clay, Glass_New_Process_Natural Gas_Process Boiler_E9 | F3 | Industrial | Stone, Clay, Glass | New | Process | Natural Gas | Process Boiler | E9 | System - kBTUs of Consumption | 0 | 0 | 0 | 0 | 0 | 0 | 0 | 0 | 0 | 0 | 0 | 0 | 0 | 0 | 0 | 0 | 0 | 0 | 0 | 0 | 0 | 0 | 0 | 0 | 0 | 0 | 0 | 0 | 0 | 0 | 0 | 0 | 0
F3_Industrial_Stone, Clay, Glass_New_Process_Natural Gas_Process Boiler_E10 | F3 | Industrial | Stone, Clay, Glass | New | Process | Natural Gas | Process Boiler | E10 | System - kBTUs of Consumption | 0 | 0 | 0 | 0 | 0 | 0 | 0 | 0 | 0 | 0 | 0 | 0 | 0 | 0 | 0 | 0 | 0 | 0 | 0 | 0 | 0 | 0 | 0 | 0 | 0 | 0 | 0 | 0 | 0 | 0 | 0 | 0 | 0
F4_Industrial_Stone, Clay, Glass_New_Process_Natural Gas_Process Boiler_E1 | F4 | Industrial | Stone, Clay, Glass | New | Process | Natural Gas | Process Boiler | E1 | Utility - Cost of Equipment | 0 | 0 | 0 | 0 | 0 | 0 | 0 | 0 | 0 | 0 | 0 | 0 | 0 | 0 | 0 | 0 | 0 | 0 | 0 | 0 | 0 | 0 | 0 | 0 | 0 | 0 | 0 | 0 | 0 | 0 | 0 | 0 | 0
F4_Industrial_Stone, Clay, Glass_New_Process_Natural Gas_Process Boiler_E2 | F4 | Industrial | Stone, Clay, Glass | New | Process | Natural Gas | Process Boiler | E2 | Utility - Cost of Equipment | 0 | 0 | 0 | 0 | 0 | 0 | 0 | 0 | 0 | 0 | 0 | 0 | 0 | 0 | 0 | 0 | 0 | 0 | 0 | 0 | 0 | 0 | 0 | 0 | 0 | 0 | 0 | 0 | 0 | 0 | 0 | 0 | 0
F4_Industrial_Stone, Clay, Glass_New_Process_Natural Gas_Process Boiler_E3 | F4 | Industrial | Stone, Clay, Glass | New | Process | Natural Gas | Process Boiler | E3 | Utility - Cost of Equipment | 0 | 0 | 0 | 0 | 0 | 0 | 0 | 0 | 0 | 0 | 0 | 0 | 0 | 0 | 0 | 0 | 0 | 0 | 0 | 0 | 0 | 0 | 0 | 0 | 0 | 0 | 0 | 0 | 0 | 0 | 0 | 0 | 0
F4_Industrial_Stone, Clay, Glass_New_Process_Natural Gas_Process Boiler_E4 | F4 | Industrial | Stone, Clay, Glass | New | Process | Natural Gas | Process Boiler | E4 | Utility - Cost of Equipment | 0 | 0 | 0 | 0 | 0 | 0 | 0 | 0 | 0 | 0 | 0 | 0 | 0 | 0 | 0 | 0 | 0 | 0 | 0 | 0 | 0 | 0 | 0 | 0 | 0 | 0 | 0 | 0 | 0 | 0 | 0 | 0 | 0
F4_Industrial_Stone, Clay, Glass_New_Process_Natural Gas_Process Boiler_E5 | F4 | Industrial | Stone, Clay, Glass | New | Process | Natural Gas | Process Boiler | E5 | Utility - Cost of Equipment | 0 | 0 | 0 | 0 | 0 | 0 | 0 | 0 | 0 | 0 | 0 | 0 | 0 | 0 | 0 | 0 | 0 | 0 | 0 | 0 | 0 | 0 | 0 | 0 | 0 | 0 | 0 | 0 | 0 | 0 | 0 | 0 | 0
F4_Industrial_Stone, Clay, Glass_New_Process_Natural Gas_Process Boiler_E6 | F4 | Industrial | Stone, Clay, Glass | New | Process | Natural Gas | Process Boiler | E6 | Utility - Cost of Equipment | 0 | 0 | 0 | 0 | 0 | 0 | 0 | 0 | 0 | 0 | 0 | 0 | 0 | 0 | 0 | 0 | 0 | 0 | 0 | 0 | 0 | 0 | 0 | 0 | 0 | 0 | 0 | 0 | 0 | 0 | 0 | 0 | 0
F4_Industrial_Stone, Clay, Glass_New_Process_Natural Gas_Process Boiler_E7 | F4 | Industrial | Stone, Clay, Glass | New | Process | Natural Gas | Process Boiler | E7 | Utility - Cost of Equipment | 0 | 0 | 0 | 0 | 0 | 0 | 0 | 0 | 0 | 0 | 0 | 0 | 0 | 0 | 0 | 0 | 0 | 0 | 0 | 0 | 0 | 0 | 0 | 0 | 0 | 0 | 0 | 0 | 0 | 0 | 0 | 0 | 0
F4_Industrial_Stone, Clay, Glass_New_Process_Natural Gas_Process Boiler_E8 | F4 | Industrial | Stone, Clay, Glass | New | Process | Natural Gas | Process Boiler | E8 | Utility - Cost of Equipment | 0 | 0 | 0 | 0 | 0 | 0 | 0 | 0 | 0 | 0 | 0 | 0 | 0 | 0 | 0 | 0 | 0 | 0 | 0 | 0 | 0 | 0 | 0 | 0 | 0 | 0 | 0 | 0 | 0 | 0 | 0 | 0 | 0
F4_Industrial_Stone, Clay, Glass_New_Process_Natural Gas_Process Boiler_E9 | F4 | Industrial | Stone, Clay, Glass | New | Process | Natural Gas | Process Boiler | E9 | Utility - Cost of Equipment | 0 | 0 | 0 | 0 | 0 | 0 | 0 | 0 | 0 | 0 | 0 | 0 | 0 | 0 | 0 | 0 | 0 | 0 | 0 | 0 | 0 | 0 | 0 | 0 | 0 | 0 | 0 | 0 | 0 | 0 | 0 | 0 | 0
F4_Industrial_Stone, Clay, Glass_New_Process_Natural Gas_Process Boiler_E10 | F4 | Industrial | Stone, Clay, Glass | New | Process | Natural Gas | Process Boiler | E10 | Utility - Cost of Equipment | 0 | 0 | 0 | 0 | 0 | 0 | 0 | 0 | 0 | 0 | 0 | 0 | 0 | 0 | 0 | 0 | 0 | 0 | 0 | 0 | 0 | 0 | 0 | 0 | 0 | 0 | 0 | 0 | 0 | 0 | 0 | 0 | 0
F5_Industrial_Stone, Clay, Glass_New_Process_Natural Gas_Process Boiler_E1 | F5 | Industrial | Stone, Clay, Glass | New | Process | Natural Gas | Process Boiler | E1 | Utility - Cost of Operation | 0 | 0 | 0 | 0 | 0 | 0 | 0 | 0 | 0 | 0 | 0 | 0 | 0 | 0 | 0 | 0 | 0 | 0 | 0 | 0 | 0 | 0 | 0 | 0 | 0 | 0 | 0 | 0 | 0 | 0 | 0 | 0 | 0
F5_Industrial_Stone, Clay, Glass_New_Process_Natural Gas_Process Boiler_E2 | F5 | Industrial | Stone, Clay, Glass | New | Process | Natural Gas | Process Boiler | E2 | Utility - Cost of Operation | 0 | 0 | 0 | 0 | 0 | 0 | 0 | 0 | 0 | 0 | 0 | 0 | 0 | 0 | 0 | 0 | 0 | 0 | 0 | 0 | 0 | 0 | 0 | 0 | 0 | 0 | 0 | 0 | 0 | 0 | 0 | 0 | 0
F5_Industrial_Stone, Clay, Glass_New_Process_Natural Gas_Process Boiler_E3 | F5 | Industrial | Stone, Clay, Glass | New | Process | Natural Gas | Process Boiler | E3 | Utility - Cost of Operation | 0 | 0 | 0 | 0 | 0 | 0 | 0 | 0 | 0 | 0 | 0 | 0 | 0 | 0 | 0 | 0 | 0 | 0 | 0 | 0 | 0 | 0 | 0 | 0 | 0 | 0 | 0 | 0 | 0 | 0 | 0 | 0 | 0
F5_Industrial_Stone, Clay, Glass_New_Process_Natural Gas_Process Boiler_E4 | F5 | Industrial | Stone, Clay, Glass | New | Process | Natural Gas | Process Boiler | E4 | Utility - Cost of Operation | 0 | 0 | 0 | 0 | 0 | 0 | 0 | 0 | 0 | 0 | 0 | 0 | 0 | 0 | 0 | 0 | 0 | 0 | 0 | 0 | 0 | 0 | 0 | 0 | 0 | 0 | 0 | 0 | 0 | 0 | 0 | 0 | 0
F5_Industrial_Stone, Clay, Glass_New_Process_Natural Gas_Process Boiler_E5 | F5 | Industrial | Stone, Clay, Glass | New | Process | Natural Gas | Process Boiler | E5 | Utility - Cost of Operation | 0 | 0 | 0 | 0 | 0 | 0 | 0 | 0 | 0 | 0 | 0 | 0 | 0 | 0 | 0 | 0 | 0 | 0 | 0 | 0 | 0 | 0 | 0 | 0 | 0 | 0 | 0 | 0 | 0 | 0 | 0 | 0 | 0
F5_Industrial_Stone, Clay, Glass_New_Process_Natural Gas_Process Boiler_E6 | F5 | Industrial | Stone, Clay, Glass | New | Process | Natural Gas | Process Boiler | E6 | Utility - Cost of Operation | 0 | 0 | 0 | 0 | 0 | 0 | 0 | 0 | 0 | 0 | 0 | 0 | 0 | 0 | 0 | 0 | 0 | 0 | 0 | 0 | 0 | 0 | 0 | 0 | 0 | 0 | 0 | 0 | 0 | 0 | 0 | 0 | 0
F5_Industrial_Stone, Clay, Glass_New_Process_Natural Gas_Process Boiler_E7 | F5 | Industrial | Stone, Clay, Glass | New | Process | Natural Gas | Process Boiler | E7 | Utility - Cost of Operation | 0 | 0 | 0 | 0 | 0 | 0 | 0 | 0 | 0 | 0 | 0 | 0 | 0 | 0 | 0 | 0 | 0 | 0 | 0 | 0 | 0 | 0 | 0 | 0 | 0 | 0 | 0 | 0 | 0 | 0 | 0 | 0 | 0
F5_Industrial_Stone, Clay, Glass_New_Process_Natural Gas_Process Boiler_E8 | F5 | Industrial | Stone, Clay, Glass | New | Process | Natural Gas | Process Boiler | E8 | Utility - Cost of Operation | 0 | 0 | 0 | 0 | 0 | 0 | 0 | 0 | 0 | 0 | 0 | 0 | 0 | 0 | 0 | 0 | 0 | 0 | 0 | 0 | 0 | 0 | 0 | 0 | 0 | 0 | 0 | 0 | 0 | 0 | 0 | 0 | 0
F5_Industrial_Stone, Clay, Glass_New_Process_Natural Gas_Process Boiler_E9 | F5 | Industrial | Stone, Clay, Glass | New | Process | Natural Gas | Process Boiler | E9 | Utility - Cost of Operation | 0 | 0 | 0 | 0 | 0 | 0 | 0 | 0 | 0 | 0 | 0 | 0 | 0 | 0 | 0 | 0 | 0 | 0 | 0 | 0 | 0 | 0 | 0 | 0 | 0 | 0 | 0 | 0 | 0 | 0 | 0 | 0 | 0
F5_Industrial_Stone, Clay, Glass_New_Process_Natural Gas_Process Boiler_E10 | F5 | Industrial | Stone, Clay, Glass | New | Process | Natural Gas | Process Boiler | E10 | Utility - Cost of Operation | 0 | 0 | 0 | 0 | 0 | 0 | 0 | 0 | 0 | 0 | 0 | 0 | 0 | 0 | 0 | 0 | 0 | 0 | 0 | 0 | 0 | 0 | 0 | 0 | 0 | 0 | 0 | 0 | 0 | 0 | 0 | 0 | 0
F6_Industrial_Stone, Clay, Glass_New_Process_Natural Gas_Process Boiler_E1 | F6 | Industrial | Stone, Clay, Glass | New | Process | Natural Gas | Process Boiler | E1 | Utility - Value of Sales | 0 | 0 | 0 | 0 | 0 | 0 | 0 | 0 | 0 | 0 | 0 | 0 | 0 | 0 | 0 | 0 | 0 | 0 | 0 | 0 | 0 | 0 | 0 | 0 | 0 | 0 | 0 | 0 | 0 | 0 | 0 | 0 | 0
F6_Industrial_Stone, Clay, Glass_New_Process_Natural Gas_Process Boiler_E2 | F6 | Industrial | Stone, Clay, Glass | New | Process | Natural Gas | Process Boiler | E2 | Utility - Value of Sales | 0 | 0 | 0 | 0 | 0 | 0 | 0 | 0 | 0 | 0 | 0 | 0 | 0 | 0 | 0 | 0 | 0 | 0 | 0 | 0 | 0 | 0 | 0 | 0 | 0 | 0 | 0 | 0 | 0 | 0 | 0 | 0 | 0
F6_Industrial_Stone, Clay, Glass_New_Process_Natural Gas_Process Boiler_E3 | F6 | Industrial | Stone, Clay, Glass | New | Process | Natural Gas | Process Boiler | E3 | Utility - Value of Sales | 0 | 0 | 0 | 0 | 0 | 0 | 0 | 0 | 0 | 0 | 0 | 0 | 0 | 0 | 0 | 0 | 0 | 0 | 0 | 0 | 0 | 0 | 0 | 0 | 0 | 0 | 0 | 0 | 0 | 0 | 0 | 0 | 0
F6_Industrial_Stone, Clay, Glass_New_Process_Natural Gas_Process Boiler_E4 | F6 | Industrial | Stone, Clay, Glass | New | Process | Natural Gas | Process Boiler | E4 | Utility - Value of Sales | 0 | 0 | 0 | 0 | 0 | 0 | 0 | 0 | 0 | 0 | 0 | 0 | 0 | 0 | 0 | 0 | 0 | 0 | 0 | 0 | 0 | 0 | 0 | 0 | 0 | 0 | 0 | 0 | 0 | 0 | 0 | 0 | 0
F6_Industrial_Stone, Clay, Glass_New_Process_Natural Gas_Process Boiler_E5 | F6 | Industrial | Stone, Clay, Glass | New | Process | Natural Gas | Process Boiler | E5 | Utility - Value of Sales | 0 | 0 | 0 | 0 | 0 | 0 | 0 | 0 | 0 | 0 | 0 | 0 | 0 | 0 | 0 | 0 | 0 | 0 | 0 | 0 | 0 | 0 | 0 | 0 | 0 | 0 | 0 | 0 | 0 | 0 | 0 | 0 | 0
F6_Industrial_Stone, Clay, Glass_New_Process_Natural Gas_Process Boiler_E6 | F6 | Industrial | Stone, Clay, Glass | New | Process | Natural Gas | Process Boiler | E6 | Utility - Value of Sales | 0 | 0 | 0 | 0 | 0 | 0 | 0 | 0 | 0 | 0 | 0 | 0 | 0 | 0 | 0 | 0 | 0 | 0 | 0 | 0 | 0 | 0 | 0 | 0 | 0 | 0 | 0 | 0 | 0 | 0 | 0 | 0 | 0
F6_Industrial_Stone, Clay, Glass_New_Process_Natural Gas_Process Boiler_E7 | F6 | Industrial | Stone, Clay, Glass | New | Process | Natural Gas | Process Boiler | E7 | Utility - Value of Sales | 0 | 0 | 0 | 0 | 0 | 0 | 0 | 0 | 0 | 0 | 0 | 0 | 0 | 0 | 0 | 0 | 0 | 0 | 0 | 0 | 0 | 0 | 0 | 0 | 0 | 0 | 0 | 0 | 0 | 0 | 0 | 0 | 0
F6_Industrial_Stone, Clay, Glass_New_Process_Natural Gas_Process Boiler_E8 | F6 | Industrial | Stone, Clay, Glass | New | Process | Natural Gas | Process Boiler | E8 | Utility - Value of Sales | 0 | 0 | 0 | 0 | 0 | 0 | 0 | 0 | 0 | 0 | 0 | 0 | 0 | 0 | 0 | 0 | 0 | 0 | 0 | 0 | 0 | 0 | 0 | 0 | 0 | 0 | 0 | 0 | 0 | 0 | 0 | 0 | 0
F6_Industrial_Stone, Clay, Glass_New_Process_Natural Gas_Process Boiler_E9 | F6 | Industrial | Stone, Clay, Glass | New | Process | Natural Gas | Process Boiler | E9 | Utility - Value of Sales | 0 | 0 | 0 | 0 | 0 | 0 | 0 | 0 | 0 | 0 | 0 | 0 | 0 | 0 | 0 | 0 | 0 | 0 | 0 | 0 | 0 | 0 | 0 | 0 | 0 | 0 | 0 | 0 | 0 | 0 | 0 | 0 | 0
F6_Industrial_Stone, Clay, Glass_New_Process_Natural Gas_Process Boiler_E10 | F6 | Industrial | Stone, Clay, Glass | New | Process | Natural Gas | Process Boiler | E10 | Utility - Value of Sales | 0 | 0 | 0 | 0 | 0 | 0 | 0 | 0 | 0 | 0 | 0 | 0 | 0 | 0 | 0 | 0 | 0 | 0 | 0 | 0 | 0 | 0 | 0 | 0 | 0 | 0 | 0 | 0 | 0 | 0 | 0 | 0 | 0
F1_Industrial_Stone, Clay, Glass_New_Process_Natural Gas_Process Cooling_E1 | F1 | Industrial | Stone, Clay, Glass | New | Process | Natural Gas | Process Cooling | E1 | RVT - Cost of Equipment | 0 | 0 | 0 | 0 | 0 | 0 | 0 | 0 | 0 | 0 | 0 | 0 | 0 | 0 | 0 | 0 | 0 | 0 | 0 | 0 | 0 | 0 | 0 | 0 | 0 | 0 | 0 | 0 | 0 | 0 | 0 | 0 | 0
F1_Industrial_Stone, Clay, Glass_New_Process_Natural Gas_Process Cooling_E2 | F1 | Industrial | Stone, Clay, Glass | New | Process | Natural Gas | Process Cooling | E2 | RVT - Cost of Equipment | 0 | 0 | 0 | 0 | 0 | 0 | 0 | 0 | 0 | 0 | 0 | 0 | 0 | 0 | 0 | 0 | 0 | 0 | 0 | 0 | 0 | 0 | 0 | 0 | 0 | 0 | 0 | 0 | 0 | 0 | 0 | 0 | 0
F1_Industrial_Stone, Clay, Glass_New_Process_Natural Gas_Process Cooling_E3 | F1 | Industrial | Stone, Clay, Glass | New | Process | Natural Gas | Process Cooling | E3 | RVT - Cost of Equipment | 0 | 0 | 0 | 0 | 0 | 0 | 0 | 0 | 0 | 0 | 0 | 0 | 0 | 0 | 0 | 0 | 0 | 0 | 0 | 0 | 0 | 0 | 0 | 0 | 0 | 0 | 0 | 0 | 0 | 0 | 0 | 0 | 0
F1_Industrial_Stone, Clay, Glass_New_Process_Natural Gas_Process Cooling_E4 | F1 | Industrial | Stone, Clay, Glass | New | Process | Natural Gas | Process Cooling | E4 | RVT - Cost of Equipment | 0 | 0 | 0 | 0 | 0 | 0 | 0 | 0 | 0 | 0 | 0 | 0 | 0 | 0 | 0 | 0 | 0 | 0 | 0 | 0 | 0 | 0 | 0 | 0 | 0 | 0 | 0 | 0 | 0 | 0 | 0 | 0 | 0
F1_Industrial_Stone, Clay, Glass_New_Process_Natural Gas_Process Cooling_E5 | F1 | Industrial | Stone, Clay, Glass | New | Process | Natural Gas | Process Cooling | E5 | RVT - Cost of Equipment | 0 | 0 | 0 | 0 | 0 | 0 | 0 | 0 | 0 | 0 | 0 | 0 | 0 | 0 | 0 | 0 | 0 | 0 | 0 | 0 | 0 | 0 | 0 | 0 | 0 | 0 | 0 | 0 | 0 | 0 | 0 | 0 | 0
F1_Industrial_Stone, Clay, Glass_New_Process_Natural Gas_Process Cooling_E6 | F1 | Industrial | Stone, Clay, Glass | New | Process | Natural Gas | Process Cooling | E6 | RVT - Cost of Equipment | 0 | 0 | 0 | 0 | 0 | 0 | 0 | 0 | 0 | 0 | 0 | 0 | 0 | 0 | 0 | 0 | 0 | 0 | 0 | 0 | 0 | 0 | 0 | 0 | 0 | 0 | 0 | 0 | 0 | 0 | 0 | 0 | 0
F1_Industrial_Stone, Clay, Glass_New_Process_Natural Gas_Process Cooling_E7 | F1 | Industrial | Stone, Clay, Glass | New | Process | Natural Gas | Process Cooling | E7 | RVT - Cost of Equipment | 0 | 0 | 0 | 0 | 0 | 0 | 0 | 0 | 0 | 0 | 0 | 0 | 0 | 0 | 0 | 0 | 0 | 0 | 0 | 0 | 0 | 0 | 0 | 0 | 0 | 0 | 0 | 0 | 0 | 0 | 0 | 0 | 0
F1_Industrial_Stone, Clay, Glass_New_Process_Natural Gas_Process Cooling_E8 | F1 | Industrial | Stone, Clay, Glass | New | Process | Natural Gas | Process Cooling | E8 | RVT - Cost of Equipment | 0 | 0 | 0 | 0 | 0 | 0 | 0 | 0 | 0 | 0 | 0 | 0 | 0 | 0 | 0 | 0 | 0 | 0 | 0 | 0 | 0 | 0 | 0 | 0 | 0 | 0 | 0 | 0 | 0 | 0 | 0 | 0 | 0
F1_Industrial_Stone, Clay, Glass_New_Process_Natural Gas_Process Cooling_E9 | F1 | Industrial | Stone, Clay, Glass | New | Process | Natural Gas | Process Cooling | E9 | RVT - Cost of Equipment | 0 | 0 | 0 | 0 | 0 | 0 | 0 | 0 | 0 | 0 | 0 | 0 | 0 | 0 | 0 | 0 | 0 | 0 | 0 | 0 | 0 | 0 | 0 | 0 | 0 | 0 | 0 | 0 | 0 | 0 | 0 | 0 | 0
F1_Industrial_Stone, Clay, Glass_New_Process_Natural Gas_Process Cooling_E10 | F1 | Industrial | Stone, Clay, Glass | New | Process | Natural Gas | Process Cooling | E10 | RVT - Cost of Equipment | 0 | 0 | 0 | 0 | 0 | 0 | 0 | 0 | 0 | 0 | 0 | 0 | 0 | 0 | 0 | 0 | 0 | 0 | 0 | 0 | 0 | 0 | 0 | 0 | 0 | 0 | 0 | 0 | 0 | 0 | 0 | 0 | 0
F2_Industrial_Stone, Clay, Glass_New_Process_Natural Gas_Process Cooling_E1 | F2 | Industrial | Stone, Clay, Glass | New | Process | Natural Gas | Process Cooling | E1 | RVT - Cost of Operation | 0 | 0 | 0 | 0 | 0 | 0 | 0 | 0 | 0 | 0 | 0 | 0 | 0 | 0 | 0 | 0 | 0 | 0 | 0 | 0 | 0 | 0 | 0 | 0 | 0 | 0 | 0 | 0 | 0 | 0 | 0 | 0 | 0
F2_Industrial_Stone, Clay, Glass_New_Process_Natural Gas_Process Cooling_E2 | F2 | Industrial | Stone, Clay, Glass | New | Process | Natural Gas | Process Cooling | E2 | RVT - Cost of Operation | 0 | 0 | 0 | 0 | 0 | 0 | 0 | 0 | 0 | 0 | 0 | 0 | 0 | 0 | 0 | 0 | 0 | 0 | 0 | 0 | 0 | 0 | 0 | 0 | 0 | 0 | 0 | 0 | 0 | 0 | 0 | 0 | 0
F2_Industrial_Stone, Clay, Glass_New_Process_Natural Gas_Process Cooling_E3 | F2 | Industrial | Stone, Clay, Glass | New | Process | Natural Gas | Process Cooling | E3 | RVT - Cost of Operation | 0 | 0 | 0 | 0 | 0 | 0 | 0 | 0 | 0 | 0 | 0 | 0 | 0 | 0 | 0 | 0 | 0 | 0 | 0 | 0 | 0 | 0 | 0 | 0 | 0 | 0 | 0 | 0 | 0 | 0 | 0 | 0 | 0
F2_Industrial_Stone, Clay, Glass_New_Process_Natural Gas_Process Cooling_E4 | F2 | Industrial | Stone, Clay, Glass | New | Process | Natural Gas | Process Cooling | E4 | RVT - Cost of Operation | 0 | 0 | 0 | 0 | 0 | 0 | 0 | 0 | 0 | 0 | 0 | 0 | 0 | 0 | 0 | 0 | 0 | 0 | 0 | 0 | 0 | 0 | 0 | 0 | 0 | 0 | 0 | 0 | 0 | 0 | 0 | 0 | 0
F2_Industrial_Stone, Clay, Glass_New_Process_Natural Gas_Process Cooling_E5 | F2 | Industrial | Stone, Clay, Glass | New | Process | Natural Gas | Process Cooling | E5 | RVT - Cost of Operation | 0 | 0 | 0 | 0 | 0 | 0 | 0 | 0 | 0 | 0 | 0 | 0 | 0 | 0 | 0 | 0 | 0 | 0 | 0 | 0 | 0 | 0 | 0 | 0 | 0 | 0 | 0 | 0 | 0 | 0 | 0 | 0 | 0
F2_Industrial_Stone, Clay, Glass_New_Process_Natural Gas_Process Cooling_E6 | F2 | Industrial | Stone, Clay, Glass | New | Process | Natural Gas | Process Cooling | E6 | RVT - Cost of Operation | 0 | 0 | 0 | 0 | 0 | 0 | 0 | 0 | 0 | 0 | 0 | 0 | 0 | 0 | 0 | 0 | 0 | 0 | 0 | 0 | 0 | 0 | 0 | 0 | 0 | 0 | 0 | 0 | 0 | 0 | 0 | 0 | 0
F2_Industrial_Stone, Clay, Glass_New_Process_Natural Gas_Process Cooling_E7 | F2 | Industrial | Stone, Clay, Glass | New | Process | Natural Gas | Process Cooling | E7 | RVT - Cost of Operation | 0 | 0 | 0 | 0 | 0 | 0 | 0 | 0 | 0 | 0 | 0 | 0 | 0 | 0 | 0 | 0 | 0 | 0 | 0 | 0 | 0 | 0 | 0 | 0 | 0 | 0 | 0 | 0 | 0 | 0 | 0 | 0 | 0
F2_Industrial_Stone, Clay, Glass_New_Process_Natural Gas_Process Cooling_E8 | F2 | Industrial | Stone, Clay, Glass | New | Process | Natural Gas | Process Cooling | E8 | RVT - Cost of Operation | 0 | 0 | 0 | 0 | 0 | 0 | 0 | 0 | 0 | 0 | 0 | 0 | 0 | 0 | 0 | 0 | 0 | 0 | 0 | 0 | 0 | 0 | 0 | 0 | 0 | 0 | 0 | 0 | 0 | 0 | 0 | 0 | 0
F2_Industrial_Stone, Clay, Glass_New_Process_Natural Gas_Process Cooling_E9 | F2 | Industrial | Stone, Clay, Glass | New | Process | Natural Gas | Process Cooling | E9 | RVT - Cost of Operation | 0 | 0 | 0 | 0 | 0 | 0 | 0 | 0 | 0 | 0 | 0 | 0 | 0 | 0 | 0 | 0 | 0 | 0 | 0 | 0 | 0 | 0 | 0 | 0 | 0 | 0 | 0 | 0 | 0 | 0 | 0 | 0 | 0
F2_Industrial_Stone, Clay, Glass_New_Process_Natural Gas_Process Cooling_E10 | F2 | Industrial | Stone, Clay, Glass | New | Process | Natural Gas | Process Cooling | E10 | RVT - Cost of Operation | 0 | 0 | 0 | 0 | 0 | 0 | 0 | 0 | 0 | 0 | 0 | 0 | 0 | 0 | 0 | 0 | 0 | 0 | 0 | 0 | 0 | 0 | 0 | 0 | 0 | 0 | 0 | 0 | 0 | 0 | 0 | 0 | 0
F3_Industrial_Stone, Clay, Glass_New_Process_Natural Gas_Process Cooling_E1 | F3 | Industrial | Stone, Clay, Glass | New | Process | Natural Gas | Process Cooling | E1 | System - kBTUs of Consumption | 0 | 0 | 0 | 0 | 0 | 0 | 0 | 0 | 0 | 0 | 0 | 0 | 0 | 0 | 0 | 0 | 0 | 0 | 0 | 0 | 0 | 0 | 0 | 0 | 0 | 0 | 0 | 0 | 0 | 0 | 0 | 0 | 0
F3_Industrial_Stone, Clay, Glass_New_Process_Natural Gas_Process Cooling_E2 | F3 | Industrial | Stone, Clay, Glass | New | Process | Natural Gas | Process Cooling | E2 | System - kBTUs of Consumption | 0 | 0 | 0 | 0 | 0 | 0 | 0 | 0 | 0 | 0 | 0 | 0 | 0 | 0 | 0 | 0 | 0 | 0 | 0 | 0 | 0 | 0 | 0 | 0 | 0 | 0 | 0 | 0 | 0 | 0 | 0 | 0 | 0
F3_Industrial_Stone, Clay, Glass_New_Process_Natural Gas_Process Cooling_E3 | F3 | Industrial | Stone, Clay, Glass | New | Process | Natural Gas | Process Cooling | E3 | System - kBTUs of Consumption | 0 | 0 | 0 | 0 | 0 | 0 | 0 | 0 | 0 | 0 | 0 | 0 | 0 | 0 | 0 | 0 | 0 | 0 | 0 | 0 | 0 | 0 | 0 | 0 | 0 | 0 | 0 | 0 | 0 | 0 | 0 | 0 | 0
F3_Industrial_Stone, Clay, Glass_New_Process_Natural Gas_Process Cooling_E4 | F3 | Industrial | Stone, Clay, Glass | New | Process | Natural Gas | Process Cooling | E4 | System - kBTUs of Consumption | 0 | 0 | 0 | 0 | 0 | 0 | 0 | 0 | 0 | 0 | 0 | 0 | 0 | 0 | 0 | 0 | 0 | 0 | 0 | 0 | 0 | 0 | 0 | 0 | 0 | 0 | 0 | 0 | 0 | 0 | 0 | 0 | 0
F3_Industrial_Stone, Clay, Glass_New_Process_Natural Gas_Process Cooling_E5 | F3 | Industrial | Stone, Clay, Glass | New | Process | Natural Gas | Process Cooling | E5 | System - kBTUs of Consumption | 0 | 0 | 0 | 0 | 0 | 0 | 0 | 0 | 0 | 0 | 0 | 0 | 0 | 0 | 0 | 0 | 0 | 0 | 0 | 0 | 0 | 0 | 0 | 0 | 0 | 0 | 0 | 0 | 0 | 0 | 0 | 0 | 0
F3_Industrial_Stone, Clay, Glass_New_Process_Natural Gas_Process Cooling_E6 | F3 | Industrial | Stone, Clay, Glass | New | Process | Natural Gas | Process Cooling | E6 | System - kBTUs of Consumption | 0 | 0 | 0 | 0 | 0 | 0 | 0 | 0 | 0 | 0 | 0 | 0 | 0 | 0 | 0 | 0 | 0 | 0 | 0 | 0 | 0 | 0 | 0 | 0 | 0 | 0 | 0 | 0 | 0 | 0 | 0 | 0 | 0
F3_Industrial_Stone, Clay, Glass_New_Process_Natural Gas_Process Cooling_E7 | F3 | Industrial | Stone, Clay, Glass | New | Process | Natural Gas | Process Cooling | E7 | System - kBTUs of Consumption | 0 | 0 | 0 | 0 | 0 | 0 | 0 | 0 | 0 | 0 | 0 | 0 | 0 | 0 | 0 | 0 | 0 | 0 | 0 | 0 | 0 | 0 | 0 | 0 | 0 | 0 | 0 | 0 | 0 | 0 | 0 | 0 | 0
F3_Industrial_Stone, Clay, Glass_New_Process_Natural Gas_Process Cooling_E8 | F3 | Industrial | Stone, Clay, Glass | New | Process | Natural Gas | Process Cooling | E8 | System - kBTUs of Consumption | 0 | 0 | 0 | 0 | 0 | 0 | 0 | 0 | 0 | 0 | 0 | 0 | 0 | 0 | 0 | 0 | 0 | 0 | 0 | 0 | 0 | 0 | 0 | 0 | 0 | 0 | 0 | 0 | 0 | 0 | 0 | 0 | 0
F3_Industrial_Stone, Clay, Glass_New_Process_Natural Gas_Process Cooling_E9 | F3 | Industrial | Stone, Clay, Glass | New | Process | Natural Gas | Process Cooling | E9 | System - kBTUs of Consumption | 0 | 0 | 0 | 0 | 0 | 0 | 0 | 0 | 0 | 0 | 0 | 0 | 0 | 0 | 0 | 0 | 0 | 0 | 0 | 0 | 0 | 0 | 0 | 0 | 0 | 0 | 0 | 0 | 0 | 0 | 0 | 0 | 0
F3_Industrial_Stone, Clay, Glass_New_Process_Natural Gas_Process Cooling_E10 | F3 | Industrial | Stone, Clay, Glass | New | Process | Natural Gas | Process Cooling | E10 | System - kBTUs of Consumption | 0 | 0 | 0 | 0 | 0 | 0 | 0 | 0 | 0 | 0 | 0 | 0 | 0 | 0 | 0 | 0 | 0 | 0 | 0 | 0 | 0 | 0 | 0 | 0 | 0 | 0 | 0 | 0 | 0 | 0 | 0 | 0 | 0
F4_Industrial_Stone, Clay, Glass_New_Process_Natural Gas_Process Cooling_E1 | F4 | Industrial | Stone, Clay, Glass | New | Process | Natural Gas | Process Cooling | E1 | Utility - Cost of Equipment | 0 | 0 | 0 | 0 | 0 | 0 | 0 | 0 | 0 | 0 | 0 | 0 | 0 | 0 | 0 | 0 | 0 | 0 | 0 | 0 | 0 | 0 | 0 | 0 | 0 | 0 | 0 | 0 | 0 | 0 | 0 | 0 | 0
F4_Industrial_Stone, Clay, Glass_New_Process_Natural Gas_Process Cooling_E2 | F4 | Industrial | Stone, Clay, Glass | New | Process | Natural Gas | Process Cooling | E2 | Utility - Cost of Equipment | 0 | 0 | 0 | 0 | 0 | 0 | 0 | 0 | 0 | 0 | 0 | 0 | 0 | 0 | 0 | 0 | 0 | 0 | 0 | 0 | 0 | 0 | 0 | 0 | 0 | 0 | 0 | 0 | 0 | 0 | 0 | 0 | 0
F4_Industrial_Stone, Clay, Glass_New_Process_Natural Gas_Process Cooling_E3 | F4 | Industrial | Stone, Clay, Glass | New | Process | Natural Gas | Process Cooling | E3 | Utility - Cost of Equipment | 0 | 0 | 0 | 0 | 0 | 0 | 0 | 0 | 0 | 0 | 0 | 0 | 0 | 0 | 0 | 0 | 0 | 0 | 0 | 0 | 0 | 0 | 0 | 0 | 0 | 0 | 0 | 0 | 0 | 0 | 0 | 0 | 0
F4_Industrial_Stone, Clay, Glass_New_Process_Natural Gas_Process Cooling_E4 | F4 | Industrial | Stone, Clay, Glass | New | Process | Natural Gas | Process Cooling | E4 | Utility - Cost of Equipment | 0 | 0 | 0 | 0 | 0 | 0 | 0 | 0 | 0 | 0 | 0 | 0 | 0 | 0 | 0 | 0 | 0 | 0 | 0 | 0 | 0 | 0 | 0 | 0 | 0 | 0 | 0 | 0 | 0 | 0 | 0 | 0 | 0
F4_Industrial_Stone, Clay, Glass_New_Process_Natural Gas_Process Cooling_E5 | F4 | Industrial | Stone, Clay, Glass | New | Process | Natural Gas | Process Cooling | E5 | Utility - Cost of Equipment | 0 | 0 | 0 | 0 | 0 | 0 | 0 | 0 | 0 | 0 | 0 | 0 | 0 | 0 | 0 | 0 | 0 | 0 | 0 | 0 | 0 | 0 | 0 | 0 | 0 | 0 | 0 | 0 | 0 | 0 | 0 | 0 | 0
F4_Industrial_Stone, Clay, Glass_New_Process_Natural Gas_Process Cooling_E6 | F4 | Industrial | Stone, Clay, Glass | New | Process | Natural Gas | Process Cooling | E6 | Utility - Cost of Equipment | 0 | 0 | 0 | 0 | 0 | 0 | 0 | 0 | 0 | 0 | 0 | 0 | 0 | 0 | 0 | 0 | 0 | 0 | 0 | 0 | 0 | 0 | 0 | 0 | 0 | 0 | 0 | 0 | 0 | 0 | 0 | 0 | 0
F4_Industrial_Stone, Clay, Glass_New_Process_Natural Gas_Process Cooling_E7 | F4 | Industrial | Stone, Clay, Glass | New | Process | Natural Gas | Process Cooling | E7 | Utility - Cost of Equipment | 0 | 0 | 0 | 0 | 0 | 0 | 0 | 0 | 0 | 0 | 0 | 0 | 0 | 0 | 0 | 0 | 0 | 0 | 0 | 0 | 0 | 0 | 0 | 0 | 0 | 0 | 0 | 0 | 0 | 0 | 0 | 0 | 0
F4_Industrial_Stone, Clay, Glass_New_Process_Natural Gas_Process Cooling_E8 | F4 | Industrial | Stone, Clay, Glass | New | Process | Natural Gas | Process Cooling | E8 | Utility - Cost of Equipment | 0 | 0 | 0 | 0 | 0 | 0 | 0 | 0 | 0 | 0 | 0 | 0 | 0 | 0 | 0 | 0 | 0 | 0 | 0 | 0 | 0 | 0 | 0 | 0 | 0 | 0 | 0 | 0 | 0 | 0 | 0 | 0 | 0
F4_Industrial_Stone, Clay, Glass_New_Process_Natural Gas_Process Cooling_E9 | F4 | Industrial | Stone, Clay, Glass | New | Process | Natural Gas | Process Cooling | E9 | Utility - Cost of Equipment | 0 | 0 | 0 | 0 | 0 | 0 | 0 | 0 | 0 | 0 | 0 | 0 | 0 | 0 | 0 | 0 | 0 | 0 | 0 | 0 | 0 | 0 | 0 | 0 | 0 | 0 | 0 | 0 | 0 | 0 | 0 | 0 | 0
F4_Industrial_Stone, Clay, Glass_New_Process_Natural Gas_Process Cooling_E10 | F4 | Industrial | Stone, Clay, Glass | New | Process | Natural Gas | Process Cooling | E10 | Utility - Cost of Equipment | 0 | 0 | 0 | 0 | 0 | 0 | 0 | 0 | 0 | 0 | 0 | 0 | 0 | 0 | 0 | 0 | 0 | 0 | 0 | 0 | 0 | 0 | 0 | 0 | 0 | 0 | 0 | 0 | 0 | 0 | 0 | 0 | 0
F5_Industrial_Stone, Clay, Glass_New_Process_Natural Gas_Process Cooling_E1 | F5 | Industrial | Stone, Clay, Glass | New | Process | Natural Gas | Process Cooling | E1 | Utility - Cost of Operation | 0 | 0 | 0 | 0 | 0 | 0 | 0 | 0 | 0 | 0 | 0 | 0 | 0 | 0 | 0 | 0 | 0 | 0 | 0 | 0 | 0 | 0 | 0 | 0 | 0 | 0 | 0 | 0 | 0 | 0 | 0 | 0 | 0
F5_Industrial_Stone, Clay, Glass_New_Process_Natural Gas_Process Cooling_E2 | F5 | Industrial | Stone, Clay, Glass | New | Process | Natural Gas | Process Cooling | E2 | Utility - Cost of Operation | 0 | 0 | 0 | 0 | 0 | 0 | 0 | 0 | 0 | 0 | 0 | 0 | 0 | 0 | 0 | 0 | 0 | 0 | 0 | 0 | 0 | 0 | 0 | 0 | 0 | 0 | 0 | 0 | 0 | 0 | 0 | 0 | 0
F5_Industrial_Stone, Clay, Glass_New_Process_Natural Gas_Process Cooling_E3 | F5 | Industrial | Stone, Clay, Glass | New | Process | Natural Gas | Process Cooling | E3 | Utility - Cost of Operation | 0 | 0 | 0 | 0 | 0 | 0 | 0 | 0 | 0 | 0 | 0 | 0 | 0 | 0 | 0 | 0 | 0 | 0 | 0 | 0 | 0 | 0 | 0 | 0 | 0 | 0 | 0 | 0 | 0 | 0 | 0 | 0 | 0
F5_Industrial_Stone, Clay, Glass_New_Process_Natural Gas_Process Cooling_E4 | F5 | Industrial | Stone, Clay, Glass | New | Process | Natural Gas | Process Cooling | E4 | Utility - Cost of Operation | 0 | 0 | 0 | 0 | 0 | 0 | 0 | 0 | 0 | 0 | 0 | 0 | 0 | 0 | 0 | 0 | 0 | 0 | 0 | 0 | 0 | 0 | 0 | 0 | 0 | 0 | 0 | 0 | 0 | 0 | 0 | 0 | 0
F5_Industrial_Stone, Clay, Glass_New_Process_Natural Gas_Process Cooling_E5 | F5 | Industrial | Stone, Clay, Glass | New | Process | Natural Gas | Process Cooling | E5 | Utility - Cost of Operation | 0 | 0 | 0 | 0 | 0 | 0 | 0 | 0 | 0 | 0 | 0 | 0 | 0 | 0 | 0 | 0 | 0 | 0 | 0 | 0 | 0 | 0 | 0 | 0 | 0 | 0 | 0 | 0 | 0 | 0 | 0 | 0 | 0
F5_Industrial_Stone, Clay, Glass_New_Process_Natural Gas_Process Cooling_E6 | F5 | Industrial | Stone, Clay, Glass | New | Process | Natural Gas | Process Cooling | E6 | Utility - Cost of Operation | 0 | 0 | 0 | 0 | 0 | 0 | 0 | 0 | 0 | 0 | 0 | 0 | 0 | 0 | 0 | 0 | 0 | 0 | 0 | 0 | 0 | 0 | 0 | 0 | 0 | 0 | 0 | 0 | 0 | 0 | 0 | 0 | 0
F5_Industrial_Stone, Clay, Glass_New_Process_Natural Gas_Process Cooling_E7 | F5 | Industrial | Stone, Clay, Glass | New | Process | Natural Gas | Process Cooling | E7 | Utility - Cost of Operation | 0 | 0 | 0 | 0 | 0 | 0 | 0 | 0 | 0 | 0 | 0 | 0 | 0 | 0 | 0 | 0 | 0 | 0 | 0 | 0 | 0 | 0 | 0 | 0 | 0 | 0 | 0 | 0 | 0 | 0 | 0 | 0 | 0
F5_Industrial_Stone, Clay, Glass_New_Process_Natural Gas_Process Cooling_E8 | F5 | Industrial | Stone, Clay, Glass | New | Process | Natural Gas | Process Cooling | E8 | Utility - Cost of Operation | 0 | 0 | 0 | 0 | 0 | 0 | 0 | 0 | 0 | 0 | 0 | 0 | 0 | 0 | 0 | 0 | 0 | 0 | 0 | 0 | 0 | 0 | 0 | 0 | 0 | 0 | 0 | 0 | 0 | 0 | 0 | 0 | 0
F5_Industrial_Stone, Clay, Glass_New_Process_Natural Gas_Process Cooling_E9 | F5 | Industrial | Stone, Clay, Glass | New | Process | Natural Gas | Process Cooling | E9 | Utility - Cost of Operation | 0 | 0 | 0 | 0 | 0 | 0 | 0 | 0 | 0 | 0 | 0 | 0 | 0 | 0 | 0 | 0 | 0 | 0 | 0 | 0 | 0 | 0 | 0 | 0 | 0 | 0 | 0 | 0 | 0 | 0 | 0 | 0 | 0
F5_Industrial_Stone, Clay, Glass_New_Process_Natural Gas_Process Cooling_E10 | F5 | Industrial | Stone, Clay, Glass | New | Process | Natural Gas | Process Cooling | E10 | Utility - Cost of Operation | 0 | 0 | 0 | 0 | 0 | 0 | 0 | 0 | 0 | 0 | 0 | 0 | 0 | 0 | 0 | 0 | 0 | 0 | 0 | 0 | 0 | 0 | 0 | 0 | 0 | 0 | 0 | 0 | 0 | 0 | 0 | 0 | 0
F6_Industrial_Stone, Clay, Glass_New_Process_Natural Gas_Process Cooling_E1 | F6 | Industrial | Stone, Clay, Glass | New | Process | Natural Gas | Process Cooling | E1 | Utility - Value of Sales | 0 | 0 | 0 | 0 | 0 | 0 | 0 | 0 | 0 | 0 | 0 | 0 | 0 | 0 | 0 | 0 | 0 | 0 | 0 | 0 | 0 | 0 | 0 | 0 | 0 | 0 | 0 | 0 | 0 | 0 | 0 | 0 | 0
F6_Industrial_Stone, Clay, Glass_New_Process_Natural Gas_Process Cooling_E2 | F6 | Industrial | Stone, Clay, Glass | New | Process | Natural Gas | Process Cooling | E2 | Utility - Value of Sales | 0 | 0 | 0 | 0 | 0 | 0 | 0 | 0 | 0 | 0 | 0 | 0 | 0 | 0 | 0 | 0 | 0 | 0 | 0 | 0 | 0 | 0 | 0 | 0 | 0 | 0 | 0 | 0 | 0 | 0 | 0 | 0 | 0
F6_Industrial_Stone, Clay, Glass_New_Process_Natural Gas_Process Cooling_E3 | F6 | Industrial | Stone, Clay, Glass | New | Process | Natural Gas | Process Cooling | E3 | Utility - Value of Sales | 0 | 0 | 0 | 0 | 0 | 0 | 0 | 0 | 0 | 0 | 0 | 0 | 0 | 0 | 0 | 0 | 0 | 0 | 0 | 0 | 0 | 0 | 0 | 0 | 0 | 0 | 0 | 0 | 0 | 0 | 0 | 0 | 0
F6_Industrial_Stone, Clay, Glass_New_Process_Natural Gas_Process Cooling_E4 | F6 | Industrial | Stone, Clay, Glass | New | Process | Natural Gas | Process Cooling | E4 | Utility - Value of Sales | 0 | 0 | 0 | 0 | 0 | 0 | 0 | 0 | 0 | 0 | 0 | 0 | 0 | 0 | 0 | 0 | 0 | 0 | 0 | 0 | 0 | 0 | 0 | 0 | 0 | 0 | 0 | 0 | 0 | 0 | 0 | 0 | 0
F6_Industrial_Stone, Clay, Glass_New_Process_Natural Gas_Process Cooling_E5 | F6 | Industrial | Stone, Clay, Glass | New | Process | Natural Gas | Process Cooling | E5 | Utility - Value of Sales | 0 | 0 | 0 | 0 | 0 | 0 | 0 | 0 | 0 | 0 | 0 | 0 | 0 | 0 | 0 | 0 | 0 | 0 | 0 | 0 | 0 | 0 | 0 | 0 | 0 | 0 | 0 | 0 | 0 | 0 | 0 | 0 | 0
F6_Industrial_Stone, Clay, Glass_New_Process_Natural Gas_Process Cooling_E6 | F6 | Industrial | Stone, Clay, Glass | New | Process | Natural Gas | Process Cooling | E6 | Utility - Value of Sales | 0 | 0 | 0 | 0 | 0 | 0 | 0 | 0 | 0 | 0 | 0 | 0 | 0 | 0 | 0 | 0 | 0 | 0 | 0 | 0 | 0 | 0 | 0 | 0 | 0 | 0 | 0 | 0 | 0 | 0 | 0 | 0 | 0
F6_Industrial_Stone, Clay, Glass_New_Process_Natural Gas_Process Cooling_E7 | F6 | Industrial | Stone, Clay, Glass | New | Process | Natural Gas | Process Cooling | E7 | Utility - Value of Sales | 0 | 0 | 0 | 0 | 0 | 0 | 0 | 0 | 0 | 0 | 0 | 0 | 0 | 0 | 0 | 0 | 0 | 0 | 0 | 0 | 0 | 0 | 0 | 0 | 0 | 0 | 0 | 0 | 0 | 0 | 0 | 0 | 0
F6_Industrial_Stone, Clay, Glass_New_Process_Natural Gas_Process Cooling_E8 | F6 | Industrial | Stone, Clay, Glass | New | Process | Natural Gas | Process Cooling | E8 | Utility - Value of Sales | 0 | 0 | 0 | 0 | 0 | 0 | 0 | 0 | 0 | 0 | 0 | 0 | 0 | 0 | 0 | 0 | 0 | 0 | 0 | 0 | 0 | 0 | 0 | 0 | 0 | 0 | 0 | 0 | 0 | 0 | 0 | 0 | 0
F6_Industrial_Stone, Clay, Glass_New_Process_Natural Gas_Process Cooling_E9 | F6 | Industrial | Stone, Clay, Glass | New | Process | Natural Gas | Process Cooling | E9 | Utility - Value of Sales | 0 | 0 | 0 | 0 | 0 | 0 | 0 | 0 | 0 | 0 | 0 | 0 | 0 | 0 | 0 | 0 | 0 | 0 | 0 | 0 | 0 | 0 | 0 | 0 | 0 | 0 | 0 | 0 | 0 | 0 | 0 | 0 | 0
F6_Industrial_Stone, Clay, Glass_New_Process_Natural Gas_Process Cooling_E10 | F6 | Industrial | Stone, Clay, Glass | New | Process | Natural Gas | Process Cooling | E10 | Utility - Value of Sales | 0 | 0 | 0 | 0 | 0 | 0 | 0 | 0 | 0 | 0 | 0 | 0 | 0 | 0 | 0 | 0 | 0 | 0 | 0 | 0 | 0 | 0 | 0 | 0 | 0 | 0 | 0 | 0 | 0 | 0 | 0 | 0 | 0
F1_Industrial_Stone, Clay, Glass_New_Process_Natural Gas_Other Process_E1 | F1 | Industrial | Stone, Clay, Glass | New | Process | Natural Gas | Other Process | E1 | RVT - Cost of Equipment | 0 | 0 | 0 | 0 | 0 | 0 | 0 | 0 | 0 | 0 | 0 | 0 | 0 | 0 | 0 | 0 | 0 | 0 | 0 | 0 | 0 | 0 | 0 | 0 | 0 | 0 | 0 | 0 | 0 | 0 | 0 | 0 | 0
F1_Industrial_Stone, Clay, Glass_New_Process_Natural Gas_Other Process_E2 | F1 | Industrial | Stone, Clay, Glass | New | Process | Natural Gas | Other Process | E2 | RVT - Cost of Equipment | 0 | 0 | 0 | 0 | 0 | 0 | 0 | 0 | 0 | 0 | 0 | 0 | 0 | 0 | 0 | 0 | 0 | 0 | 0 | 0 | 0 | 0 | 0 | 0 | 0 | 0 | 0 | 0 | 0 | 0 | 0 | 0 | 0
F1_Industrial_Stone, Clay, Glass_New_Process_Natural Gas_Other Process_E3 | F1 | Industrial | Stone, Clay, Glass | New | Process | Natural Gas | Other Process | E3 | RVT - Cost of Equipment | 0 | 0 | 0 | 0 | 0 | 0 | 0 | 0 | 0 | 0 | 0 | 0 | 0 | 0 | 0 | 0 | 0 | 0 | 0 | 0 | 0 | 0 | 0 | 0 | 0 | 0 | 0 | 0 | 0 | 0 | 0 | 0 | 0
F1_Industrial_Stone, Clay, Glass_New_Process_Natural Gas_Other Process_E4 | F1 | Industrial | Stone, Clay, Glass | New | Process | Natural Gas | Other Process | E4 | RVT - Cost of Equipment | 0 | 0 | 0 | 0 | 0 | 0 | 0 | 0 | 0 | 0 | 0 | 0 | 0 | 0 | 0 | 0 | 0 | 0 | 0 | 0 | 0 | 0 | 0 | 0 | 0 | 0 | 0 | 0 | 0 | 0 | 0 | 0 | 0
F1_Industrial_Stone, Clay, Glass_New_Process_Natural Gas_Other Process_E5 | F1 | Industrial | Stone, Clay, Glass | New | Process | Natural Gas | Other Process | E5 | RVT - Cost of Equipment | 0 | 0 | 0 | 0 | 0 | 0 | 0 | 0 | 0 | 0 | 0 | 0 | 0 | 0 | 0 | 0 | 0 | 0 | 0 | 0 | 0 | 0 | 0 | 0 | 0 | 0 | 0 | 0 | 0 | 0 | 0 | 0 | 0
F1_Industrial_Stone, Clay, Glass_New_Process_Natural Gas_Other Process_E6 | F1 | Industrial | Stone, Clay, Glass | New | Process | Natural Gas | Other Process | E6 | RVT - Cost of Equipment | 0 | 0 | 0 | 0 | 0 | 0 | 0 | 0 | 0 | 0 | 0 | 0 | 0 | 0 | 0 | 0 | 0 | 0 | 0 | 0 | 0 | 0 | 0 | 0 | 0 | 0 | 0 | 0 | 0 | 0 | 0 | 0 | 0
F1_Industrial_Stone, Clay, Glass_New_Process_Natural Gas_Other Process_E7 | F1 | Industrial | Stone, Clay, Glass | New | Process | Natural Gas | Other Process | E7 | RVT - Cost of Equipment | 0 | 0 | 0 | 0 | 0 | 0 | 0 | 0 | 0 | 0 | 0 | 0 | 0 | 0 | 0 | 0 | 0 | 0 | 0 | 0 | 0 | 0 | 0 | 0 | 0 | 0 | 0 | 0 | 0 | 0 | 0 | 0 | 0
F1_Industrial_Stone, Clay, Glass_New_Process_Natural Gas_Other Process_E8 | F1 | Industrial | Stone, Clay, Glass | New | Process | Natural Gas | Other Process | E8 | RVT - Cost of Equipment | 0 | 0 | 0 | 0 | 0 | 0 | 0 | 0 | 0 | 0 | 0 | 0 | 0 | 0 | 0 | 0 | 0 | 0 | 0 | 0 | 0 | 0 | 0 | 0 | 0 | 0 | 0 | 0 | 0 | 0 | 0 | 0 | 0
F1_Industrial_Stone, Clay, Glass_New_Process_Natural Gas_Other Process_E9 | F1 | Industrial | Stone, Clay, Glass | New | Process | Natural Gas | Other Process | E9 | RVT - Cost of Equipment | 0 | 0 | 0 | 0 | 0 | 0 | 0 | 0 | 0 | 0 | 0 | 0 | 0 | 0 | 0 | 0 | 0 | 0 | 0 | 0 | 0 | 0 | 0 | 0 | 0 | 0 | 0 | 0 | 0 | 0 | 0 | 0 | 0
F1_Industrial_Stone, Clay, Glass_New_Process_Natural Gas_Other Process_E10 | F1 | Industrial | Stone, Clay, Glass | New | Process | Natural Gas | Other Process | E10 | RVT - Cost of Equipment | 0 | 0 | 0 | 0 | 0 | 0 | 0 | 0 | 0 | 0 | 0 | 0 | 0 | 0 | 0 | 0 | 0 | 0 | 0 | 0 | 0 | 0 | 0 | 0 | 0 | 0 | 0 | 0 | 0 | 0 | 0 | 0 | 0
F2_Industrial_Stone, Clay, Glass_New_Process_Natural Gas_Other Process_E1 | F2 | Industrial | Stone, Clay, Glass | New | Process | Natural Gas | Other Process | E1 | RVT - Cost of Operation | 0 | 0 | 0 | 0 | 0 | 0 | 0 | 0 | 0 | 0 | 0 | 0 | 0 | 0 | 0 | 0 | 0 | 0 | 0 | 0 | 0 | 0 | 0 | 0 | 0 | 0 | 0 | 0 | 0 | 0 | 0 | 0 | 0
F2_Industrial_Stone, Clay, Glass_New_Process_Natural Gas_Other Process_E2 | F2 | Industrial | Stone, Clay, Glass | New | Process | Natural Gas | Other Process | E2 | RVT - Cost of Operation | 0 | 0 | 0 | 0 | 0 | 0 | 0 | 0 | 0 | 0 | 0 | 0 | 0 | 0 | 0 | 0 | 0 | 0 | 0 | 0 | 0 | 0 | 0 | 0 | 0 | 0 | 0 | 0 | 0 | 0 | 0 | 0 | 0
F2_Industrial_Stone, Clay, Glass_New_Process_Natural Gas_Other Process_E3 | F2 | Industrial | Stone, Clay, Glass | New | Process | Natural Gas | Other Process | E3 | RVT - Cost of Operation | 0 | 0 | 0 | 0 | 0 | 0 | 0 | 0 | 0 | 0 | 0 | 0 | 0 | 0 | 0 | 0 | 0 | 0 | 0 | 0 | 0 | 0 | 0 | 0 | 0 | 0 | 0 | 0 | 0 | 0 | 0 | 0 | 0
F2_Industrial_Stone, Clay, Glass_New_Process_Natural Gas_Other Process_E4 | F2 | Industrial | Stone, Clay, Glass | New | Process | Natural Gas | Other Process | E4 | RVT - Cost of Operation | 0 | 0 | 0 | 0 | 0 | 0 | 0 | 0 | 0 | 0 | 0 | 0 | 0 | 0 | 0 | 0 | 0 | 0 | 0 | 0 | 0 | 0 | 0 | 0 | 0 | 0 | 0 | 0 | 0 | 0 | 0 | 0 | 0
F2_Industrial_Stone, Clay, Glass_New_Process_Natural Gas_Other Process_E5 | F2 | Industrial | Stone, Clay, Glass | New | Process | Natural Gas | Other Process | E5 | RVT - Cost of Operation | 0 | 0 | 0 | 0 | 0 | 0 | 0 | 0 | 0 | 0 | 0 | 0 | 0 | 0 | 0 | 0 | 0 | 0 | 0 | 0 | 0 | 0 | 0 | 0 | 0 | 0 | 0 | 0 | 0 | 0 | 0 | 0 | 0
F2_Industrial_Stone, Clay, Glass_New_Process_Natural Gas_Other Process_E6 | F2 | Industrial | Stone, Clay, Glass | New | Process | Natural Gas | Other Process | E6 | RVT - Cost of Operation | 0 | 0 | 0 | 0 | 0 | 0 | 0 | 0 | 0 | 0 | 0 | 0 | 0 | 0 | 0 | 0 | 0 | 0 | 0 | 0 | 0 | 0 | 0 | 0 | 0 | 0 | 0 | 0 | 0 | 0 | 0 | 0 | 0
F2_Industrial_Stone, Clay, Glass_New_Process_Natural Gas_Other Process_E7 | F2 | Industrial | Stone, Clay, Glass | New | Process | Natural Gas | Other Process | E7 | RVT - Cost of Operation | 0 | 0 | 0 | 0 | 0 | 0 | 0 | 0 | 0 | 0 | 0 | 0 | 0 | 0 | 0 | 0 | 0 | 0 | 0 | 0 | 0 | 0 | 0 | 0 | 0 | 0 | 0 | 0 | 0 | 0 | 0 | 0 | 0
F2_Industrial_Stone, Clay, Glass_New_Process_Natural Gas_Other Process_E8 | F2 | Industrial | Stone, Clay, Glass | New | Process | Natural Gas | Other Process | E8 | RVT - Cost of Operation | 0 | 0 | 0 | 0 | 0 | 0 | 0 | 0 | 0 | 0 | 0 | 0 | 0 | 0 | 0 | 0 | 0 | 0 | 0 | 0 | 0 | 0 | 0 | 0 | 0 | 0 | 0 | 0 | 0 | 0 | 0 | 0 | 0
F2_Industrial_Stone, Clay, Glass_New_Process_Natural Gas_Other Process_E9 | F2 | Industrial | Stone, Clay, Glass | New | Process | Natural Gas | Other Process | E9 | RVT - Cost of Operation | 0 | 0 | 0 | 0 | 0 | 0 | 0 | 0 | 0 | 0 | 0 | 0 | 0 | 0 | 0 | 0 | 0 | 0 | 0 | 0 | 0 | 0 | 0 | 0 | 0 | 0 | 0 | 0 | 0 | 0 | 0 | 0 | 0
F2_Industrial_Stone, Clay, Glass_New_Process_Natural Gas_Other Process_E10 | F2 | Industrial | Stone, Clay, Glass | New | Process | Natural Gas | Other Process | E10 | RVT - Cost of Operation | 0 | 0 | 0 | 0 | 0 | 0 | 0 | 0 | 0 | 0 | 0 | 0 | 0 | 0 | 0 | 0 | 0 | 0 | 0 | 0 | 0 | 0 | 0 | 0 | 0 | 0 | 0 | 0 | 0 | 0 | 0 | 0 | 0
F3_Industrial_Stone, Clay, Glass_New_Process_Natural Gas_Other Process_E1 | F3 | Industrial | Stone, Clay, Glass | New | Process | Natural Gas | Other Process | E1 | System - kBTUs of Consumption | 0 | 0 | 0 | 0 | 0 | 0 | 0 | 0 | 0 | 0 | 0 | 0 | 0 | 0 | 0 | 0 | 0 | 0 | 0 | 0 | 0 | 0 | 0 | 0 | 0 | 0 | 0 | 0 | 0 | 0 | 0 | 0 | 0
F3_Industrial_Stone, Clay, Glass_New_Process_Natural Gas_Other Process_E2 | F3 | Industrial | Stone, Clay, Glass | New | Process | Natural Gas | Other Process | E2 | System - kBTUs of Consumption | 0 | 0 | 0 | 0 | 0 | 0 | 0 | 0 | 0 | 0 | 0 | 0 | 0 | 0 | 0 | 0 | 0 | 0 | 0 | 0 | 0 | 0 | 0 | 0 | 0 | 0 | 0 | 0 | 0 | 0 | 0 | 0 | 0
F3_Industrial_Stone, Clay, Glass_New_Process_Natural Gas_Other Process_E3 | F3 | Industrial | Stone, Clay, Glass | New | Process | Natural Gas | Other Process | E3 | System - kBTUs of Consumption | 0 | 0 | 0 | 0 | 0 | 0 | 0 | 0 | 0 | 0 | 0 | 0 | 0 | 0 | 0 | 0 | 0 | 0 | 0 | 0 | 0 | 0 | 0 | 0 | 0 | 0 | 0 | 0 | 0 | 0 | 0 | 0 | 0
F3_Industrial_Stone, Clay, Glass_New_Process_Natural Gas_Other Process_E4 | F3 | Industrial | Stone, Clay, Glass | New | Process | Natural Gas | Other Process | E4 | System - kBTUs of Consumption | 0 | 0 | 0 | 0 | 0 | 0 | 0 | 0 | 0 | 0 | 0 | 0 | 0 | 0 | 0 | 0 | 0 | 0 | 0 | 0 | 0 | 0 | 0 | 0 | 0 | 0 | 0 | 0 | 0 | 0 | 0 | 0 | 0
F3_Industrial_Stone, Clay, Glass_New_Process_Natural Gas_Other Process_E5 | F3 | Industrial | Stone, Clay, Glass | New | Process | Natural Gas | Other Process | E5 | System - kBTUs of Consumption | 0 | 0 | 0 | 0 | 0 | 0 | 0 | 0 | 0 | 0 | 0 | 0 | 0 | 0 | 0 | 0 | 0 | 0 | 0 | 0 | 0 | 0 | 0 | 0 | 0 | 0 | 0 | 0 | 0 | 0 | 0 | 0 | 0
F3_Industrial_Stone, Clay, Glass_New_Process_Natural Gas_Other Process_E6 | F3 | Industrial | Stone, Clay, Glass | New | Process | Natural Gas | Other Process | E6 | System - kBTUs of Consumption | 0 | 0 | 0 | 0 | 0 | 0 | 0 | 0 | 0 | 0 | 0 | 0 | 0 | 0 | 0 | 0 | 0 | 0 | 0 | 0 | 0 | 0 | 0 | 0 | 0 | 0 | 0 | 0 | 0 | 0 | 0 | 0 | 0
F3_Industrial_Stone, Clay, Glass_New_Process_Natural Gas_Other Process_E7 | F3 | Industrial | Stone, Clay, Glass | New | Process | Natural Gas | Other Process | E7 | System - kBTUs of Consumption | 0 | 0 | 0 | 0 | 0 | 0 | 0 | 0 | 0 | 0 | 0 | 0 | 0 | 0 | 0 | 0 | 0 | 0 | 0 | 0 | 0 | 0 | 0 | 0 | 0 | 0 | 0 | 0 | 0 | 0 | 0 | 0 | 0
F3_Industrial_Stone, Clay, Glass_New_Process_Natural Gas_Other Process_E8 | F3 | Industrial | Stone, Clay, Glass | New | Process | Natural Gas | Other Process | E8 | System - kBTUs of Consumption | 0 | 0 | 0 | 0 | 0 | 0 | 0 | 0 | 0 | 0 | 0 | 0 | 0 | 0 | 0 | 0 | 0 | 0 | 0 | 0 | 0 | 0 | 0 | 0 | 0 | 0 | 0 | 0 | 0 | 0 | 0 | 0 | 0
F3_Industrial_Stone, Clay, Glass_New_Process_Natural Gas_Other Process_E9 | F3 | Industrial | Stone, Clay, Glass | New | Process | Natural Gas | Other Process | E9 | System - kBTUs of Consumption | 0 | 0 | 0 | 0 | 0 | 0 | 0 | 0 | 0 | 0 | 0 | 0 | 0 | 0 | 0 | 0 | 0 | 0 | 0 | 0 | 0 | 0 | 0 | 0 | 0 | 0 | 0 | 0 | 0 | 0 | 0 | 0 | 0
F3_Industrial_Stone, Clay, Glass_New_Process_Natural Gas_Other Process_E10 | F3 | Industrial | Stone, Clay, Glass | New | Process | Natural Gas | Other Process | E10 | System - kBTUs of Consumption | 0 | 0 | 0 | 0 | 0 | 0 | 0 | 0 | 0 | 0 | 0 | 0 | 0 | 0 | 0 | 0 | 0 | 0 | 0 | 0 | 0 | 0 | 0 | 0 | 0 | 0 | 0 | 0 | 0 | 0 | 0 | 0 | 0
F4_Industrial_Stone, Clay, Glass_New_Process_Natural Gas_Other Process_E1 | F4 | Industrial | Stone, Clay, Glass | New | Process | Natural Gas | Other Process | E1 | Utility - Cost of Equipment | 0 | 0 | 0 | 0 | 0 | 0 | 0 | 0 | 0 | 0 | 0 | 0 | 0 | 0 | 0 | 0 | 0 | 0 | 0 | 0 | 0 | 0 | 0 | 0 | 0 | 0 | 0 | 0 | 0 | 0 | 0 | 0 | 0
F4_Industrial_Stone, Clay, Glass_New_Process_Natural Gas_Other Process_E2 | F4 | Industrial | Stone, Clay, Glass | New | Process | Natural Gas | Other Process | E2 | Utility - Cost of Equipment | 0 | 0 | 0 | 0 | 0 | 0 | 0 | 0 | 0 | 0 | 0 | 0 | 0 | 0 | 0 | 0 | 0 | 0 | 0 | 0 | 0 | 0 | 0 | 0 | 0 | 0 | 0 | 0 | 0 | 0 | 0 | 0 | 0
F4_Industrial_Stone, Clay, Glass_New_Process_Natural Gas_Other Process_E3 | F4 | Industrial | Stone, Clay, Glass | New | Process | Natural Gas | Other Process | E3 | Utility - Cost of Equipment | 0 | 0 | 0 | 0 | 0 | 0 | 0 | 0 | 0 | 0 | 0 | 0 | 0 | 0 | 0 | 0 | 0 | 0 | 0 | 0 | 0 | 0 | 0 | 0 | 0 | 0 | 0 | 0 | 0 | 0 | 0 | 0 | 0
F4_Industrial_Stone, Clay, Glass_New_Process_Natural Gas_Other Process_E4 | F4 | Industrial | Stone, Clay, Glass | New | Process | Natural Gas | Other Process | E4 | Utility - Cost of Equipment | 0 | 0 | 0 | 0 | 0 | 0 | 0 | 0 | 0 | 0 | 0 | 0 | 0 | 0 | 0 | 0 | 0 | 0 | 0 | 0 | 0 | 0 | 0 | 0 | 0 | 0 | 0 | 0 | 0 | 0 | 0 | 0 | 0
F4_Industrial_Stone, Clay, Glass_New_Process_Natural Gas_Other Process_E5 | F4 | Industrial | Stone, Clay, Glass | New | Process | Natural Gas | Other Process | E5 | Utility - Cost of Equipment | 0 | 0 | 0 | 0 | 0 | 0 | 0 | 0 | 0 | 0 | 0 | 0 | 0 | 0 | 0 | 0 | 0 | 0 | 0 | 0 | 0 | 0 | 0 | 0 | 0 | 0 | 0 | 0 | 0 | 0 | 0 | 0 | 0
F4_Industrial_Stone, Clay, Glass_New_Process_Natural Gas_Other Process_E6 | F4 | Industrial | Stone, Clay, Glass | New | Process | Natural Gas | Other Process | E6 | Utility - Cost of Equipment | 0 | 0 | 0 | 0 | 0 | 0 | 0 | 0 | 0 | 0 | 0 | 0 | 0 | 0 | 0 | 0 | 0 | 0 | 0 | 0 | 0 | 0 | 0 | 0 | 0 | 0 | 0 | 0 | 0 | 0 | 0 | 0 | 0
F4_Industrial_Stone, Clay, Glass_New_Process_Natural Gas_Other Process_E7 | F4 | Industrial | Stone, Clay, Glass | New | Process | Natural Gas | Other Process | E7 | Utility - Cost of Equipment | 0 | 0 | 0 | 0 | 0 | 0 | 0 | 0 | 0 | 0 | 0 | 0 | 0 | 0 | 0 | 0 | 0 | 0 | 0 | 0 | 0 | 0 | 0 | 0 | 0 | 0 | 0 | 0 | 0 | 0 | 0 | 0 | 0
F4_Industrial_Stone, Clay, Glass_New_Process_Natural Gas_Other Process_E8 | F4 | Industrial | Stone, Clay, Glass | New | Process | Natural Gas | Other Process | E8 | Utility - Cost of Equipment | 0 | 0 | 0 | 0 | 0 | 0 | 0 | 0 | 0 | 0 | 0 | 0 | 0 | 0 | 0 | 0 | 0 | 0 | 0 | 0 | 0 | 0 | 0 | 0 | 0 | 0 | 0 | 0 | 0 | 0 | 0 | 0 | 0
F4_Industrial_Stone, Clay, Glass_New_Process_Natural Gas_Other Process_E9 | F4 | Industrial | Stone, Clay, Glass | New | Process | Natural Gas | Other Process | E9 | Utility - Cost of Equipment | 0 | 0 | 0 | 0 | 0 | 0 | 0 | 0 | 0 | 0 | 0 | 0 | 0 | 0 | 0 | 0 | 0 | 0 | 0 | 0 | 0 | 0 | 0 | 0 | 0 | 0 | 0 | 0 | 0 | 0 | 0 | 0 | 0
F4_Industrial_Stone, Clay, Glass_New_Process_Natural Gas_Other Process_E10 | F4 | Industrial | Stone, Clay, Glass | New | Process | Natural Gas | Other Process | E10 | Utility - Cost of Equipment | 0 | 0 | 0 | 0 | 0 | 0 | 0 | 0 | 0 | 0 | 0 | 0 | 0 | 0 | 0 | 0 | 0 | 0 | 0 | 0 | 0 | 0 | 0 | 0 | 0 | 0 | 0 | 0 | 0 | 0 | 0 | 0 | 0
F5_Industrial_Stone, Clay, Glass_New_Process_Natural Gas_Other Process_E1 | F5 | Industrial | Stone, Clay, Glass | New | Process | Natural Gas | Other Process | E1 | Utility - Cost of Operation | 0 | 0 | 0 | 0 | 0 | 0 | 0 | 0 | 0 | 0 | 0 | 0 | 0 | 0 | 0 | 0 | 0 | 0 | 0 | 0 | 0 | 0 | 0 | 0 | 0 | 0 | 0 | 0 | 0 | 0 | 0 | 0 | 0
F5_Industrial_Stone, Clay, Glass_New_Process_Natural Gas_Other Process_E2 | F5 | Industrial | Stone, Clay, Glass | New | Process | Natural Gas | Other Process | E2 | Utility - Cost of Operation | 0 | 0 | 0 | 0 | 0 | 0 | 0 | 0 | 0 | 0 | 0 | 0 | 0 | 0 | 0 | 0 | 0 | 0 | 0 | 0 | 0 | 0 | 0 | 0 | 0 | 0 | 0 | 0 | 0 | 0 | 0 | 0 | 0
F5_Industrial_Stone, Clay, Glass_New_Process_Natural Gas_Other Process_E3 | F5 | Industrial | Stone, Clay, Glass | New | Process | Natural Gas | Other Process | E3 | Utility - Cost of Operation | 0 | 0 | 0 | 0 | 0 | 0 | 0 | 0 | 0 | 0 | 0 | 0 | 0 | 0 | 0 | 0 | 0 | 0 | 0 | 0 | 0 | 0 | 0 | 0 | 0 | 0 | 0 | 0 | 0 | 0 | 0 | 0 | 0
F5_Industrial_Stone, Clay, Glass_New_Process_Natural Gas_Other Process_E4 | F5 | Industrial | Stone, Clay, Glass | New | Process | Natural Gas | Other Process | E4 | Utility - Cost of Operation | 0 | 0 | 0 | 0 | 0 | 0 | 0 | 0 | 0 | 0 | 0 | 0 | 0 | 0 | 0 | 0 | 0 | 0 | 0 | 0 | 0 | 0 | 0 | 0 | 0 | 0 | 0 | 0 | 0 | 0 | 0 | 0 | 0
F5_Industrial_Stone, Clay, Glass_New_Process_Natural Gas_Other Process_E5 | F5 | Industrial | Stone, Clay, Glass | New | Process | Natural Gas | Other Process | E5 | Utility - Cost of Operation | 0 | 0 | 0 | 0 | 0 | 0 | 0 | 0 | 0 | 0 | 0 | 0 | 0 | 0 | 0 | 0 | 0 | 0 | 0 | 0 | 0 | 0 | 0 | 0 | 0 | 0 | 0 | 0 | 0 | 0 | 0 | 0 | 0
F5_Industrial_Stone, Clay, Glass_New_Process_Natural Gas_Other Process_E6 | F5 | Industrial | Stone, Clay, Glass | New | Process | Natural Gas | Other Process | E6 | Utility - Cost of Operation | 0 | 0 | 0 | 0 | 0 | 0 | 0 | 0 | 0 | 0 | 0 | 0 | 0 | 0 | 0 | 0 | 0 | 0 | 0 | 0 | 0 | 0 | 0 | 0 | 0 | 0 | 0 | 0 | 0 | 0 | 0 | 0 | 0
F5_Industrial_Stone, Clay, Glass_New_Process_Natural Gas_Other Process_E7 | F5 | Industrial | Stone, Clay, Glass | New | Process | Natural Gas | Other Process | E7 | Utility - Cost of Operation | 0 | 0 | 0 | 0 | 0 | 0 | 0 | 0 | 0 | 0 | 0 | 0 | 0 | 0 | 0 | 0 | 0 | 0 | 0 | 0 | 0 | 0 | 0 | 0 | 0 | 0 | 0 | 0 | 0 | 0 | 0 | 0 | 0
F5_Industrial_Stone, Clay, Glass_New_Process_Natural Gas_Other Process_E8 | F5 | Industrial | Stone, Clay, Glass | New | Process | Natural Gas | Other Process | E8 | Utility - Cost of Operation | 0 | 0 | 0 | 0 | 0 | 0 | 0 | 0 | 0 | 0 | 0 | 0 | 0 | 0 | 0 | 0 | 0 | 0 | 0 | 0 | 0 | 0 | 0 | 0 | 0 | 0 | 0 | 0 | 0 | 0 | 0 | 0 | 0
F5_Industrial_Stone, Clay, Glass_New_Process_Natural Gas_Other Process_E9 | F5 | Industrial | Stone, Clay, Glass | New | Process | Natural Gas | Other Process | E9 | Utility - Cost of Operation | 0 | 0 | 0 | 0 | 0 | 0 | 0 | 0 | 0 | 0 | 0 | 0 | 0 | 0 | 0 | 0 | 0 | 0 | 0 | 0 | 0 | 0 | 0 | 0 | 0 | 0 | 0 | 0 | 0 | 0 | 0 | 0 | 0
F5_Industrial_Stone, Clay, Glass_New_Process_Natural Gas_Other Process_E10 | F5 | Industrial | Stone, Clay, Glass | New | Process | Natural Gas | Other Process | E10 | Utility - Cost of Operation | 0 | 0 | 0 | 0 | 0 | 0 | 0 | 0 | 0 | 0 | 0 | 0 | 0 | 0 | 0 | 0 | 0 | 0 | 0 | 0 | 0 | 0 | 0 | 0 | 0 | 0 | 0 | 0 | 0 | 0 | 0 | 0 | 0
F6_Industrial_Stone, Clay, Glass_New_Process_Natural Gas_Other Process_E1 | F6 | Industrial | Stone, Clay, Glass | New | Process | Natural Gas | Other Process | E1 | Utility - Value of Sales | 0 | 0 | 0 | 0 | 0 | 0 | 0 | 0 | 0 | 0 | 0 | 0 | 0 | 0 | 0 | 0 | 0 | 0 | 0 | 0 | 0 | 0 | 0 | 0 | 0 | 0 | 0 | 0 | 0 | 0 | 0 | 0 | 0
F6_Industrial_Stone, Clay, Glass_New_Process_Natural Gas_Other Process_E2 | F6 | Industrial | Stone, Clay, Glass | New | Process | Natural Gas | Other Process | E2 | Utility - Value of Sales | 0 | 0 | 0 | 0 | 0 | 0 | 0 | 0 | 0 | 0 | 0 | 0 | 0 | 0 | 0 | 0 | 0 | 0 | 0 | 0 | 0 | 0 | 0 | 0 | 0 | 0 | 0 | 0 | 0 | 0 | 0 | 0 | 0
F6_Industrial_Stone, Clay, Glass_New_Process_Natural Gas_Other Process_E3 | F6 | Industrial | Stone, Clay, Glass | New | Process | Natural Gas | Other Process | E3 | Utility - Value of Sales | 0 | 0 | 0 | 0 | 0 | 0 | 0 | 0 | 0 | 0 | 0 | 0 | 0 | 0 | 0 | 0 | 0 | 0 | 0 | 0 | 0 | 0 | 0 | 0 | 0 | 0 | 0 | 0 | 0 | 0 | 0 | 0 | 0
F6_Industrial_Stone, Clay, Glass_New_Process_Natural Gas_Other Process_E4 | F6 | Industrial | Stone, Clay, Glass | New | Process | Natural Gas | Other Process | E4 | Utility - Value of Sales | 0 | 0 | 0 | 0 | 0 | 0 | 0 | 0 | 0 | 0 | 0 | 0 | 0 | 0 | 0 | 0 | 0 | 0 | 0 | 0 | 0 | 0 | 0 | 0 | 0 | 0 | 0 | 0 | 0 | 0 | 0 | 0 | 0
F6_Industrial_Stone, Clay, Glass_New_Process_Natural Gas_Other Process_E5 | F6 | Industrial | Stone, Clay, Glass | New | Process | Natural Gas | Other Process | E5 | Utility - Value of Sales | 0 | 0 | 0 | 0 | 0 | 0 | 0 | 0 | 0 | 0 | 0 | 0 | 0 | 0 | 0 | 0 | 0 | 0 | 0 | 0 | 0 | 0 | 0 | 0 | 0 | 0 | 0 | 0 | 0 | 0 | 0 | 0 | 0
F6_Industrial_Stone, Clay, Glass_New_Process_Natural Gas_Other Process_E6 | F6 | Industrial | Stone, Clay, Glass | New | Process | Natural Gas | Other Process | E6 | Utility - Value of Sales | 0 | 0 | 0 | 0 | 0 | 0 | 0 | 0 | 0 | 0 | 0 | 0 | 0 | 0 | 0 | 0 | 0 | 0 | 0 | 0 | 0 | 0 | 0 | 0 | 0 | 0 | 0 | 0 | 0 | 0 | 0 | 0 | 0
F6_Industrial_Stone, Clay, Glass_New_Process_Natural Gas_Other Process_E7 | F6 | Industrial | Stone, Clay, Glass | New | Process | Natural Gas | Other Process | E7 | Utility - Value of Sales | 0 | 0 | 0 | 0 | 0 | 0 | 0 | 0 | 0 | 0 | 0 | 0 | 0 | 0 | 0 | 0 | 0 | 0 | 0 | 0 | 0 | 0 | 0 | 0 | 0 | 0 | 0 | 0 | 0 | 0 | 0 | 0 | 0
F6_Industrial_Stone, Clay, Glass_New_Process_Natural Gas_Other Process_E8 | F6 | Industrial | Stone, Clay, Glass | New | Process | Natural Gas | Other Process | E8 | Utility - Value of Sales | 0 | 0 | 0 | 0 | 0 | 0 | 0 | 0 | 0 | 0 | 0 | 0 | 0 | 0 | 0 | 0 | 0 | 0 | 0 | 0 | 0 | 0 | 0 | 0 | 0 | 0 | 0 | 0 | 0 | 0 | 0 | 0 | 0
F6_Industrial_Stone, Clay, Glass_New_Process_Natural Gas_Other Process_E9 | F6 | Industrial | Stone, Clay, Glass | New | Process | Natural Gas | Other Process | E9 | Utility - Value of Sales | 0 | 0 | 0 | 0 | 0 | 0 | 0 | 0 | 0 | 0 | 0 | 0 | 0 | 0 | 0 | 0 | 0 | 0 | 0 | 0 | 0 | 0 | 0 | 0 | 0 | 0 | 0 | 0 | 0 | 0 | 0 | 0 | 0
F6_Industrial_Stone, Clay, Glass_New_Process_Natural Gas_Other Process_E10 | F6 | Industrial | Stone, Clay, Glass | New | Process | Natural Gas | Other Process | E10 | Utility - Value of Sales | 0 | 0 | 0 | 0 | 0 | 0 | 0 | 0 | 0 | 0 | 0 | 0 | 0 | 0 | 0 | 0 | 0 | 0 | 0 | 0 | 0 | 0 | 0 | 0 | 0 | 0 | 0 | 0 | 0 | 0 | 0 | 0 | 0
F1_Industrial_Stone, Clay, Glass_New_Miscellaneous_Natural Gas_Miscellaneous_E1 | F1 | Industrial | Stone, Clay, Glass | New | Miscellaneous | Natural Gas | Miscellaneous | E1 | RVT - Cost of Equipment | 0 | 0 | 0 | 0 | 0 | 0 | 0 | 0 | 0 | 0 | 0 | 0 | 0 | 0 | 0 | 0 | 0 | 0 | 0 | 0 | 0 | 0 | 0 | 0 | 0 | 0 | 0 | 0 | 0 | 0 | 0 | 0 | 0
F1_Industrial_Stone, Clay, Glass_New_Miscellaneous_Natural Gas_Miscellaneous_E2 | F1 | Industrial | Stone, Clay, Glass | New | Miscellaneous | Natural Gas | Miscellaneous | E2 | RVT - Cost of Equipment | 0 | 0 | 0 | 0 | 0 | 0 | 0 | 0 | 0 | 0 | 0 | 0 | 0 | 0 | 0 | 0 | 0 | 0 | 0 | 0 | 0 | 0 | 0 | 0 | 0 | 0 | 0 | 0 | 0 | 0 | 0 | 0 | 0
F1_Industrial_Stone, Clay, Glass_New_Miscellaneous_Natural Gas_Miscellaneous_E3 | F1 | Industrial | Stone, Clay, Glass | New | Miscellaneous | Natural Gas | Miscellaneous | E3 | RVT - Cost of Equipment | 0 | 0 | 0 | 0 | 0 | 0 | 0 | 0 | 0 | 0 | 0 | 0 | 0 | 0 | 0 | 0 | 0 | 0 | 0 | 0 | 0 | 0 | 0 | 0 | 0 | 0 | 0 | 0 | 0 | 0 | 0 | 0 | 0
F1_Industrial_Stone, Clay, Glass_New_Miscellaneous_Natural Gas_Miscellaneous_E4 | F1 | Industrial | Stone, Clay, Glass | New | Miscellaneous | Natural Gas | Miscellaneous | E4 | RVT - Cost of Equipment | 0 | 0 | 0 | 0 | 0 | 0 | 0 | 0 | 0 | 0 | 0 | 0 | 0 | 0 | 0 | 0 | 0 | 0 | 0 | 0 | 0 | 0 | 0 | 0 | 0 | 0 | 0 | 0 | 0 | 0 | 0 | 0 | 0
F1_Industrial_Stone, Clay, Glass_New_Miscellaneous_Natural Gas_Miscellaneous_E5 | F1 | Industrial | Stone, Clay, Glass | New | Miscellaneous | Natural Gas | Miscellaneous | E5 | RVT - Cost of Equipment | 0 | 0 | 0 | 0 | 0 | 0 | 0 | 0 | 0 | 0 | 0 | 0 | 0 | 0 | 0 | 0 | 0 | 0 | 0 | 0 | 0 | 0 | 0 | 0 | 0 | 0 | 0 | 0 | 0 | 0 | 0 | 0 | 0
F1_Industrial_Stone, Clay, Glass_New_Miscellaneous_Natural Gas_Miscellaneous_E6 | F1 | Industrial | Stone, Clay, Glass | New | Miscellaneous | Natural Gas | Miscellaneous | E6 | RVT - Cost of Equipment | 0 | 0 | 0 | 0 | 0 | 0 | 0 | 0 | 0 | 0 | 0 | 0 | 0 | 0 | 0 | 0 | 0 | 0 | 0 | 0 | 0 | 0 | 0 | 0 | 0 | 0 | 0 | 0 | 0 | 0 | 0 | 0 | 0
F1_Industrial_Stone, Clay, Glass_New_Miscellaneous_Natural Gas_Miscellaneous_E7 | F1 | Industrial | Stone, Clay, Glass | New | Miscellaneous | Natural Gas | Miscellaneous | E7 | RVT - Cost of Equipment | 0 | 0 | 0 | 0 | 0 | 0 | 0 | 0 | 0 | 0 | 0 | 0 | 0 | 0 | 0 | 0 | 0 | 0 | 0 | 0 | 0 | 0 | 0 | 0 | 0 | 0 | 0 | 0 | 0 | 0 | 0 | 0 | 0
F1_Industrial_Stone, Clay, Glass_New_Miscellaneous_Natural Gas_Miscellaneous_E8 | F1 | Industrial | Stone, Clay, Glass | New | Miscellaneous | Natural Gas | Miscellaneous | E8 | RVT - Cost of Equipment | 0 | 0 | 0 | 0 | 0 | 0 | 0 | 0 | 0 | 0 | 0 | 0 | 0 | 0 | 0 | 0 | 0 | 0 | 0 | 0 | 0 | 0 | 0 | 0 | 0 | 0 | 0 | 0 | 0 | 0 | 0 | 0 | 0
F1_Industrial_Stone, Clay, Glass_New_Miscellaneous_Natural Gas_Miscellaneous_E9 | F1 | Industrial | Stone, Clay, Glass | New | Miscellaneous | Natural Gas | Miscellaneous | E9 | RVT - Cost of Equipment | 0 | 0 | 0 | 0 | 0 | 0 | 0 | 0 | 0 | 0 | 0 | 0 | 0 | 0 | 0 | 0 | 0 | 0 | 0 | 0 | 0 | 0 | 0 | 0 | 0 | 0 | 0 | 0 | 0 | 0 | 0 | 0 | 0
F1_Industrial_Stone, Clay, Glass_New_Miscellaneous_Natural Gas_Miscellaneous_E10 | F1 | Industrial | Stone, Clay, Glass | New | Miscellaneous | Natural Gas | Miscellaneous | E10 | RVT - Cost of Equipment | 0 | 0 | 0 | 0 | 0 | 0 | 0 | 0 | 0 | 0 | 0 | 0 | 0 | 0 | 0 | 0 | 0 | 0 | 0 | 0 | 0 | 0 | 0 | 0 | 0 | 0 | 0 | 0 | 0 | 0 | 0 | 0 | 0
F2_Industrial_Stone, Clay, Glass_New_Miscellaneous_Natural Gas_Miscellaneous_E1 | F2 | Industrial | Stone, Clay, Glass | New | Miscellaneous | Natural Gas | Miscellaneous | E1 | RVT - Cost of Operation | 0 | 0 | 0 | 0 | 0 | 0 | 0 | 0 | 0 | 0 | 0 | 0 | 0 | 0 | 0 | 0 | 0 | 0 | 0 | 0 | 0 | 0 | 0 | 0 | 0 | 0 | 0 | 0 | 0 | 0 | 0 | 0 | 0
F2_Industrial_Stone, Clay, Glass_New_Miscellaneous_Natural Gas_Miscellaneous_E2 | F2 | Industrial | Stone, Clay, Glass | New | Miscellaneous | Natural Gas | Miscellaneous | E2 | RVT - Cost of Operation | 0 | 0 | 0 | 0 | 0 | 0 | 0 | 0 | 0 | 0 | 0 | 0 | 0 | 0 | 0 | 0 | 0 | 0 | 0 | 0 | 0 | 0 | 0 | 0 | 0 | 0 | 0 | 0 | 0 | 0 | 0 | 0 | 0
F2_Industrial_Stone, Clay, Glass_New_Miscellaneous_Natural Gas_Miscellaneous_E3 | F2 | Industrial | Stone, Clay, Glass | New | Miscellaneous | Natural Gas | Miscellaneous | E3 | RVT - Cost of Operation | 0 | 0 | 0 | 0 | 0 | 0 | 0 | 0 | 0 | 0 | 0 | 0 | 0 | 0 | 0 | 0 | 0 | 0 | 0 | 0 | 0 | 0 | 0 | 0 | 0 | 0 | 0 | 0 | 0 | 0 | 0 | 0 | 0
F2_Industrial_Stone, Clay, Glass_New_Miscellaneous_Natural Gas_Miscellaneous_E4 | F2 | Industrial | Stone, Clay, Glass | New | Miscellaneous | Natural Gas | Miscellaneous | E4 | RVT - Cost of Operation | 0 | 0 | 0 | 0 | 0 | 0 | 0 | 0 | 0 | 0 | 0 | 0 | 0 | 0 | 0 | 0 | 0 | 0 | 0 | 0 | 0 | 0 | 0 | 0 | 0 | 0 | 0 | 0 | 0 | 0 | 0 | 0 | 0
F2_Industrial_Stone, Clay, Glass_New_Miscellaneous_Natural Gas_Miscellaneous_E5 | F2 | Industrial | Stone, Clay, Glass | New | Miscellaneous | Natural Gas | Miscellaneous | E5 | RVT - Cost of Operation | 0 | 0 | 0 | 0 | 0 | 0 | 0 | 0 | 0 | 0 | 0 | 0 | 0 | 0 | 0 | 0 | 0 | 0 | 0 | 0 | 0 | 0 | 0 | 0 | 0 | 0 | 0 | 0 | 0 | 0 | 0 | 0 | 0
F2_Industrial_Stone, Clay, Glass_New_Miscellaneous_Natural Gas_Miscellaneous_E6 | F2 | Industrial | Stone, Clay, Glass | New | Miscellaneous | Natural Gas | Miscellaneous | E6 | RVT - Cost of Operation | 0 | 0 | 0 | 0 | 0 | 0 | 0 | 0 | 0 | 0 | 0 | 0 | 0 | 0 | 0 | 0 | 0 | 0 | 0 | 0 | 0 | 0 | 0 | 0 | 0 | 0 | 0 | 0 | 0 | 0 | 0 | 0 | 0
F2_Industrial_Stone, Clay, Glass_New_Miscellaneous_Natural Gas_Miscellaneous_E7 | F2 | Industrial | Stone, Clay, Glass | New | Miscellaneous | Natural Gas | Miscellaneous | E7 | RVT - Cost of Operation | 0 | 0 | 0 | 0 | 0 | 0 | 0 | 0 | 0 | 0 | 0 | 0 | 0 | 0 | 0 | 0 | 0 | 0 | 0 | 0 | 0 | 0 | 0 | 0 | 0 | 0 | 0 | 0 | 0 | 0 | 0 | 0 | 0
F2_Industrial_Stone, Clay, Glass_New_Miscellaneous_Natural Gas_Miscellaneous_E8 | F2 | Industrial | Stone, Clay, Glass | New | Miscellaneous | Natural Gas | Miscellaneous | E8 | RVT - Cost of Operation | 0 | 0 | 0 | 0 | 0 | 0 | 0 | 0 | 0 | 0 | 0 | 0 | 0 | 0 | 0 | 0 | 0 | 0 | 0 | 0 | 0 | 0 | 0 | 0 | 0 | 0 | 0 | 0 | 0 | 0 | 0 | 0 | 0
F2_Industrial_Stone, Clay, Glass_New_Miscellaneous_Natural Gas_Miscellaneous_E9 | F2 | Industrial | Stone, Clay, Glass | New | Miscellaneous | Natural Gas | Miscellaneous | E9 | RVT - Cost of Operation | 0 | 0 | 0 | 0 | 0 | 0 | 0 | 0 | 0 | 0 | 0 | 0 | 0 | 0 | 0 | 0 | 0 | 0 | 0 | 0 | 0 | 0 | 0 | 0 | 0 | 0 | 0 | 0 | 0 | 0 | 0 | 0 | 0
F2_Industrial_Stone, Clay, Glass_New_Miscellaneous_Natural Gas_Miscellaneous_E10 | F2 | Industrial | Stone, Clay, Glass | New | Miscellaneous | Natural Gas | Miscellaneous | E10 | RVT - Cost of Operation | 0 | 0 | 0 | 0 | 0 | 0 | 0 | 0 | 0 | 0 | 0 | 0 | 0 | 0 | 0 | 0 | 0 | 0 | 0 | 0 | 0 | 0 | 0 | 0 | 0 | 0 | 0 | 0 | 0 | 0 | 0 | 0 | 0
F3_Industrial_Stone, Clay, Glass_New_Miscellaneous_Natural Gas_Miscellaneous_E1 | F3 | Industrial | Stone, Clay, Glass | New | Miscellaneous | Natural Gas | Miscellaneous | E1 | System - kBTUs of Consumption | 0 | 0 | 0 | 0 | 0 | 0 | 0 | 0 | 0 | 0 | 0 | 0 | 0 | 0 | 0 | 0 | 0 | 0 | 0 | 0 | 0 | 0 | 0 | 0 | 0 | 0 | 0 | 0 | 0 | 0 | 0 | 0 | 0
F3_Industrial_Stone, Clay, Glass_New_Miscellaneous_Natural Gas_Miscellaneous_E2 | F3 | Industrial | Stone, Clay, Glass | New | Miscellaneous | Natural Gas | Miscellaneous | E2 | System - kBTUs of Consumption | 0 | 0 | 0 | 0 | 0 | 0 | 0 | 0 | 0 | 0 | 0 | 0 | 0 | 0 | 0 | 0 | 0 | 0 | 0 | 0 | 0 | 0 | 0 | 0 | 0 | 0 | 0 | 0 | 0 | 0 | 0 | 0 | 0
F3_Industrial_Stone, Clay, Glass_New_Miscellaneous_Natural Gas_Miscellaneous_E3 | F3 | Industrial | Stone, Clay, Glass | New | Miscellaneous | Natural Gas | Miscellaneous | E3 | System - kBTUs of Consumption | 0 | 0 | 0 | 0 | 0 | 0 | 0 | 0 | 0 | 0 | 0 | 0 | 0 | 0 | 0 | 0 | 0 | 0 | 0 | 0 | 0 | 0 | 0 | 0 | 0 | 0 | 0 | 0 | 0 | 0 | 0 | 0 | 0
F3_Industrial_Stone, Clay, Glass_New_Miscellaneous_Natural Gas_Miscellaneous_E4 | F3 | Industrial | Stone, Clay, Glass | New | Miscellaneous | Natural Gas | Miscellaneous | E4 | System - kBTUs of Consumption | 0 | 0 | 0 | 0 | 0 | 0 | 0 | 0 | 0 | 0 | 0 | 0 | 0 | 0 | 0 | 0 | 0 | 0 | 0 | 0 | 0 | 0 | 0 | 0 | 0 | 0 | 0 | 0 | 0 | 0 | 0 | 0 | 0
F3_Industrial_Stone, Clay, Glass_New_Miscellaneous_Natural Gas_Miscellaneous_E5 | F3 | Industrial | Stone, Clay, Glass | New | Miscellaneous | Natural Gas | Miscellaneous | E5 | System - kBTUs of Consumption | 0 | 0 | 0 | 0 | 0 | 0 | 0 | 0 | 0 | 0 | 0 | 0 | 0 | 0 | 0 | 0 | 0 | 0 | 0 | 0 | 0 | 0 | 0 | 0 | 0 | 0 | 0 | 0 | 0 | 0 | 0 | 0 | 0
F3_Industrial_Stone, Clay, Glass_New_Miscellaneous_Natural Gas_Miscellaneous_E6 | F3 | Industrial | Stone, Clay, Glass | New | Miscellaneous | Natural Gas | Miscellaneous | E6 | System - kBTUs of Consumption | 0 | 0 | 0 | 0 | 0 | 0 | 0 | 0 | 0 | 0 | 0 | 0 | 0 | 0 | 0 | 0 | 0 | 0 | 0 | 0 | 0 | 0 | 0 | 0 | 0 | 0 | 0 | 0 | 0 | 0 | 0 | 0 | 0
F3_Industrial_Stone, Clay, Glass_New_Miscellaneous_Natural Gas_Miscellaneous_E7 | F3 | Industrial | Stone, Clay, Glass | New | Miscellaneous | Natural Gas | Miscellaneous | E7 | System - kBTUs of Consumption | 0 | 0 | 0 | 0 | 0 | 0 | 0 | 0 | 0 | 0 | 0 | 0 | 0 | 0 | 0 | 0 | 0 | 0 | 0 | 0 | 0 | 0 | 0 | 0 | 0 | 0 | 0 | 0 | 0 | 0 | 0 | 0 | 0
F3_Industrial_Stone, Clay, Glass_New_Miscellaneous_Natural Gas_Miscellaneous_E8 | F3 | Industrial | Stone, Clay, Glass | New | Miscellaneous | Natural Gas | Miscellaneous | E8 | System - kBTUs of Consumption | 0 | 0 | 0 | 0 | 0 | 0 | 0 | 0 | 0 | 0 | 0 | 0 | 0 | 0 | 0 | 0 | 0 | 0 | 0 | 0 | 0 | 0 | 0 | 0 | 0 | 0 | 0 | 0 | 0 | 0 | 0 | 0 | 0
F3_Industrial_Stone, Clay, Glass_New_Miscellaneous_Natural Gas_Miscellaneous_E9 | F3 | Industrial | Stone, Clay, Glass | New | Miscellaneous | Natural Gas | Miscellaneous | E9 | System - kBTUs of Consumption | 0 | 0 | 0 | 0 | 0 | 0 | 0 | 0 | 0 | 0 | 0 | 0 | 0 | 0 | 0 | 0 | 0 | 0 | 0 | 0 | 0 | 0 | 0 | 0 | 0 | 0 | 0 | 0 | 0 | 0 | 0 | 0 | 0
F3_Industrial_Stone, Clay, Glass_New_Miscellaneous_Natural Gas_Miscellaneous_E10 | F3 | Industrial | Stone, Clay, Glass | New | Miscellaneous | Natural Gas | Miscellaneous | E10 | System - kBTUs of Consumption | 0 | 0 | 0 | 0 | 0 | 0 | 0 | 0 | 0 | 0 | 0 | 0 | 0 | 0 | 0 | 0 | 0 | 0 | 0 | 0 | 0 | 0 | 0 | 0 | 0 | 0 | 0 | 0 | 0 | 0 | 0 | 0 | 0
F4_Industrial_Stone, Clay, Glass_New_Miscellaneous_Natural Gas_Miscellaneous_E1 | F4 | Industrial | Stone, Clay, Glass | New | Miscellaneous | Natural Gas | Miscellaneous | E1 | Utility - Cost of Equipment | 0 | 0 | 0 | 0 | 0 | 0 | 0 | 0 | 0 | 0 | 0 | 0 | 0 | 0 | 0 | 0 | 0 | 0 | 0 | 0 | 0 | 0 | 0 | 0 | 0 | 0 | 0 | 0 | 0 | 0 | 0 | 0 | 0
F4_Industrial_Stone, Clay, Glass_New_Miscellaneous_Natural Gas_Miscellaneous_E2 | F4 | Industrial | Stone, Clay, Glass | New | Miscellaneous | Natural Gas | Miscellaneous | E2 | Utility - Cost of Equipment | 0 | 0 | 0 | 0 | 0 | 0 | 0 | 0 | 0 | 0 | 0 | 0 | 0 | 0 | 0 | 0 | 0 | 0 | 0 | 0 | 0 | 0 | 0 | 0 | 0 | 0 | 0 | 0 | 0 | 0 | 0 | 0 | 0
F4_Industrial_Stone, Clay, Glass_New_Miscellaneous_Natural Gas_Miscellaneous_E3 | F4 | Industrial | Stone, Clay, Glass | New | Miscellaneous | Natural Gas | Miscellaneous | E3 | Utility - Cost of Equipment | 0 | 0 | 0 | 0 | 0 | 0 | 0 | 0 | 0 | 0 | 0 | 0 | 0 | 0 | 0 | 0 | 0 | 0 | 0 | 0 | 0 | 0 | 0 | 0 | 0 | 0 | 0 | 0 | 0 | 0 | 0 | 0 | 0
F4_Industrial_Stone, Clay, Glass_New_Miscellaneous_Natural Gas_Miscellaneous_E4 | F4 | Industrial | Stone, Clay, Glass | New | Miscellaneous | Natural Gas | Miscellaneous | E4 | Utility - Cost of Equipment | 0 | 0 | 0 | 0 | 0 | 0 | 0 | 0 | 0 | 0 | 0 | 0 | 0 | 0 | 0 | 0 | 0 | 0 | 0 | 0 | 0 | 0 | 0 | 0 | 0 | 0 | 0 | 0 | 0 | 0 | 0 | 0 | 0
F4_Industrial_Stone, Clay, Glass_New_Miscellaneous_Natural Gas_Miscellaneous_E5 | F4 | Industrial | Stone, Clay, Glass | New | Miscellaneous | Natural Gas | Miscellaneous | E5 | Utility - Cost of Equipment | 0 | 0 | 0 | 0 | 0 | 0 | 0 | 0 | 0 | 0 | 0 | 0 | 0 | 0 | 0 | 0 | 0 | 0 | 0 | 0 | 0 | 0 | 0 | 0 | 0 | 0 | 0 | 0 | 0 | 0 | 0 | 0 | 0
F4_Industrial_Stone, Clay, Glass_New_Miscellaneous_Natural Gas_Miscellaneous_E6 | F4 | Industrial | Stone, Clay, Glass | New | Miscellaneous | Natural Gas | Miscellaneous | E6 | Utility - Cost of Equipment | 0 | 0 | 0 | 0 | 0 | 0 | 0 | 0 | 0 | 0 | 0 | 0 | 0 | 0 | 0 | 0 | 0 | 0 | 0 | 0 | 0 | 0 | 0 | 0 | 0 | 0 | 0 | 0 | 0 | 0 | 0 | 0 | 0
F4_Industrial_Stone, Clay, Glass_New_Miscellaneous_Natural Gas_Miscellaneous_E7 | F4 | Industrial | Stone, Clay, Glass | New | Miscellaneous | Natural Gas | Miscellaneous | E7 | Utility - Cost of Equipment | 0 | 0 | 0 | 0 | 0 | 0 | 0 | 0 | 0 | 0 | 0 | 0 | 0 | 0 | 0 | 0 | 0 | 0 | 0 | 0 | 0 | 0 | 0 | 0 | 0 | 0 | 0 | 0 | 0 | 0 | 0 | 0 | 0
F4_Industrial_Stone, Clay, Glass_New_Miscellaneous_Natural Gas_Miscellaneous_E8 | F4 | Industrial | Stone, Clay, Glass | New | Miscellaneous | Natural Gas | Miscellaneous | E8 | Utility - Cost of Equipment | 0 | 0 | 0 | 0 | 0 | 0 | 0 | 0 | 0 | 0 | 0 | 0 | 0 | 0 | 0 | 0 | 0 | 0 | 0 | 0 | 0 | 0 | 0 | 0 | 0 | 0 | 0 | 0 | 0 | 0 | 0 | 0 | 0
F4_Industrial_Stone, Clay, Glass_New_Miscellaneous_Natural Gas_Miscellaneous_E9 | F4 | Industrial | Stone, Clay, Glass | New | Miscellaneous | Natural Gas | Miscellaneous | E9 | Utility - Cost of Equipment | 0 | 0 | 0 | 0 | 0 | 0 | 0 | 0 | 0 | 0 | 0 | 0 | 0 | 0 | 0 | 0 | 0 | 0 | 0 | 0 | 0 | 0 | 0 | 0 | 0 | 0 | 0 | 0 | 0 | 0 | 0 | 0 | 0
F4_Industrial_Stone, Clay, Glass_New_Miscellaneous_Natural Gas_Miscellaneous_E10 | F4 | Industrial | Stone, Clay, Glass | New | Miscellaneous | Natural Gas | Miscellaneous | E10 | Utility - Cost of Equipment | 0 | 0 | 0 | 0 | 0 | 0 | 0 | 0 | 0 | 0 | 0 | 0 | 0 | 0 | 0 | 0 | 0 | 0 | 0 | 0 | 0 | 0 | 0 | 0 | 0 | 0 | 0 | 0 | 0 | 0 | 0 | 0 | 0
F5_Industrial_Stone, Clay, Glass_New_Miscellaneous_Natural Gas_Miscellaneous_E1 | F5 | Industrial | Stone, Clay, Glass | New | Miscellaneous | Natural Gas | Miscellaneous | E1 | Utility - Cost of Operation | 0 | 0 | 0 | 0 | 0 | 0 | 0 | 0 | 0 | 0 | 0 | 0 | 0 | 0 | 0 | 0 | 0 | 0 | 0 | 0 | 0 | 0 | 0 | 0 | 0 | 0 | 0 | 0 | 0 | 0 | 0 | 0 | 0
F5_Industrial_Stone, Clay, Glass_New_Miscellaneous_Natural Gas_Miscellaneous_E2 | F5 | Industrial | Stone, Clay, Glass | New | Miscellaneous | Natural Gas | Miscellaneous | E2 | Utility - Cost of Operation | 0 | 0 | 0 | 0 | 0 | 0 | 0 | 0 | 0 | 0 | 0 | 0 | 0 | 0 | 0 | 0 | 0 | 0 | 0 | 0 | 0 | 0 | 0 | 0 | 0 | 0 | 0 | 0 | 0 | 0 | 0 | 0 | 0
F5_Industrial_Stone, Clay, Glass_New_Miscellaneous_Natural Gas_Miscellaneous_E3 | F5 | Industrial | Stone, Clay, Glass | New | Miscellaneous | Natural Gas | Miscellaneous | E3 | Utility - Cost of Operation | 0 | 0 | 0 | 0 | 0 | 0 | 0 | 0 | 0 | 0 | 0 | 0 | 0 | 0 | 0 | 0 | 0 | 0 | 0 | 0 | 0 | 0 | 0 | 0 | 0 | 0 | 0 | 0 | 0 | 0 | 0 | 0 | 0
F5_Industrial_Stone, Clay, Glass_New_Miscellaneous_Natural Gas_Miscellaneous_E4 | F5 | Industrial | Stone, Clay, Glass | New | Miscellaneous | Natural Gas | Miscellaneous | E4 | Utility - Cost of Operation | 0 | 0 | 0 | 0 | 0 | 0 | 0 | 0 | 0 | 0 | 0 | 0 | 0 | 0 | 0 | 0 | 0 | 0 | 0 | 0 | 0 | 0 | 0 | 0 | 0 | 0 | 0 | 0 | 0 | 0 | 0 | 0 | 0
F5_Industrial_Stone, Clay, Glass_New_Miscellaneous_Natural Gas_Miscellaneous_E5 | F5 | Industrial | Stone, Clay, Glass | New | Miscellaneous | Natural Gas | Miscellaneous | E5 | Utility - Cost of Operation | 0 | 0 | 0 | 0 | 0 | 0 | 0 | 0 | 0 | 0 | 0 | 0 | 0 | 0 | 0 | 0 | 0 | 0 | 0 | 0 | 0 | 0 | 0 | 0 | 0 | 0 | 0 | 0 | 0 | 0 | 0 | 0 | 0
F5_Industrial_Stone, Clay, Glass_New_Miscellaneous_Natural Gas_Miscellaneous_E6 | F5 | Industrial | Stone, Clay, Glass | New | Miscellaneous | Natural Gas | Miscellaneous | E6 | Utility - Cost of Operation | 0 | 0 | 0 | 0 | 0 | 0 | 0 | 0 | 0 | 0 | 0 | 0 | 0 | 0 | 0 | 0 | 0 | 0 | 0 | 0 | 0 | 0 | 0 | 0 | 0 | 0 | 0 | 0 | 0 | 0 | 0 | 0 | 0
F5_Industrial_Stone, Clay, Glass_New_Miscellaneous_Natural Gas_Miscellaneous_E7 | F5 | Industrial | Stone, Clay, Glass | New | Miscellaneous | Natural Gas | Miscellaneous | E7 | Utility - Cost of Operation | 0 | 0 | 0 | 0 | 0 | 0 | 0 | 0 | 0 | 0 | 0 | 0 | 0 | 0 | 0 | 0 | 0 | 0 | 0 | 0 | 0 | 0 | 0 | 0 | 0 | 0 | 0 | 0 | 0 | 0 | 0 | 0 | 0
F5_Industrial_Stone, Clay, Glass_New_Miscellaneous_Natural Gas_Miscellaneous_E8 | F5 | Industrial | Stone, Clay, Glass | New | Miscellaneous | Natural Gas | Miscellaneous | E8 | Utility - Cost of Operation | 0 | 0 | 0 | 0 | 0 | 0 | 0 | 0 | 0 | 0 | 0 | 0 | 0 | 0 | 0 | 0 | 0 | 0 | 0 | 0 | 0 | 0 | 0 | 0 | 0 | 0 | 0 | 0 | 0 | 0 | 0 | 0 | 0
F5_Industrial_Stone, Clay, Glass_New_Miscellaneous_Natural Gas_Miscellaneous_E9 | F5 | Industrial | Stone, Clay, Glass | New | Miscellaneous | Natural Gas | Miscellaneous | E9 | Utility - Cost of Operation | 0 | 0 | 0 | 0 | 0 | 0 | 0 | 0 | 0 | 0 | 0 | 0 | 0 | 0 | 0 | 0 | 0 | 0 | 0 | 0 | 0 | 0 | 0 | 0 | 0 | 0 | 0 | 0 | 0 | 0 | 0 | 0 | 0
F5_Industrial_Stone, Clay, Glass_New_Miscellaneous_Natural Gas_Miscellaneous_E10 | F5 | Industrial | Stone, Clay, Glass | New | Miscellaneous | Natural Gas | Miscellaneous | E10 | Utility - Cost of Operation | 0 | 0 | 0 | 0 | 0 | 0 | 0 | 0 | 0 | 0 | 0 | 0 | 0 | 0 | 0 | 0 | 0 | 0 | 0 | 0 | 0 | 0 | 0 | 0 | 0 | 0 | 0 | 0 | 0 | 0 | 0 | 0 | 0
F6_Industrial_Stone, Clay, Glass_New_Miscellaneous_Natural Gas_Miscellaneous_E1 | F6 | Industrial | Stone, Clay, Glass | New | Miscellaneous | Natural Gas | Miscellaneous | E1 | Utility - Value of Sales | 0 | 0 | 0 | 0 | 0 | 0 | 0 | 0 | 0 | 0 | 0 | 0 | 0 | 0 | 0 | 0 | 0 | 0 | 0 | 0 | 0 | 0 | 0 | 0 | 0 | 0 | 0 | 0 | 0 | 0 | 0 | 0 | 0
F6_Industrial_Stone, Clay, Glass_New_Miscellaneous_Natural Gas_Miscellaneous_E2 | F6 | Industrial | Stone, Clay, Glass | New | Miscellaneous | Natural Gas | Miscellaneous | E2 | Utility - Value of Sales | 0 | 0 | 0 | 0 | 0 | 0 | 0 | 0 | 0 | 0 | 0 | 0 | 0 | 0 | 0 | 0 | 0 | 0 | 0 | 0 | 0 | 0 | 0 | 0 | 0 | 0 | 0 | 0 | 0 | 0 | 0 | 0 | 0
F6_Industrial_Stone, Clay, Glass_New_Miscellaneous_Natural Gas_Miscellaneous_E3 | F6 | Industrial | Stone, Clay, Glass | New | Miscellaneous | Natural Gas | Miscellaneous | E3 | Utility - Value of Sales | 0 | 0 | 0 | 0 | 0 | 0 | 0 | 0 | 0 | 0 | 0 | 0 | 0 | 0 | 0 | 0 | 0 | 0 | 0 | 0 | 0 | 0 | 0 | 0 | 0 | 0 | 0 | 0 | 0 | 0 | 0 | 0 | 0
F6_Industrial_Stone, Clay, Glass_New_Miscellaneous_Natural Gas_Miscellaneous_E4 | F6 | Industrial | Stone, Clay, Glass | New | Miscellaneous | Natural Gas | Miscellaneous | E4 | Utility - Value of Sales | 0 | 0 | 0 | 0 | 0 | 0 | 0 | 0 | 0 | 0 | 0 | 0 | 0 | 0 | 0 | 0 | 0 | 0 | 0 | 0 | 0 | 0 | 0 | 0 | 0 | 0 | 0 | 0 | 0 | 0 | 0 | 0 | 0
F6_Industrial_Stone, Clay, Glass_New_Miscellaneous_Natural Gas_Miscellaneous_E5 | F6 | Industrial | Stone, Clay, Glass | New | Miscellaneous | Natural Gas | Miscellaneous | E5 | Utility - Value of Sales | 0 | 0 | 0 | 0 | 0 | 0 | 0 | 0 | 0 | 0 | 0 | 0 | 0 | 0 | 0 | 0 | 0 | 0 | 0 | 0 | 0 | 0 | 0 | 0 | 0 | 0 | 0 | 0 | 0 | 0 | 0 | 0 | 0
F6_Industrial_Stone, Clay, Glass_New_Miscellaneous_Natural Gas_Miscellaneous_E6 | F6 | Industrial | Stone, Clay, Glass | New | Miscellaneous | Natural Gas | Miscellaneous | E6 | Utility - Value of Sales | 0 | 0 | 0 | 0 | 0 | 0 | 0 | 0 | 0 | 0 | 0 | 0 | 0 | 0 | 0 | 0 | 0 | 0 | 0 | 0 | 0 | 0 | 0 | 0 | 0 | 0 | 0 | 0 | 0 | 0 | 0 | 0 | 0
F6_Industrial_Stone, Clay, Glass_New_Miscellaneous_Natural Gas_Miscellaneous_E7 | F6 | Industrial | Stone, Clay, Glass | New | Miscellaneous | Natural Gas | Miscellaneous | E7 | Utility - Value of Sales | 0 | 0 | 0 | 0 | 0 | 0 | 0 | 0 | 0 | 0 | 0 | 0 | 0 | 0 | 0 | 0 | 0 | 0 | 0 | 0 | 0 | 0 | 0 | 0 | 0 | 0 | 0 | 0 | 0 | 0 | 0 | 0 | 0
F6_Industrial_Stone, Clay, Glass_New_Miscellaneous_Natural Gas_Miscellaneous_E8 | F6 | Industrial | Stone, Clay, Glass | New | Miscellaneous | Natural Gas | Miscellaneous | E8 | Utility - Value of Sales | 0 | 0 | 0 | 0 | 0 | 0 | 0 | 0 | 0 | 0 | 0 | 0 | 0 | 0 | 0 | 0 | 0 | 0 | 0 | 0 | 0 | 0 | 0 | 0 | 0 | 0 | 0 | 0 | 0 | 0 | 0 | 0 | 0
F6_Industrial_Stone, Clay, Glass_New_Miscellaneous_Natural Gas_Miscellaneous_E9 | F6 | Industrial | Stone, Clay, Glass | New | Miscellaneous | Natural Gas | Miscellaneous | E9 | Utility - Value of Sales | 0 | 0 | 0 | 0 | 0 | 0 | 0 | 0 | 0 | 0 | 0 | 0 | 0 | 0 | 0 | 0 | 0 | 0 | 0 | 0 | 0 | 0 | 0 | 0 | 0 | 0 | 0 | 0 | 0 | 0 | 0 | 0 | 0
F6_Industrial_Stone, Clay, Glass_New_Miscellaneous_Natural Gas_Miscellaneous_E10 | F6 | Industrial | Stone, Clay, Glass | New | Miscellaneous | Natural Gas | Miscellaneous | E10 | Utility - Value of Sales | 0 | 0 | 0 | 0 | 0 | 0 | 0 | 0 | 0 | 0 | 0 | 0 | 0 | 0 | 0 | 0 | 0 | 0 | 0 | 0 | 0 | 0 | 0 | 0 | 0 | 0 | 0 | 0 | 0 | 0 | 0 | 0 | 0
F1_Industrial_Food Processing_Existing_Space Heating_Natural Gas_Furnace_E1 | F1 | Industrial | Food Processing | Existing | Space Heating | Natural Gas | Furnace | E1 | RVT - Cost of Equipment | 0 | 0 | 0 | 0 | 0 | 0 | 0 | 0 | 0 | 0 | 0 | 0 | 0 | 0 | 0 | 0 | 0 | 0 | 0 | 0 | 0 | 0 | 0 | 0 | 0 | 0 | 0 | 0 | 0 | 0 | 0 | 0 | 0
F1_Industrial_Food Processing_Existing_Space Heating_Natural Gas_Furnace_E2 | F1 | Industrial | Food Processing | Existing | Space Heating | Natural Gas | Furnace | E2 | RVT - Cost of Equipment | 0 | 0 | 0 | 0 | 0 | 0 | 0 | 0 | 0 | 0 | 0 | 0 | 0 | 0 | 0 | 0 | 0 | 0 | 0 | 0 | 0 | 0 | 0 | 0 | 0 | 0 | 0 | 0 | 0 | 0 | 0 | 0 | 0
F1_Industrial_Food Processing_Existing_Space Heating_Natural Gas_Furnace_E3 | F1 | Industrial | Food Processing | Existing | Space Heating | Natural Gas | Furnace | E3 | RVT - Cost of Equipment | 0 | 0 | 0 | 0 | 0 | 0 | 0 | 0 | 0 | 0 | 0 | 0 | 0 | 0 | 0 | 0 | 0 | 0 | 0 | 0 | 0 | 0 | 0 | 0 | 0 | 0 | 0 | 0 | 0 | 0 | 0 | 0 | 0
F1_Industrial_Food Processing_Existing_Space Heating_Natural Gas_Furnace_E4 | F1 | Industrial | Food Processing | Existing | Space Heating | Natural Gas | Furnace | E4 | RVT - Cost of Equipment | 0 | 0 | 0 | 0 | 0 | 0 | 0 | 0 | 0 | 0 | 0 | 0 | 0 | 0 | 0 | 0 | 0 | 0 | 0 | 0 | 0 | 0 | 0 | 0 | 0 | 0 | 0 | 0 | 0 | 0 | 0 | 0 | 0
F1_Industrial_Food Processing_Existing_Space Heating_Natural Gas_Furnace_E5 | F1 | Industrial | Food Processing | Existing | Space Heating | Natural Gas | Furnace | E5 | RVT - Cost of Equipment | 0 | 0 | 0 | 0 | 0 | 0 | 0 | 0 | 0 | 0 | 0 | 0 | 0 | 0 | 0 | 0 | 0 | 0 | 0 | 0 | 0 | 0 | 0 | 0 | 0 | 0 | 0 | 0 | 0 | 0 | 0 | 0 | 0
F1_Industrial_Food Processing_Existing_Space Heating_Natural Gas_Furnace_E6 | F1 | Industrial | Food Processing | Existing | Space Heating | Natural Gas | Furnace | E6 | RVT - Cost of Equipment | 0 | 0 | 0 | 0 | 0 | 0 | 0 | 0 | 0 | 0 | 0 | 0 | 0 | 0 | 0 | 0 | 0 | 0 | 0 | 0 | 0 | 0 | 0 | 0 | 0 | 0 | 0 | 0 | 0 | 0 | 0 | 0 | 0
F1_Industrial_Food Processing_Existing_Space Heating_Natural Gas_Furnace_E7 | F1 | Industrial | Food Processing | Existing | Space Heating | Natural Gas | Furnace | E7 | RVT - Cost of Equipment | 0 | 0 | 0 | 0 | 0 | 0 | 0 | 0 | 0 | 0 | 0 | 0 | 0 | 0 | 0 | 0 | 0 | 0 | 0 | 0 | 0 | 0 | 0 | 0 | 0 | 0 | 0 | 0 | 0 | 0 | 0 | 0 | 0
F1_Industrial_Food Processing_Existing_Space Heating_Natural Gas_Furnace_E8 | F1 | Industrial | Food Processing | Existing | Space Heating | Natural Gas | Furnace | E8 | RVT - Cost of Equipment | 0 | 0 | 0 | 0 | 0 | 0 | 0 | 0 | 0 | 0 | 0 | 0 | 0 | 0 | 0 | 0 | 0 | 0 | 0 | 0 | 0 | 0 | 0 | 0 | 0 | 0 | 0 | 0 | 0 | 0 | 0 | 0 | 0
F1_Industrial_Food Processing_Existing_Space Heating_Natural Gas_Furnace_E9 | F1 | Industrial | Food Processing | Existing | Space Heating | Natural Gas | Furnace | E9 | RVT - Cost of Equipment | 0 | 0 | 0 | 0 | 0 | 0 | 0 | 0 | 0 | 0 | 0 | 0 | 0 | 0 | 0 | 0 | 0 | 0 | 0 | 0 | 0 | 0 | 0 | 0 | 0 | 0 | 0 | 0 | 0 | 0 | 0 | 0 | 0
F1_Industrial_Food Processing_Existing_Space Heating_Natural Gas_Furnace_E10 | F1 | Industrial | Food Processing | Existing | Space Heating | Natural Gas | Furnace | E10 | RVT - Cost of Equipment | 0 | 0 | 0 | 0 | 0 | 0 | 0 | 0 | 0 | 0 | 0 | 0 | 0 | 0 | 0 | 0 | 0 | 0 | 0 | 0 | 0 | 0 | 0 | 0 | 0 | 0 | 0 | 0 | 0 | 0 | 0 | 0 | 0
F2_Industrial_Food Processing_Existing_Space Heating_Natural Gas_Furnace_E1 | F2 | Industrial | Food Processing | Existing | Space Heating | Natural Gas | Furnace | E1 | RVT - Cost of Operation | 0 | 0 | 0 | 0 | 0 | 0 | 0 | 0 | 0 | 0 | 0 | 0 | 0 | 0 | 0 | 0 | 0 | 0 | 0 | 0 | 0 | 0 | 0 | 0 | 0 | 0 | 0 | 0 | 0 | 0 | 0 | 0 | 0
F2_Industrial_Food Processing_Existing_Space Heating_Natural Gas_Furnace_E2 | F2 | Industrial | Food Processing | Existing | Space Heating | Natural Gas | Furnace | E2 | RVT - Cost of Operation | 0 | 0 | 0 | 0 | 0 | 0 | 0 | 0 | 0 | 0 | 0 | 0 | 0 | 0 | 0 | 0 | 0 | 0 | 0 | 0 | 0 | 0 | 0 | 0 | 0 | 0 | 0 | 0 | 0 | 0 | 0 | 0 | 0
F2_Industrial_Food Processing_Existing_Space Heating_Natural Gas_Furnace_E3 | F2 | Industrial | Food Processing | Existing | Space Heating | Natural Gas | Furnace | E3 | RVT - Cost of Operation | 0 | 0 | 0 | 0 | 0 | 0 | 0 | 0 | 0 | 0 | 0 | 0 | 0 | 0 | 0 | 0 | 0 | 0 | 0 | 0 | 0 | 0 | 0 | 0 | 0 | 0 | 0 | 0 | 0 | 0 | 0 | 0 | 0
F2_Industrial_Food Processing_Existing_Space Heating_Natural Gas_Furnace_E4 | F2 | Industrial | Food Processing | Existing | Space Heating | Natural Gas | Furnace | E4 | RVT - Cost of Operation | 0 | 0 | 0 | 0 | 0 | 0 | 0 | 0 | 0 | 0 | 0 | 0 | 0 | 0 | 0 | 0 | 0 | 0 | 0 | 0 | 0 | 0 | 0 | 0 | 0 | 0 | 0 | 0 | 0 | 0 | 0 | 0 | 0
F2_Industrial_Food Processing_Existing_Space Heating_Natural Gas_Furnace_E5 | F2 | Industrial | Food Processing | Existing | Space Heating | Natural Gas | Furnace | E5 | RVT - Cost of Operation | 0 | 0 | 0 | 0 | 0 | 0 | 0 | 0 | 0 | 0 | 0 | 0 | 0 | 0 | 0 | 0 | 0 | 0 | 0 | 0 | 0 | 0 | 0 | 0 | 0 | 0 | 0 | 0 | 0 | 0 | 0 | 0 | 0
F2_Industrial_Food Processing_Existing_Space Heating_Natural Gas_Furnace_E6 | F2 | Industrial | Food Processing | Existing | Space Heating | Natural Gas | Furnace | E6 | RVT - Cost of Operation | 0 | 0 | 0 | 0 | 0 | 0 | 0 | 0 | 0 | 0 | 0 | 0 | 0 | 0 | 0 | 0 | 0 | 0 | 0 | 0 | 0 | 0 | 0 | 0 | 0 | 0 | 0 | 0 | 0 | 0 | 0 | 0 | 0
F2_Industrial_Food Processing_Existing_Space Heating_Natural Gas_Furnace_E7 | F2 | Industrial | Food Processing | Existing | Space Heating | Natural Gas | Furnace | E7 | RVT - Cost of Operation | 0 | 0 | 0 | 0 | 0 | 0 | 0 | 0 | 0 | 0 | 0 | 0 | 0 | 0 | 0 | 0 | 0 | 0 | 0 | 0 | 0 | 0 | 0 | 0 | 0 | 0 | 0 | 0 | 0 | 0 | 0 | 0 | 0
F2_Industrial_Food Processing_Existing_Space Heating_Natural Gas_Furnace_E8 | F2 | Industrial | Food Processing | Existing | Space Heating | Natural Gas | Furnace | E8 | RVT - Cost of Operation | 0 | 0 | 0 | 0 | 0 | 0 | 0 | 0 | 0 | 0 | 0 | 0 | 0 | 0 | 0 | 0 | 0 | 0 | 0 | 0 | 0 | 0 | 0 | 0 | 0 | 0 | 0 | 0 | 0 | 0 | 0 | 0 | 0
F2_Industrial_Food Processing_Existing_Space Heating_Natural Gas_Furnace_E9 | F2 | Industrial | Food Processing | Existing | Space Heating | Natural Gas | Furnace | E9 | RVT - Cost of Operation | 0 | 0 | 0 | 0 | 0 | 0 | 0 | 0 | 0 | 0 | 0 | 0 | 0 | 0 | 0 | 0 | 0 | 0 | 0 | 0 | 0 | 0 | 0 | 0 | 0 | 0 | 0 | 0 | 0 | 0 | 0 | 0 | 0
F2_Industrial_Food Processing_Existing_Space Heating_Natural Gas_Furnace_E10 | F2 | Industrial | Food Processing | Existing | Space Heating | Natural Gas | Furnace | E10 | RVT - Cost of Operation | 0 | 0 | 0 | 0 | 0 | 0 | 0 | 0 | 0 | 0 | 0 | 0 | 0 | 0 | 0 | 0 | 0 | 0 | 0 | 0 | 0 | 0 | 0 | 0 | 0 | 0 | 0 | 0 | 0 | 0 | 0 | 0 | 0
F3_Industrial_Food Processing_Existing_Space Heating_Natural Gas_Furnace_E1 | F3 | Industrial | Food Processing | Existing | Space Heating | Natural Gas | Furnace | E1 | System - kBTUs of Consumption | 0 | 0 | 0 | 0 | 0 | 0 | 0 | 0 | 0 | 0 | 0 | 0 | 0 | 0 | 0 | 0 | 0 | 0 | 0 | 0 | 0 | 0 | 0 | 0 | 0 | 0 | 0 | 0 | 0 | 0 | 0 | 0 | 0
F3_Industrial_Food Processing_Existing_Space Heating_Natural Gas_Furnace_E2 | F3 | Industrial | Food Processing | Existing | Space Heating | Natural Gas | Furnace | E2 | System - kBTUs of Consumption | 0 | 0 | 0 | 0 | 0 | 0 | 0 | 0 | 0 | 0 | 0 | 0 | 0 | 0 | 0 | 0 | 0 | 0 | 0 | 0 | 0 | 0 | 0 | 0 | 0 | 0 | 0 | 0 | 0 | 0 | 0 | 0 | 0
F3_Industrial_Food Processing_Existing_Space Heating_Natural Gas_Furnace_E3 | F3 | Industrial | Food Processing | Existing | Space Heating | Natural Gas | Furnace | E3 | System - kBTUs of Consumption | 0 | 0 | 0 | 0 | 0 | 0 | 0 | 0 | 0 | 0 | 0 | 0 | 0 | 0 | 0 | 0 | 0 | 0 | 0 | 0 | 0 | 0 | 0 | 0 | 0 | 0 | 0 | 0 | 0 | 0 | 0 | 0 | 0
F3_Industrial_Food Processing_Existing_Space Heating_Natural Gas_Furnace_E4 | F3 | Industrial | Food Processing | Existing | Space Heating | Natural Gas | Furnace | E4 | System - kBTUs of Consumption | 0 | 0 | 0 | 0 | 0 | 0 | 0 | 0 | 0 | 0 | 0 | 0 | 0 | 0 | 0 | 0 | 0 | 0 | 0 | 0 | 0 | 0 | 0 | 0 | 0 | 0 | 0 | 0 | 0 | 0 | 0 | 0 | 0
F3_Industrial_Food Processing_Existing_Space Heating_Natural Gas_Furnace_E5 | F3 | Industrial | Food Processing | Existing | Space Heating | Natural Gas | Furnace | E5 | System - kBTUs of Consumption | 0 | 0 | 0 | 0 | 0 | 0 | 0 | 0 | 0 | 0 | 0 | 0 | 0 | 0 | 0 | 0 | 0 | 0 | 0 | 0 | 0 | 0 | 0 | 0 | 0 | 0 | 0 | 0 | 0 | 0 | 0 | 0 | 0
F3_Industrial_Food Processing_Existing_Space Heating_Natural Gas_Furnace_E6 | F3 | Industrial | Food Processing | Existing | Space Heating | Natural Gas | Furnace | E6 | System - kBTUs of Consumption | 0 | 0 | 0 | 0 | 0 | 0 | 0 | 0 | 0 | 0 | 0 | 0 | 0 | 0 | 0 | 0 | 0 | 0 | 0 | 0 | 0 | 0 | 0 | 0 | 0 | 0 | 0 | 0 | 0 | 0 | 0 | 0 | 0
F3_Industrial_Food Processing_Existing_Space Heating_Natural Gas_Furnace_E7 | F3 | Industrial | Food Processing | Existing | Space Heating | Natural Gas | Furnace | E7 | System - kBTUs of Consumption | 0 | 0 | 0 | 0 | 0 | 0 | 0 | 0 | 0 | 0 | 0 | 0 | 0 | 0 | 0 | 0 | 0 | 0 | 0 | 0 | 0 | 0 | 0 | 0 | 0 | 0 | 0 | 0 | 0 | 0 | 0 | 0 | 0
F3_Industrial_Food Processing_Existing_Space Heating_Natural Gas_Furnace_E8 | F3 | Industrial | Food Processing | Existing | Space Heating | Natural Gas | Furnace | E8 | System - kBTUs of Consumption | 0 | 0 | 0 | 0 | 0 | 0 | 0 | 0 | 0 | 0 | 0 | 0 | 0 | 0 | 0 | 0 | 0 | 0 | 0 | 0 | 0 | 0 | 0 | 0 | 0 | 0 | 0 | 0 | 0 | 0 | 0 | 0 | 0
F3_Industrial_Food Processing_Existing_Space Heating_Natural Gas_Furnace_E9 | F3 | Industrial | Food Processing | Existing | Space Heating | Natural Gas | Furnace | E9 | System - kBTUs of Consumption | 0 | 0 | 0 | 0 | 0 | 0 | 0 | 0 | 0 | 0 | 0 | 0 | 0 | 0 | 0 | 0 | 0 | 0 | 0 | 0 | 0 | 0 | 0 | 0 | 0 | 0 | 0 | 0 | 0 | 0 | 0 | 0 | 0
F3_Industrial_Food Processing_Existing_Space Heating_Natural Gas_Furnace_E10 | F3 | Industrial | Food Processing | Existing | Space Heating | Natural Gas | Furnace | E10 | System - kBTUs of Consumption | 0 | 0 | 0 | 0 | 0 | 0 | 0 | 0 | 0 | 0 | 0 | 0 | 0 | 0 | 0 | 0 | 0 | 0 | 0 | 0 | 0 | 0 | 0 | 0 | 0 | 0 | 0 | 0 | 0 | 0 | 0 | 0 | 0
F4_Industrial_Food Processing_Existing_Space Heating_Natural Gas_Furnace_E1 | F4 | Industrial | Food Processing | Existing | Space Heating | Natural Gas | Furnace | E1 | Utility - Cost of Equipment | 0 | 0 | 0 | 0 | 0 | 0 | 0 | 0 | 0 | 0 | 0 | 0 | 0 | 0 | 0 | 0 | 0 | 0 | 0 | 0 | 0 | 0 | 0 | 0 | 0 | 0 | 0 | 0 | 0 | 0 | 0 | 0 | 0
F4_Industrial_Food Processing_Existing_Space Heating_Natural Gas_Furnace_E2 | F4 | Industrial | Food Processing | Existing | Space Heating | Natural Gas | Furnace | E2 | Utility - Cost of Equipment | 0 | 0 | 0 | 0 | 0 | 0 | 0 | 0 | 0 | 0 | 0 | 0 | 0 | 0 | 0 | 0 | 0 | 0 | 0 | 0 | 0 | 0 | 0 | 0 | 0 | 0 | 0 | 0 | 0 | 0 | 0 | 0 | 0
F4_Industrial_Food Processing_Existing_Space Heating_Natural Gas_Furnace_E3 | F4 | Industrial | Food Processing | Existing | Space Heating | Natural Gas | Furnace | E3 | Utility - Cost of Equipment | 0 | 0 | 0 | 0 | 0 | 0 | 0 | 0 | 0 | 0 | 0 | 0 | 0 | 0 | 0 | 0 | 0 | 0 | 0 | 0 | 0 | 0 | 0 | 0 | 0 | 0 | 0 | 0 | 0 | 0 | 0 | 0 | 0
F4_Industrial_Food Processing_Existing_Space Heating_Natural Gas_Furnace_E4 | F4 | Industrial | Food Processing | Existing | Space Heating | Natural Gas | Furnace | E4 | Utility - Cost of Equipment | 0 | 0 | 0 | 0 | 0 | 0 | 0 | 0 | 0 | 0 | 0 | 0 | 0 | 0 | 0 | 0 | 0 | 0 | 0 | 0 | 0 | 0 | 0 | 0 | 0 | 0 | 0 | 0 | 0 | 0 | 0 | 0 | 0
F4_Industrial_Food Processing_Existing_Space Heating_Natural Gas_Furnace_E5 | F4 | Industrial | Food Processing | Existing | Space Heating | Natural Gas | Furnace | E5 | Utility - Cost of Equipment | 0 | 0 | 0 | 0 | 0 | 0 | 0 | 0 | 0 | 0 | 0 | 0 | 0 | 0 | 0 | 0 | 0 | 0 | 0 | 0 | 0 | 0 | 0 | 0 | 0 | 0 | 0 | 0 | 0 | 0 | 0 | 0 | 0
F4_Industrial_Food Processing_Existing_Space Heating_Natural Gas_Furnace_E6 | F4 | Industrial | Food Processing | Existing | Space Heating | Natural Gas | Furnace | E6 | Utility - Cost of Equipment | 0 | 0 | 0 | 0 | 0 | 0 | 0 | 0 | 0 | 0 | 0 | 0 | 0 | 0 | 0 | 0 | 0 | 0 | 0 | 0 | 0 | 0 | 0 | 0 | 0 | 0 | 0 | 0 | 0 | 0 | 0 | 0 | 0
F4_Industrial_Food Processing_Existing_Space Heating_Natural Gas_Furnace_E7 | F4 | Industrial | Food Processing | Existing | Space Heating | Natural Gas | Furnace | E7 | Utility - Cost of Equipment | 0 | 0 | 0 | 0 | 0 | 0 | 0 | 0 | 0 | 0 | 0 | 0 | 0 | 0 | 0 | 0 | 0 | 0 | 0 | 0 | 0 | 0 | 0 | 0 | 0 | 0 | 0 | 0 | 0 | 0 | 0 | 0 | 0
F4_Industrial_Food Processing_Existing_Space Heating_Natural Gas_Furnace_E8 | F4 | Industrial | Food Processing | Existing | Space Heating | Natural Gas | Furnace | E8 | Utility - Cost of Equipment | 0 | 0 | 0 | 0 | 0 | 0 | 0 | 0 | 0 | 0 | 0 | 0 | 0 | 0 | 0 | 0 | 0 | 0 | 0 | 0 | 0 | 0 | 0 | 0 | 0 | 0 | 0 | 0 | 0 | 0 | 0 | 0 | 0
F4_Industrial_Food Processing_Existing_Space Heating_Natural Gas_Furnace_E9 | F4 | Industrial | Food Processing | Existing | Space Heating | Natural Gas | Furnace | E9 | Utility - Cost of Equipment | 0 | 0 | 0 | 0 | 0 | 0 | 0 | 0 | 0 | 0 | 0 | 0 | 0 | 0 | 0 | 0 | 0 | 0 | 0 | 0 | 0 | 0 | 0 | 0 | 0 | 0 | 0 | 0 | 0 | 0 | 0 | 0 | 0
F4_Industrial_Food Processing_Existing_Space Heating_Natural Gas_Furnace_E10 | F4 | Industrial | Food Processing | Existing | Space Heating | Natural Gas | Furnace | E10 | Utility - Cost of Equipment | 0 | 0 | 0 | 0 | 0 | 0 | 0 | 0 | 0 | 0 | 0 | 0 | 0 | 0 | 0 | 0 | 0 | 0 | 0 | 0 | 0 | 0 | 0 | 0 | 0 | 0 | 0 | 0 | 0 | 0 | 0 | 0 | 0
F5_Industrial_Food Processing_Existing_Space Heating_Natural Gas_Furnace_E1 | F5 | Industrial | Food Processing | Existing | Space Heating | Natural Gas | Furnace | E1 | Utility - Cost of Operation | 0 | 0 | 0 | 0 | 0 | 0 | 0 | 0 | 0 | 0 | 0 | 0 | 0 | 0 | 0 | 0 | 0 | 0 | 0 | 0 | 0 | 0 | 0 | 0 | 0 | 0 | 0 | 0 | 0 | 0 | 0 | 0 | 0
F5_Industrial_Food Processing_Existing_Space Heating_Natural Gas_Furnace_E2 | F5 | Industrial | Food Processing | Existing | Space Heating | Natural Gas | Furnace | E2 | Utility - Cost of Operation | 0 | 0 | 0 | 0 | 0 | 0 | 0 | 0 | 0 | 0 | 0 | 0 | 0 | 0 | 0 | 0 | 0 | 0 | 0 | 0 | 0 | 0 | 0 | 0 | 0 | 0 | 0 | 0 | 0 | 0 | 0 | 0 | 0
F5_Industrial_Food Processing_Existing_Space Heating_Natural Gas_Furnace_E3 | F5 | Industrial | Food Processing | Existing | Space Heating | Natural Gas | Furnace | E3 | Utility - Cost of Operation | 0 | 0 | 0 | 0 | 0 | 0 | 0 | 0 | 0 | 0 | 0 | 0 | 0 | 0 | 0 | 0 | 0 | 0 | 0 | 0 | 0 | 0 | 0 | 0 | 0 | 0 | 0 | 0 | 0 | 0 | 0 | 0 | 0
F5_Industrial_Food Processing_Existing_Space Heating_Natural Gas_Furnace_E4 | F5 | Industrial | Food Processing | Existing | Space Heating | Natural Gas | Furnace | E4 | Utility - Cost of Operation | 0 | 0 | 0 | 0 | 0 | 0 | 0 | 0 | 0 | 0 | 0 | 0 | 0 | 0 | 0 | 0 | 0 | 0 | 0 | 0 | 0 | 0 | 0 | 0 | 0 | 0 | 0 | 0 | 0 | 0 | 0 | 0 | 0
F5_Industrial_Food Processing_Existing_Space Heating_Natural Gas_Furnace_E5 | F5 | Industrial | Food Processing | Existing | Space Heating | Natural Gas | Furnace | E5 | Utility - Cost of Operation | 0 | 0 | 0 | 0 | 0 | 0 | 0 | 0 | 0 | 0 | 0 | 0 | 0 | 0 | 0 | 0 | 0 | 0 | 0 | 0 | 0 | 0 | 0 | 0 | 0 | 0 | 0 | 0 | 0 | 0 | 0 | 0 | 0
F5_Industrial_Food Processing_Existing_Space Heating_Natural Gas_Furnace_E6 | F5 | Industrial | Food Processing | Existing | Space Heating | Natural Gas | Furnace | E6 | Utility - Cost of Operation | 0 | 0 | 0 | 0 | 0 | 0 | 0 | 0 | 0 | 0 | 0 | 0 | 0 | 0 | 0 | 0 | 0 | 0 | 0 | 0 | 0 | 0 | 0 | 0 | 0 | 0 | 0 | 0 | 0 | 0 | 0 | 0 | 0
F5_Industrial_Food Processing_Existing_Space Heating_Natural Gas_Furnace_E7 | F5 | Industrial | Food Processing | Existing | Space Heating | Natural Gas | Furnace | E7 | Utility - Cost of Operation | 0 | 0 | 0 | 0 | 0 | 0 | 0 | 0 | 0 | 0 | 0 | 0 | 0 | 0 | 0 | 0 | 0 | 0 | 0 | 0 | 0 | 0 | 0 | 0 | 0 | 0 | 0 | 0 | 0 | 0 | 0 | 0 | 0
F5_Industrial_Food Processing_Existing_Space Heating_Natural Gas_Furnace_E8 | F5 | Industrial | Food Processing | Existing | Space Heating | Natural Gas | Furnace | E8 | Utility - Cost of Operation | 0 | 0 | 0 | 0 | 0 | 0 | 0 | 0 | 0 | 0 | 0 | 0 | 0 | 0 | 0 | 0 | 0 | 0 | 0 | 0 | 0 | 0 | 0 | 0 | 0 | 0 | 0 | 0 | 0 | 0 | 0 | 0 | 0
F5_Industrial_Food Processing_Existing_Space Heating_Natural Gas_Furnace_E9 | F5 | Industrial | Food Processing | Existing | Space Heating | Natural Gas | Furnace | E9 | Utility - Cost of Operation | 0 | 0 | 0 | 0 | 0 | 0 | 0 | 0 | 0 | 0 | 0 | 0 | 0 | 0 | 0 | 0 | 0 | 0 | 0 | 0 | 0 | 0 | 0 | 0 | 0 | 0 | 0 | 0 | 0 | 0 | 0 | 0 | 0
F5_Industrial_Food Processing_Existing_Space Heating_Natural Gas_Furnace_E10 | F5 | Industrial | Food Processing | Existing | Space Heating | Natural Gas | Furnace | E10 | Utility - Cost of Operation | 0 | 0 | 0 | 0 | 0 | 0 | 0 | 0 | 0 | 0 | 0 | 0 | 0 | 0 | 0 | 0 | 0 | 0 | 0 | 0 | 0 | 0 | 0 | 0 | 0 | 0 | 0 | 0 | 0 | 0 | 0 | 0 | 0
F6_Industrial_Food Processing_Existing_Space Heating_Natural Gas_Furnace_E1 | F6 | Industrial | Food Processing | Existing | Space Heating | Natural Gas | Furnace | E1 | Utility - Value of Sales | 0 | 0 | 0 | 0 | 0 | 0 | 0 | 0 | 0 | 0 | 0 | 0 | 0 | 0 | 0 | 0 | 0 | 0 | 0 | 0 | 0 | 0 | 0 | 0 | 0 | 0 | 0 | 0 | 0 | 0 | 0 | 0 | 0
F6_Industrial_Food Processing_Existing_Space Heating_Natural Gas_Furnace_E2 | F6 | Industrial | Food Processing | Existing | Space Heating | Natural Gas | Furnace | E2 | Utility - Value of Sales | 0 | 0 | 0 | 0 | 0 | 0 | 0 | 0 | 0 | 0 | 0 | 0 | 0 | 0 | 0 | 0 | 0 | 0 | 0 | 0 | 0 | 0 | 0 | 0 | 0 | 0 | 0 | 0 | 0 | 0 | 0 | 0 | 0
F6_Industrial_Food Processing_Existing_Space Heating_Natural Gas_Furnace_E3 | F6 | Industrial | Food Processing | Existing | Space Heating | Natural Gas | Furnace | E3 | Utility - Value of Sales | 0 | 0 | 0 | 0 | 0 | 0 | 0 | 0 | 0 | 0 | 0 | 0 | 0 | 0 | 0 | 0 | 0 | 0 | 0 | 0 | 0 | 0 | 0 | 0 | 0 | 0 | 0 | 0 | 0 | 0 | 0 | 0 | 0
F6_Industrial_Food Processing_Existing_Space Heating_Natural Gas_Furnace_E4 | F6 | Industrial | Food Processing | Existing | Space Heating | Natural Gas | Furnace | E4 | Utility - Value of Sales | 0 | 0 | 0 | 0 | 0 | 0 | 0 | 0 | 0 | 0 | 0 | 0 | 0 | 0 | 0 | 0 | 0 | 0 | 0 | 0 | 0 | 0 | 0 | 0 | 0 | 0 | 0 | 0 | 0 | 0 | 0 | 0 | 0
F6_Industrial_Food Processing_Existing_Space Heating_Natural Gas_Furnace_E5 | F6 | Industrial | Food Processing | Existing | Space Heating | Natural Gas | Furnace | E5 | Utility - Value of Sales | 0 | 0 | 0 | 0 | 0 | 0 | 0 | 0 | 0 | 0 | 0 | 0 | 0 | 0 | 0 | 0 | 0 | 0 | 0 | 0 | 0 | 0 | 0 | 0 | 0 | 0 | 0 | 0 | 0 | 0 | 0 | 0 | 0
F6_Industrial_Food Processing_Existing_Space Heating_Natural Gas_Furnace_E6 | F6 | Industrial | Food Processing | Existing | Space Heating | Natural Gas | Furnace | E6 | Utility - Value of Sales | 0 | 0 | 0 | 0 | 0 | 0 | 0 | 0 | 0 | 0 | 0 | 0 | 0 | 0 | 0 | 0 | 0 | 0 | 0 | 0 | 0 | 0 | 0 | 0 | 0 | 0 | 0 | 0 | 0 | 0 | 0 | 0 | 0
F6_Industrial_Food Processing_Existing_Space Heating_Natural Gas_Furnace_E7 | F6 | Industrial | Food Processing | Existing | Space Heating | Natural Gas | Furnace | E7 | Utility - Value of Sales | 0 | 0 | 0 | 0 | 0 | 0 | 0 | 0 | 0 | 0 | 0 | 0 | 0 | 0 | 0 | 0 | 0 | 0 | 0 | 0 | 0 | 0 | 0 | 0 | 0 | 0 | 0 | 0 | 0 | 0 | 0 | 0 | 0
F6_Industrial_Food Processing_Existing_Space Heating_Natural Gas_Furnace_E8 | F6 | Industrial | Food Processing | Existing | Space Heating | Natural Gas | Furnace | E8 | Utility - Value of Sales | 0 | 0 | 0 | 0 | 0 | 0 | 0 | 0 | 0 | 0 | 0 | 0 | 0 | 0 | 0 | 0 | 0 | 0 | 0 | 0 | 0 | 0 | 0 | 0 | 0 | 0 | 0 | 0 | 0 | 0 | 0 | 0 | 0
F6_Industrial_Food Processing_Existing_Space Heating_Natural Gas_Furnace_E9 | F6 | Industrial | Food Processing | Existing | Space Heating | Natural Gas | Furnace | E9 | Utility - Value of Sales | 0 | 0 | 0 | 0 | 0 | 0 | 0 | 0 | 0 | 0 | 0 | 0 | 0 | 0 | 0 | 0 | 0 | 0 | 0 | 0 | 0 | 0 | 0 | 0 | 0 | 0 | 0 | 0 | 0 | 0 | 0 | 0 | 0
F6_Industrial_Food Processing_Existing_Space Heating_Natural Gas_Furnace_E10 | F6 | Industrial | Food Processing | Existing | Space Heating | Natural Gas | Furnace | E10 | Utility - Value of Sales | 0 | 0 | 0 | 0 | 0 | 0 | 0 | 0 | 0 | 0 | 0 | 0 | 0 | 0 | 0 | 0 | 0 | 0 | 0 | 0 | 0 | 0 | 0 | 0 | 0 | 0 | 0 | 0 | 0 | 0 | 0 | 0 | 0
F1_Industrial_Food Processing_Existing_Space Heating_Natural Gas_Boiler_E1 | F1 | Industrial | Food Processing | Existing | Space Heating | Natural Gas | Boiler | E1 | RVT - Cost of Equipment | 0 | 0 | 0 | 0 | 0 | 0 | 0 | 0 | 0 | 0 | 0 | 0 | 0 | 0 | 0 | 0 | 0 | 0 | 0 | 0 | 0 | 0 | 0 | 0 | 0 | 0 | 0 | 0 | 0 | 0 | 0 | 0 | 0
F1_Industrial_Food Processing_Existing_Space Heating_Natural Gas_Boiler_E2 | F1 | Industrial | Food Processing | Existing | Space Heating | Natural Gas | Boiler | E2 | RVT - Cost of Equipment | 0 | 0 | 0 | 0 | 0 | 0 | 0 | 0 | 0 | 0 | 0 | 0 | 0 | 0 | 0 | 0 | 0 | 0 | 0 | 0 | 0 | 0 | 0 | 0 | 0 | 0 | 0 | 0 | 0 | 0 | 0 | 0 | 0
F1_Industrial_Food Processing_Existing_Space Heating_Natural Gas_Boiler_E3 | F1 | Industrial | Food Processing | Existing | Space Heating | Natural Gas | Boiler | E3 | RVT - Cost of Equipment | 0 | 0 | 0 | 0 | 0 | 0 | 0 | 0 | 0 | 0 | 0 | 0 | 0 | 0 | 0 | 0 | 0 | 0 | 0 | 0 | 0 | 0 | 0 | 0 | 0 | 0 | 0 | 0 | 0 | 0 | 0 | 0 | 0
F1_Industrial_Food Processing_Existing_Space Heating_Natural Gas_Boiler_E4 | F1 | Industrial | Food Processing | Existing | Space Heating | Natural Gas | Boiler | E4 | RVT - Cost of Equipment | 0 | 0 | 0 | 0 | 0 | 0 | 0 | 0 | 0 | 0 | 0 | 0 | 0 | 0 | 0 | 0 | 0 | 0 | 0 | 0 | 0 | 0 | 0 | 0 | 0 | 0 | 0 | 0 | 0 | 0 | 0 | 0 | 0
F1_Industrial_Food Processing_Existing_Space Heating_Natural Gas_Boiler_E5 | F1 | Industrial | Food Processing | Existing | Space Heating | Natural Gas | Boiler | E5 | RVT - Cost of Equipment | 0 | 0 | 0 | 0 | 0 | 0 | 0 | 0 | 0 | 0 | 0 | 0 | 0 | 0 | 0 | 0 | 0 | 0 | 0 | 0 | 0 | 0 | 0 | 0 | 0 | 0 | 0 | 0 | 0 | 0 | 0 | 0 | 0
F1_Industrial_Food Processing_Existing_Space Heating_Natural Gas_Boiler_E6 | F1 | Industrial | Food Processing | Existing | Space Heating | Natural Gas | Boiler | E6 | RVT - Cost of Equipment | 0 | 0 | 0 | 0 | 0 | 0 | 0 | 0 | 0 | 0 | 0 | 0 | 0 | 0 | 0 | 0 | 0 | 0 | 0 | 0 | 0 | 0 | 0 | 0 | 0 | 0 | 0 | 0 | 0 | 0 | 0 | 0 | 0
F1_Industrial_Food Processing_Existing_Space Heating_Natural Gas_Boiler_E7 | F1 | Industrial | Food Processing | Existing | Space Heating | Natural Gas | Boiler | E7 | RVT - Cost of Equipment | 0 | 0 | 0 | 0 | 0 | 0 | 0 | 0 | 0 | 0 | 0 | 0 | 0 | 0 | 0 | 0 | 0 | 0 | 0 | 0 | 0 | 0 | 0 | 0 | 0 | 0 | 0 | 0 | 0 | 0 | 0 | 0 | 0
F1_Industrial_Food Processing_Existing_Space Heating_Natural Gas_Boiler_E8 | F1 | Industrial | Food Processing | Existing | Space Heating | Natural Gas | Boiler | E8 | RVT - Cost of Equipment | 0 | 0 | 0 | 0 | 0 | 0 | 0 | 0 | 0 | 0 | 0 | 0 | 0 | 0 | 0 | 0 | 0 | 0 | 0 | 0 | 0 | 0 | 0 | 0 | 0 | 0 | 0 | 0 | 0 | 0 | 0 | 0 | 0
F1_Industrial_Food Processing_Existing_Space Heating_Natural Gas_Boiler_E9 | F1 | Industrial | Food Processing | Existing | Space Heating | Natural Gas | Boiler | E9 | RVT - Cost of Equipment | 0 | 0 | 0 | 0 | 0 | 0 | 0 | 0 | 0 | 0 | 0 | 0 | 0 | 0 | 0 | 0 | 0 | 0 | 0 | 0 | 0 | 0 | 0 | 0 | 0 | 0 | 0 | 0 | 0 | 0 | 0 | 0 | 0
F1_Industrial_Food Processing_Existing_Space Heating_Natural Gas_Boiler_E10 | F1 | Industrial | Food Processing | Existing | Space Heating | Natural Gas | Boiler | E10 | RVT - Cost of Equipment | 0 | 0 | 0 | 0 | 0 | 0 | 0 | 0 | 0 | 0 | 0 | 0 | 0 | 0 | 0 | 0 | 0 | 0 | 0 | 0 | 0 | 0 | 0 | 0 | 0 | 0 | 0 | 0 | 0 | 0 | 0 | 0 | 0
F2_Industrial_Food Processing_Existing_Space Heating_Natural Gas_Boiler_E1 | F2 | Industrial | Food Processing | Existing | Space Heating | Natural Gas | Boiler | E1 | RVT - Cost of Operation | 0 | 0 | 0 | 0 | 0 | 0 | 0 | 0 | 0 | 0 | 0 | 0 | 0 | 0 | 0 | 0 | 0 | 0 | 0 | 0 | 0 | 0 | 0 | 0 | 0 | 0 | 0 | 0 | 0 | 0 | 0 | 0 | 0
F2_Industrial_Food Processing_Existing_Space Heating_Natural Gas_Boiler_E2 | F2 | Industrial | Food Processing | Existing | Space Heating | Natural Gas | Boiler | E2 | RVT - Cost of Operation | 0 | 0 | 0 | 0 | 0 | 0 | 0 | 0 | 0 | 0 | 0 | 0 | 0 | 0 | 0 | 0 | 0 | 0 | 0 | 0 | 0 | 0 | 0 | 0 | 0 | 0 | 0 | 0 | 0 | 0 | 0 | 0 | 0
F2_Industrial_Food Processing_Existing_Space Heating_Natural Gas_Boiler_E3 | F2 | Industrial | Food Processing | Existing | Space Heating | Natural Gas | Boiler | E3 | RVT - Cost of Operation | 0 | 0 | 0 | 0 | 0 | 0 | 0 | 0 | 0 | 0 | 0 | 0 | 0 | 0 | 0 | 0 | 0 | 0 | 0 | 0 | 0 | 0 | 0 | 0 | 0 | 0 | 0 | 0 | 0 | 0 | 0 | 0 | 0
F2_Industrial_Food Processing_Existing_Space Heating_Natural Gas_Boiler_E4 | F2 | Industrial | Food Processing | Existing | Space Heating | Natural Gas | Boiler | E4 | RVT - Cost of Operation | 0 | 0 | 0 | 0 | 0 | 0 | 0 | 0 | 0 | 0 | 0 | 0 | 0 | 0 | 0 | 0 | 0 | 0 | 0 | 0 | 0 | 0 | 0 | 0 | 0 | 0 | 0 | 0 | 0 | 0 | 0 | 0 | 0
F2_Industrial_Food Processing_Existing_Space Heating_Natural Gas_Boiler_E5 | F2 | Industrial | Food Processing | Existing | Space Heating | Natural Gas | Boiler | E5 | RVT - Cost of Operation | 0 | 0 | 0 | 0 | 0 | 0 | 0 | 0 | 0 | 0 | 0 | 0 | 0 | 0 | 0 | 0 | 0 | 0 | 0 | 0 | 0 | 0 | 0 | 0 | 0 | 0 | 0 | 0 | 0 | 0 | 0 | 0 | 0
F2_Industrial_Food Processing_Existing_Space Heating_Natural Gas_Boiler_E6 | F2 | Industrial | Food Processing | Existing | Space Heating | Natural Gas | Boiler | E6 | RVT - Cost of Operation | 0 | 0 | 0 | 0 | 0 | 0 | 0 | 0 | 0 | 0 | 0 | 0 | 0 | 0 | 0 | 0 | 0 | 0 | 0 | 0 | 0 | 0 | 0 | 0 | 0 | 0 | 0 | 0 | 0 | 0 | 0 | 0 | 0
F2_Industrial_Food Processing_Existing_Space Heating_Natural Gas_Boiler_E7 | F2 | Industrial | Food Processing | Existing | Space Heating | Natural Gas | Boiler | E7 | RVT - Cost of Operation | 0 | 0 | 0 | 0 | 0 | 0 | 0 | 0 | 0 | 0 | 0 | 0 | 0 | 0 | 0 | 0 | 0 | 0 | 0 | 0 | 0 | 0 | 0 | 0 | 0 | 0 | 0 | 0 | 0 | 0 | 0 | 0 | 0
F2_Industrial_Food Processing_Existing_Space Heating_Natural Gas_Boiler_E8 | F2 | Industrial | Food Processing | Existing | Space Heating | Natural Gas | Boiler | E8 | RVT - Cost of Operation | 0 | 0 | 0 | 0 | 0 | 0 | 0 | 0 | 0 | 0 | 0 | 0 | 0 | 0 | 0 | 0 | 0 | 0 | 0 | 0 | 0 | 0 | 0 | 0 | 0 | 0 | 0 | 0 | 0 | 0 | 0 | 0 | 0
F2_Industrial_Food Processing_Existing_Space Heating_Natural Gas_Boiler_E9 | F2 | Industrial | Food Processing | Existing | Space Heating | Natural Gas | Boiler | E9 | RVT - Cost of Operation | 0 | 0 | 0 | 0 | 0 | 0 | 0 | 0 | 0 | 0 | 0 | 0 | 0 | 0 | 0 | 0 | 0 | 0 | 0 | 0 | 0 | 0 | 0 | 0 | 0 | 0 | 0 | 0 | 0 | 0 | 0 | 0 | 0
F2_Industrial_Food Processing_Existing_Space Heating_Natural Gas_Boiler_E10 | F2 | Industrial | Food Processing | Existing | Space Heating | Natural Gas | Boiler | E10 | RVT - Cost of Operation | 0 | 0 | 0 | 0 | 0 | 0 | 0 | 0 | 0 | 0 | 0 | 0 | 0 | 0 | 0 | 0 | 0 | 0 | 0 | 0 | 0 | 0 | 0 | 0 | 0 | 0 | 0 | 0 | 0 | 0 | 0 | 0 | 0
F3_Industrial_Food Processing_Existing_Space Heating_Natural Gas_Boiler_E1 | F3 | Industrial | Food Processing | Existing | Space Heating | Natural Gas | Boiler | E1 | System - kBTUs of Consumption | 0 | 0 | 0 | 0 | 0 | 0 | 0 | 0 | 0 | 0 | 0 | 0 | 0 | 0 | 0 | 0 | 0 | 0 | 0 | 0 | 0 | 0 | 0 | 0 | 0 | 0 | 0 | 0 | 0 | 0 | 0 | 0 | 0
F3_Industrial_Food Processing_Existing_Space Heating_Natural Gas_Boiler_E2 | F3 | Industrial | Food Processing | Existing | Space Heating | Natural Gas | Boiler | E2 | System - kBTUs of Consumption | 0 | 0 | 0 | 0 | 0 | 0 | 0 | 0 | 0 | 0 | 0 | 0 | 0 | 0 | 0 | 0 | 0 | 0 | 0 | 0 | 0 | 0 | 0 | 0 | 0 | 0 | 0 | 0 | 0 | 0 | 0 | 0 | 0
F3_Industrial_Food Processing_Existing_Space Heating_Natural Gas_Boiler_E3 | F3 | Industrial | Food Processing | Existing | Space Heating | Natural Gas | Boiler | E3 | System - kBTUs of Consumption | 0 | 0 | 0 | 0 | 0 | 0 | 0 | 0 | 0 | 0 | 0 | 0 | 0 | 0 | 0 | 0 | 0 | 0 | 0 | 0 | 0 | 0 | 0 | 0 | 0 | 0 | 0 | 0 | 0 | 0 | 0 | 0 | 0
F3_Industrial_Food Processing_Existing_Space Heating_Natural Gas_Boiler_E4 | F3 | Industrial | Food Processing | Existing | Space Heating | Natural Gas | Boiler | E4 | System - kBTUs of Consumption | 0 | 0 | 0 | 0 | 0 | 0 | 0 | 0 | 0 | 0 | 0 | 0 | 0 | 0 | 0 | 0 | 0 | 0 | 0 | 0 | 0 | 0 | 0 | 0 | 0 | 0 | 0 | 0 | 0 | 0 | 0 | 0 | 0
F3_Industrial_Food Processing_Existing_Space Heating_Natural Gas_Boiler_E5 | F3 | Industrial | Food Processing | Existing | Space Heating | Natural Gas | Boiler | E5 | System - kBTUs of Consumption | 0 | 0 | 0 | 0 | 0 | 0 | 0 | 0 | 0 | 0 | 0 | 0 | 0 | 0 | 0 | 0 | 0 | 0 | 0 | 0 | 0 | 0 | 0 | 0 | 0 | 0 | 0 | 0 | 0 | 0 | 0 | 0 | 0
F3_Industrial_Food Processing_Existing_Space Heating_Natural Gas_Boiler_E6 | F3 | Industrial | Food Processing | Existing | Space Heating | Natural Gas | Boiler | E6 | System - kBTUs of Consumption | 0 | 0 | 0 | 0 | 0 | 0 | 0 | 0 | 0 | 0 | 0 | 0 | 0 | 0 | 0 | 0 | 0 | 0 | 0 | 0 | 0 | 0 | 0 | 0 | 0 | 0 | 0 | 0 | 0 | 0 | 0 | 0 | 0
F3_Industrial_Food Processing_Existing_Space Heating_Natural Gas_Boiler_E7 | F3 | Industrial | Food Processing | Existing | Space Heating | Natural Gas | Boiler | E7 | System - kBTUs of Consumption | 0 | 0 | 0 | 0 | 0 | 0 | 0 | 0 | 0 | 0 | 0 | 0 | 0 | 0 | 0 | 0 | 0 | 0 | 0 | 0 | 0 | 0 | 0 | 0 | 0 | 0 | 0 | 0 | 0 | 0 | 0 | 0 | 0
F3_Industrial_Food Processing_Existing_Space Heating_Natural Gas_Boiler_E8 | F3 | Industrial | Food Processing | Existing | Space Heating | Natural Gas | Boiler | E8 | System - kBTUs of Consumption | 0 | 0 | 0 | 0 | 0 | 0 | 0 | 0 | 0 | 0 | 0 | 0 | 0 | 0 | 0 | 0 | 0 | 0 | 0 | 0 | 0 | 0 | 0 | 0 | 0 | 0 | 0 | 0 | 0 | 0 | 0 | 0 | 0
F3_Industrial_Food Processing_Existing_Space Heating_Natural Gas_Boiler_E9 | F3 | Industrial | Food Processing | Existing | Space Heating | Natural Gas | Boiler | E9 | System - kBTUs of Consumption | 0 | 0 | 0 | 0 | 0 | 0 | 0 | 0 | 0 | 0 | 0 | 0 | 0 | 0 | 0 | 0 | 0 | 0 | 0 | 0 | 0 | 0 | 0 | 0 | 0 | 0 | 0 | 0 | 0 | 0 | 0 | 0 | 0
F3_Industrial_Food Processing_Existing_Space Heating_Natural Gas_Boiler_E10 | F3 | Industrial | Food Processing | Existing | Space Heating | Natural Gas | Boiler | E10 | System - kBTUs of Consumption | 0 | 0 | 0 | 0 | 0 | 0 | 0 | 0 | 0 | 0 | 0 | 0 | 0 | 0 | 0 | 0 | 0 | 0 | 0 | 0 | 0 | 0 | 0 | 0 | 0 | 0 | 0 | 0 | 0 | 0 | 0 | 0 | 0
F4_Industrial_Food Processing_Existing_Space Heating_Natural Gas_Boiler_E1 | F4 | Industrial | Food Processing | Existing | Space Heating | Natural Gas | Boiler | E1 | Utility - Cost of Equipment | 0 | 0 | 0 | 0 | 0 | 0 | 0 | 0 | 0 | 0 | 0 | 0 | 0 | 0 | 0 | 0 | 0 | 0 | 0 | 0 | 0 | 0 | 0 | 0 | 0 | 0 | 0 | 0 | 0 | 0 | 0 | 0 | 0
F4_Industrial_Food Processing_Existing_Space Heating_Natural Gas_Boiler_E2 | F4 | Industrial | Food Processing | Existing | Space Heating | Natural Gas | Boiler | E2 | Utility - Cost of Equipment | 0 | 0 | 0 | 0 | 0 | 0 | 0 | 0 | 0 | 0 | 0 | 0 | 0 | 0 | 0 | 0 | 0 | 0 | 0 | 0 | 0 | 0 | 0 | 0 | 0 | 0 | 0 | 0 | 0 | 0 | 0 | 0 | 0
F4_Industrial_Food Processing_Existing_Space Heating_Natural Gas_Boiler_E3 | F4 | Industrial | Food Processing | Existing | Space Heating | Natural Gas | Boiler | E3 | Utility - Cost of Equipment | 0 | 0 | 0 | 0 | 0 | 0 | 0 | 0 | 0 | 0 | 0 | 0 | 0 | 0 | 0 | 0 | 0 | 0 | 0 | 0 | 0 | 0 | 0 | 0 | 0 | 0 | 0 | 0 | 0 | 0 | 0 | 0 | 0
F4_Industrial_Food Processing_Existing_Space Heating_Natural Gas_Boiler_E4 | F4 | Industrial | Food Processing | Existing | Space Heating | Natural Gas | Boiler | E4 | Utility - Cost of Equipment | 0 | 0 | 0 | 0 | 0 | 0 | 0 | 0 | 0 | 0 | 0 | 0 | 0 | 0 | 0 | 0 | 0 | 0 | 0 | 0 | 0 | 0 | 0 | 0 | 0 | 0 | 0 | 0 | 0 | 0 | 0 | 0 | 0
F4_Industrial_Food Processing_Existing_Space Heating_Natural Gas_Boiler_E5 | F4 | Industrial | Food Processing | Existing | Space Heating | Natural Gas | Boiler | E5 | Utility - Cost of Equipment | 0 | 0 | 0 | 0 | 0 | 0 | 0 | 0 | 0 | 0 | 0 | 0 | 0 | 0 | 0 | 0 | 0 | 0 | 0 | 0 | 0 | 0 | 0 | 0 | 0 | 0 | 0 | 0 | 0 | 0 | 0 | 0 | 0
F4_Industrial_Food Processing_Existing_Space Heating_Natural Gas_Boiler_E6 | F4 | Industrial | Food Processing | Existing | Space Heating | Natural Gas | Boiler | E6 | Utility - Cost of Equipment | 0 | 0 | 0 | 0 | 0 | 0 | 0 | 0 | 0 | 0 | 0 | 0 | 0 | 0 | 0 | 0 | 0 | 0 | 0 | 0 | 0 | 0 | 0 | 0 | 0 | 0 | 0 | 0 | 0 | 0 | 0 | 0 | 0
F4_Industrial_Food Processing_Existing_Space Heating_Natural Gas_Boiler_E7 | F4 | Industrial | Food Processing | Existing | Space Heating | Natural Gas | Boiler | E7 | Utility - Cost of Equipment | 0 | 0 | 0 | 0 | 0 | 0 | 0 | 0 | 0 | 0 | 0 | 0 | 0 | 0 | 0 | 0 | 0 | 0 | 0 | 0 | 0 | 0 | 0 | 0 | 0 | 0 | 0 | 0 | 0 | 0 | 0 | 0 | 0
F4_Industrial_Food Processing_Existing_Space Heating_Natural Gas_Boiler_E8 | F4 | Industrial | Food Processing | Existing | Space Heating | Natural Gas | Boiler | E8 | Utility - Cost of Equipment | 0 | 0 | 0 | 0 | 0 | 0 | 0 | 0 | 0 | 0 | 0 | 0 | 0 | 0 | 0 | 0 | 0 | 0 | 0 | 0 | 0 | 0 | 0 | 0 | 0 | 0 | 0 | 0 | 0 | 0 | 0 | 0 | 0
F4_Industrial_Food Processing_Existing_Space Heating_Natural Gas_Boiler_E9 | F4 | Industrial | Food Processing | Existing | Space Heating | Natural Gas | Boiler | E9 | Utility - Cost of Equipment | 0 | 0 | 0 | 0 | 0 | 0 | 0 | 0 | 0 | 0 | 0 | 0 | 0 | 0 | 0 | 0 | 0 | 0 | 0 | 0 | 0 | 0 | 0 | 0 | 0 | 0 | 0 | 0 | 0 | 0 | 0 | 0 | 0
F4_Industrial_Food Processing_Existing_Space Heating_Natural Gas_Boiler_E10 | F4 | Industrial | Food Processing | Existing | Space Heating | Natural Gas | Boiler | E10 | Utility - Cost of Equipment | 0 | 0 | 0 | 0 | 0 | 0 | 0 | 0 | 0 | 0 | 0 | 0 | 0 | 0 | 0 | 0 | 0 | 0 | 0 | 0 | 0 | 0 | 0 | 0 | 0 | 0 | 0 | 0 | 0 | 0 | 0 | 0 | 0
F5_Industrial_Food Processing_Existing_Space Heating_Natural Gas_Boiler_E1 | F5 | Industrial | Food Processing | Existing | Space Heating | Natural Gas | Boiler | E1 | Utility - Cost of Operation | 0 | 0 | 0 | 0 | 0 | 0 | 0 | 0 | 0 | 0 | 0 | 0 | 0 | 0 | 0 | 0 | 0 | 0 | 0 | 0 | 0 | 0 | 0 | 0 | 0 | 0 | 0 | 0 | 0 | 0 | 0 | 0 | 0
F5_Industrial_Food Processing_Existing_Space Heating_Natural Gas_Boiler_E2 | F5 | Industrial | Food Processing | Existing | Space Heating | Natural Gas | Boiler | E2 | Utility - Cost of Operation | 0 | 0 | 0 | 0 | 0 | 0 | 0 | 0 | 0 | 0 | 0 | 0 | 0 | 0 | 0 | 0 | 0 | 0 | 0 | 0 | 0 | 0 | 0 | 0 | 0 | 0 | 0 | 0 | 0 | 0 | 0 | 0 | 0
F5_Industrial_Food Processing_Existing_Space Heating_Natural Gas_Boiler_E3 | F5 | Industrial | Food Processing | Existing | Space Heating | Natural Gas | Boiler | E3 | Utility - Cost of Operation | 0 | 0 | 0 | 0 | 0 | 0 | 0 | 0 | 0 | 0 | 0 | 0 | 0 | 0 | 0 | 0 | 0 | 0 | 0 | 0 | 0 | 0 | 0 | 0 | 0 | 0 | 0 | 0 | 0 | 0 | 0 | 0 | 0
F5_Industrial_Food Processing_Existing_Space Heating_Natural Gas_Boiler_E4 | F5 | Industrial | Food Processing | Existing | Space Heating | Natural Gas | Boiler | E4 | Utility - Cost of Operation | 0 | 0 | 0 | 0 | 0 | 0 | 0 | 0 | 0 | 0 | 0 | 0 | 0 | 0 | 0 | 0 | 0 | 0 | 0 | 0 | 0 | 0 | 0 | 0 | 0 | 0 | 0 | 0 | 0 | 0 | 0 | 0 | 0
F5_Industrial_Food Processing_Existing_Space Heating_Natural Gas_Boiler_E5 | F5 | Industrial | Food Processing | Existing | Space Heating | Natural Gas | Boiler | E5 | Utility - Cost of Operation | 0 | 0 | 0 | 0 | 0 | 0 | 0 | 0 | 0 | 0 | 0 | 0 | 0 | 0 | 0 | 0 | 0 | 0 | 0 | 0 | 0 | 0 | 0 | 0 | 0 | 0 | 0 | 0 | 0 | 0 | 0 | 0 | 0
F5_Industrial_Food Processing_Existing_Space Heating_Natural Gas_Boiler_E6 | F5 | Industrial | Food Processing | Existing | Space Heating | Natural Gas | Boiler | E6 | Utility - Cost of Operation | 0 | 0 | 0 | 0 | 0 | 0 | 0 | 0 | 0 | 0 | 0 | 0 | 0 | 0 | 0 | 0 | 0 | 0 | 0 | 0 | 0 | 0 | 0 | 0 | 0 | 0 | 0 | 0 | 0 | 0 | 0 | 0 | 0
F5_Industrial_Food Processing_Existing_Space Heating_Natural Gas_Boiler_E7 | F5 | Industrial | Food Processing | Existing | Space Heating | Natural Gas | Boiler | E7 | Utility - Cost of Operation | 0 | 0 | 0 | 0 | 0 | 0 | 0 | 0 | 0 | 0 | 0 | 0 | 0 | 0 | 0 | 0 | 0 | 0 | 0 | 0 | 0 | 0 | 0 | 0 | 0 | 0 | 0 | 0 | 0 | 0 | 0 | 0 | 0
F5_Industrial_Food Processing_Existing_Space Heating_Natural Gas_Boiler_E8 | F5 | Industrial | Food Processing | Existing | Space Heating | Natural Gas | Boiler | E8 | Utility - Cost of Operation | 0 | 0 | 0 | 0 | 0 | 0 | 0 | 0 | 0 | 0 | 0 | 0 | 0 | 0 | 0 | 0 | 0 | 0 | 0 | 0 | 0 | 0 | 0 | 0 | 0 | 0 | 0 | 0 | 0 | 0 | 0 | 0 | 0
F5_Industrial_Food Processing_Existing_Space Heating_Natural Gas_Boiler_E9 | F5 | Industrial | Food Processing | Existing | Space Heating | Natural Gas | Boiler | E9 | Utility - Cost of Operation | 0 | 0 | 0 | 0 | 0 | 0 | 0 | 0 | 0 | 0 | 0 | 0 | 0 | 0 | 0 | 0 | 0 | 0 | 0 | 0 | 0 | 0 | 0 | 0 | 0 | 0 | 0 | 0 | 0 | 0 | 0 | 0 | 0
F5_Industrial_Food Processing_Existing_Space Heating_Natural Gas_Boiler_E10 | F5 | Industrial | Food Processing | Existing | Space Heating | Natural Gas | Boiler | E10 | Utility - Cost of Operation | 0 | 0 | 0 | 0 | 0 | 0 | 0 | 0 | 0 | 0 | 0 | 0 | 0 | 0 | 0 | 0 | 0 | 0 | 0 | 0 | 0 | 0 | 0 | 0 | 0 | 0 | 0 | 0 | 0 | 0 | 0 | 0 | 0
F6_Industrial_Food Processing_Existing_Space Heating_Natural Gas_Boiler_E1 | F6 | Industrial | Food Processing | Existing | Space Heating | Natural Gas | Boiler | E1 | Utility - Value of Sales | 0 | 0 | 0 | 0 | 0 | 0 | 0 | 0 | 0 | 0 | 0 | 0 | 0 | 0 | 0 | 0 | 0 | 0 | 0 | 0 | 0 | 0 | 0 | 0 | 0 | 0 | 0 | 0 | 0 | 0 | 0 | 0 | 0
F6_Industrial_Food Processing_Existing_Space Heating_Natural Gas_Boiler_E2 | F6 | Industrial | Food Processing | Existing | Space Heating | Natural Gas | Boiler | E2 | Utility - Value of Sales | 0 | 0 | 0 | 0 | 0 | 0 | 0 | 0 | 0 | 0 | 0 | 0 | 0 | 0 | 0 | 0 | 0 | 0 | 0 | 0 | 0 | 0 | 0 | 0 | 0 | 0 | 0 | 0 | 0 | 0 | 0 | 0 | 0
F6_Industrial_Food Processing_Existing_Space Heating_Natural Gas_Boiler_E3 | F6 | Industrial | Food Processing | Existing | Space Heating | Natural Gas | Boiler | E3 | Utility - Value of Sales | 0 | 0 | 0 | 0 | 0 | 0 | 0 | 0 | 0 | 0 | 0 | 0 | 0 | 0 | 0 | 0 | 0 | 0 | 0 | 0 | 0 | 0 | 0 | 0 | 0 | 0 | 0 | 0 | 0 | 0 | 0 | 0 | 0
F6_Industrial_Food Processing_Existing_Space Heating_Natural Gas_Boiler_E4 | F6 | Industrial | Food Processing | Existing | Space Heating | Natural Gas | Boiler | E4 | Utility - Value of Sales | 0 | 0 | 0 | 0 | 0 | 0 | 0 | 0 | 0 | 0 | 0 | 0 | 0 | 0 | 0 | 0 | 0 | 0 | 0 | 0 | 0 | 0 | 0 | 0 | 0 | 0 | 0 | 0 | 0 | 0 | 0 | 0 | 0
F6_Industrial_Food Processing_Existing_Space Heating_Natural Gas_Boiler_E5 | F6 | Industrial | Food Processing | Existing | Space Heating | Natural Gas | Boiler | E5 | Utility - Value of Sales | 0 | 0 | 0 | 0 | 0 | 0 | 0 | 0 | 0 | 0 | 0 | 0 | 0 | 0 | 0 | 0 | 0 | 0 | 0 | 0 | 0 | 0 | 0 | 0 | 0 | 0 | 0 | 0 | 0 | 0 | 0 | 0 | 0
F6_Industrial_Food Processing_Existing_Space Heating_Natural Gas_Boiler_E6 | F6 | Industrial | Food Processing | Existing | Space Heating | Natural Gas | Boiler | E6 | Utility - Value of Sales | 0 | 0 | 0 | 0 | 0 | 0 | 0 | 0 | 0 | 0 | 0 | 0 | 0 | 0 | 0 | 0 | 0 | 0 | 0 | 0 | 0 | 0 | 0 | 0 | 0 | 0 | 0 | 0 | 0 | 0 | 0 | 0 | 0
F6_Industrial_Food Processing_Existing_Space Heating_Natural Gas_Boiler_E7 | F6 | Industrial | Food Processing | Existing | Space Heating | Natural Gas | Boiler | E7 | Utility - Value of Sales | 0 | 0 | 0 | 0 | 0 | 0 | 0 | 0 | 0 | 0 | 0 | 0 | 0 | 0 | 0 | 0 | 0 | 0 | 0 | 0 | 0 | 0 | 0 | 0 | 0 | 0 | 0 | 0 | 0 | 0 | 0 | 0 | 0
F6_Industrial_Food Processing_Existing_Space Heating_Natural Gas_Boiler_E8 | F6 | Industrial | Food Processing | Existing | Space Heating | Natural Gas | Boiler | E8 | Utility - Value of Sales | 0 | 0 | 0 | 0 | 0 | 0 | 0 | 0 | 0 | 0 | 0 | 0 | 0 | 0 | 0 | 0 | 0 | 0 | 0 | 0 | 0 | 0 | 0 | 0 | 0 | 0 | 0 | 0 | 0 | 0 | 0 | 0 | 0
F6_Industrial_Food Processing_Existing_Space Heating_Natural Gas_Boiler_E9 | F6 | Industrial | Food Processing | Existing | Space Heating | Natural Gas | Boiler | E9 | Utility - Value of Sales | 0 | 0 | 0 | 0 | 0 | 0 | 0 | 0 | 0 | 0 | 0 | 0 | 0 | 0 | 0 | 0 | 0 | 0 | 0 | 0 | 0 | 0 | 0 | 0 | 0 | 0 | 0 | 0 | 0 | 0 | 0 | 0 | 0
F6_Industrial_Food Processing_Existing_Space Heating_Natural Gas_Boiler_E10 | F6 | Industrial | Food Processing | Existing | Space Heating | Natural Gas | Boiler | E10 | Utility - Value of Sales | 0 | 0 | 0 | 0 | 0 | 0 | 0 | 0 | 0 | 0 | 0 | 0 | 0 | 0 | 0 | 0 | 0 | 0 | 0 | 0 | 0 | 0 | 0 | 0 | 0 | 0 | 0 | 0 | 0 | 0 | 0 | 0 | 0
F1_Industrial_Food Processing_Existing_Space Heating_Natural Gas_Unit Heater_E1 | F1 | Industrial | Food Processing | Existing | Space Heating | Natural Gas | Unit Heater | E1 | RVT - Cost of Equipment | 0 | 0 | 0 | 0 | 0 | 0 | 0 | 0 | 0 | 0 | 0 | 0 | 0 | 0 | 0 | 0 | 0 | 0 | 0 | 0 | 0 | 0 | 0 | 0 | 0 | 0 | 0 | 0 | 0 | 0 | 0 | 0 | 0
F1_Industrial_Food Processing_Existing_Space Heating_Natural Gas_Unit Heater_E2 | F1 | Industrial | Food Processing | Existing | Space Heating | Natural Gas | Unit Heater | E2 | RVT - Cost of Equipment | 0 | 0 | 0 | 0 | 0 | 0 | 0 | 0 | 0 | 0 | 0 | 0 | 0 | 0 | 0 | 0 | 0 | 0 | 0 | 0 | 0 | 0 | 0 | 0 | 0 | 0 | 0 | 0 | 0 | 0 | 0 | 0 | 0
F1_Industrial_Food Processing_Existing_Space Heating_Natural Gas_Unit Heater_E3 | F1 | Industrial | Food Processing | Existing | Space Heating | Natural Gas | Unit Heater | E3 | RVT - Cost of Equipment | 0 | 0 | 0 | 0 | 0 | 0 | 0 | 0 | 0 | 0 | 0 | 0 | 0 | 0 | 0 | 0 | 0 | 0 | 0 | 0 | 0 | 0 | 0 | 0 | 0 | 0 | 0 | 0 | 0 | 0 | 0 | 0 | 0
F1_Industrial_Food Processing_Existing_Space Heating_Natural Gas_Unit Heater_E4 | F1 | Industrial | Food Processing | Existing | Space Heating | Natural Gas | Unit Heater | E4 | RVT - Cost of Equipment | 0 | 0 | 0 | 0 | 0 | 0 | 0 | 0 | 0 | 0 | 0 | 0 | 0 | 0 | 0 | 0 | 0 | 0 | 0 | 0 | 0 | 0 | 0 | 0 | 0 | 0 | 0 | 0 | 0 | 0 | 0 | 0 | 0
F1_Industrial_Food Processing_Existing_Space Heating_Natural Gas_Unit Heater_E5 | F1 | Industrial | Food Processing | Existing | Space Heating | Natural Gas | Unit Heater | E5 | RVT - Cost of Equipment | 0 | 0 | 0 | 0 | 0 | 0 | 0 | 0 | 0 | 0 | 0 | 0 | 0 | 0 | 0 | 0 | 0 | 0 | 0 | 0 | 0 | 0 | 0 | 0 | 0 | 0 | 0 | 0 | 0 | 0 | 0 | 0 | 0
F1_Industrial_Food Processing_Existing_Space Heating_Natural Gas_Unit Heater_E6 | F1 | Industrial | Food Processing | Existing | Space Heating | Natural Gas | Unit Heater | E6 | RVT - Cost of Equipment | 0 | 0 | 0 | 0 | 0 | 0 | 0 | 0 | 0 | 0 | 0 | 0 | 0 | 0 | 0 | 0 | 0 | 0 | 0 | 0 | 0 | 0 | 0 | 0 | 0 | 0 | 0 | 0 | 0 | 0 | 0 | 0 | 0
F1_Industrial_Food Processing_Existing_Space Heating_Natural Gas_Unit Heater_E7 | F1 | Industrial | Food Processing | Existing | Space Heating | Natural Gas | Unit Heater | E7 | RVT - Cost of Equipment | 0 | 0 | 0 | 0 | 0 | 0 | 0 | 0 | 0 | 0 | 0 | 0 | 0 | 0 | 0 | 0 | 0 | 0 | 0 | 0 | 0 | 0 | 0 | 0 | 0 | 0 | 0 | 0 | 0 | 0 | 0 | 0 | 0
F1_Industrial_Food Processing_Existing_Space Heating_Natural Gas_Unit Heater_E8 | F1 | Industrial | Food Processing | Existing | Space Heating | Natural Gas | Unit Heater | E8 | RVT - Cost of Equipment | 0 | 0 | 0 | 0 | 0 | 0 | 0 | 0 | 0 | 0 | 0 | 0 | 0 | 0 | 0 | 0 | 0 | 0 | 0 | 0 | 0 | 0 | 0 | 0 | 0 | 0 | 0 | 0 | 0 | 0 | 0 | 0 | 0
F1_Industrial_Food Processing_Existing_Space Heating_Natural Gas_Unit Heater_E9 | F1 | Industrial | Food Processing | Existing | Space Heating | Natural Gas | Unit Heater | E9 | RVT - Cost of Equipment | 0 | 0 | 0 | 0 | 0 | 0 | 0 | 0 | 0 | 0 | 0 | 0 | 0 | 0 | 0 | 0 | 0 | 0 | 0 | 0 | 0 | 0 | 0 | 0 | 0 | 0 | 0 | 0 | 0 | 0 | 0 | 0 | 0
F1_Industrial_Food Processing_Existing_Space Heating_Natural Gas_Unit Heater_E10 | F1 | Industrial | Food Processing | Existing | Space Heating | Natural Gas | Unit Heater | E10 | RVT - Cost of Equipment | 0 | 0 | 0 | 0 | 0 | 0 | 0 | 0 | 0 | 0 | 0 | 0 | 0 | 0 | 0 | 0 | 0 | 0 | 0 | 0 | 0 | 0 | 0 | 0 | 0 | 0 | 0 | 0 | 0 | 0 | 0 | 0 | 0
F2_Industrial_Food Processing_Existing_Space Heating_Natural Gas_Unit Heater_E1 | F2 | Industrial | Food Processing | Existing | Space Heating | Natural Gas | Unit Heater | E1 | RVT - Cost of Operation | 0 | 0 | 0 | 0 | 0 | 0 | 0 | 0 | 0 | 0 | 0 | 0 | 0 | 0 | 0 | 0 | 0 | 0 | 0 | 0 | 0 | 0 | 0 | 0 | 0 | 0 | 0 | 0 | 0 | 0 | 0 | 0 | 0
F2_Industrial_Food Processing_Existing_Space Heating_Natural Gas_Unit Heater_E2 | F2 | Industrial | Food Processing | Existing | Space Heating | Natural Gas | Unit Heater | E2 | RVT - Cost of Operation | 0 | 0 | 0 | 0 | 0 | 0 | 0 | 0 | 0 | 0 | 0 | 0 | 0 | 0 | 0 | 0 | 0 | 0 | 0 | 0 | 0 | 0 | 0 | 0 | 0 | 0 | 0 | 0 | 0 | 0 | 0 | 0 | 0
F2_Industrial_Food Processing_Existing_Space Heating_Natural Gas_Unit Heater_E3 | F2 | Industrial | Food Processing | Existing | Space Heating | Natural Gas | Unit Heater | E3 | RVT - Cost of Operation | 0 | 0 | 0 | 0 | 0 | 0 | 0 | 0 | 0 | 0 | 0 | 0 | 0 | 0 | 0 | 0 | 0 | 0 | 0 | 0 | 0 | 0 | 0 | 0 | 0 | 0 | 0 | 0 | 0 | 0 | 0 | 0 | 0
F2_Industrial_Food Processing_Existing_Space Heating_Natural Gas_Unit Heater_E4 | F2 | Industrial | Food Processing | Existing | Space Heating | Natural Gas | Unit Heater | E4 | RVT - Cost of Operation | 0 | 0 | 0 | 0 | 0 | 0 | 0 | 0 | 0 | 0 | 0 | 0 | 0 | 0 | 0 | 0 | 0 | 0 | 0 | 0 | 0 | 0 | 0 | 0 | 0 | 0 | 0 | 0 | 0 | 0 | 0 | 0 | 0
F2_Industrial_Food Processing_Existing_Space Heating_Natural Gas_Unit Heater_E5 | F2 | Industrial | Food Processing | Existing | Space Heating | Natural Gas | Unit Heater | E5 | RVT - Cost of Operation | 0 | 0 | 0 | 0 | 0 | 0 | 0 | 0 | 0 | 0 | 0 | 0 | 0 | 0 | 0 | 0 | 0 | 0 | 0 | 0 | 0 | 0 | 0 | 0 | 0 | 0 | 0 | 0 | 0 | 0 | 0 | 0 | 0
F2_Industrial_Food Processing_Existing_Space Heating_Natural Gas_Unit Heater_E6 | F2 | Industrial | Food Processing | Existing | Space Heating | Natural Gas | Unit Heater | E6 | RVT - Cost of Operation | 0 | 0 | 0 | 0 | 0 | 0 | 0 | 0 | 0 | 0 | 0 | 0 | 0 | 0 | 0 | 0 | 0 | 0 | 0 | 0 | 0 | 0 | 0 | 0 | 0 | 0 | 0 | 0 | 0 | 0 | 0 | 0 | 0
F2_Industrial_Food Processing_Existing_Space Heating_Natural Gas_Unit Heater_E7 | F2 | Industrial | Food Processing | Existing | Space Heating | Natural Gas | Unit Heater | E7 | RVT - Cost of Operation | 0 | 0 | 0 | 0 | 0 | 0 | 0 | 0 | 0 | 0 | 0 | 0 | 0 | 0 | 0 | 0 | 0 | 0 | 0 | 0 | 0 | 0 | 0 | 0 | 0 | 0 | 0 | 0 | 0 | 0 | 0 | 0 | 0
F2_Industrial_Food Processing_Existing_Space Heating_Natural Gas_Unit Heater_E8 | F2 | Industrial | Food Processing | Existing | Space Heating | Natural Gas | Unit Heater | E8 | RVT - Cost of Operation | 0 | 0 | 0 | 0 | 0 | 0 | 0 | 0 | 0 | 0 | 0 | 0 | 0 | 0 | 0 | 0 | 0 | 0 | 0 | 0 | 0 | 0 | 0 | 0 | 0 | 0 | 0 | 0 | 0 | 0 | 0 | 0 | 0
F2_Industrial_Food Processing_Existing_Space Heating_Natural Gas_Unit Heater_E9 | F2 | Industrial | Food Processing | Existing | Space Heating | Natural Gas | Unit Heater | E9 | RVT - Cost of Operation | 0 | 0 | 0 | 0 | 0 | 0 | 0 | 0 | 0 | 0 | 0 | 0 | 0 | 0 | 0 | 0 | 0 | 0 | 0 | 0 | 0 | 0 | 0 | 0 | 0 | 0 | 0 | 0 | 0 | 0 | 0 | 0 | 0
F2_Industrial_Food Processing_Existing_Space Heating_Natural Gas_Unit Heater_E10 | F2 | Industrial | Food Processing | Existing | Space Heating | Natural Gas | Unit Heater | E10 | RVT - Cost of Operation | 0 | 0 | 0 | 0 | 0 | 0 | 0 | 0 | 0 | 0 | 0 | 0 | 0 | 0 | 0 | 0 | 0 | 0 | 0 | 0 | 0 | 0 | 0 | 0 | 0 | 0 | 0 | 0 | 0 | 0 | 0 | 0 | 0
F3_Industrial_Food Processing_Existing_Space Heating_Natural Gas_Unit Heater_E1 | F3 | Industrial | Food Processing | Existing | Space Heating | Natural Gas | Unit Heater | E1 | System - kBTUs of Consumption | 0 | 0 | 0 | 0 | 0 | 0 | 0 | 0 | 0 | 0 | 0 | 0 | 0 | 0 | 0 | 0 | 0 | 0 | 0 | 0 | 0 | 0 | 0 | 0 | 0 | 0 | 0 | 0 | 0 | 0 | 0 | 0 | 0
F3_Industrial_Food Processing_Existing_Space Heating_Natural Gas_Unit Heater_E2 | F3 | Industrial | Food Processing | Existing | Space Heating | Natural Gas | Unit Heater | E2 | System - kBTUs of Consumption | 0 | 0 | 0 | 0 | 0 | 0 | 0 | 0 | 0 | 0 | 0 | 0 | 0 | 0 | 0 | 0 | 0 | 0 | 0 | 0 | 0 | 0 | 0 | 0 | 0 | 0 | 0 | 0 | 0 | 0 | 0 | 0 | 0
F3_Industrial_Food Processing_Existing_Space Heating_Natural Gas_Unit Heater_E3 | F3 | Industrial | Food Processing | Existing | Space Heating | Natural Gas | Unit Heater | E3 | System - kBTUs of Consumption | 0 | 0 | 0 | 0 | 0 | 0 | 0 | 0 | 0 | 0 | 0 | 0 | 0 | 0 | 0 | 0 | 0 | 0 | 0 | 0 | 0 | 0 | 0 | 0 | 0 | 0 | 0 | 0 | 0 | 0 | 0 | 0 | 0
F3_Industrial_Food Processing_Existing_Space Heating_Natural Gas_Unit Heater_E4 | F3 | Industrial | Food Processing | Existing | Space Heating | Natural Gas | Unit Heater | E4 | System - kBTUs of Consumption | 0 | 0 | 0 | 0 | 0 | 0 | 0 | 0 | 0 | 0 | 0 | 0 | 0 | 0 | 0 | 0 | 0 | 0 | 0 | 0 | 0 | 0 | 0 | 0 | 0 | 0 | 0 | 0 | 0 | 0 | 0 | 0 | 0
F3_Industrial_Food Processing_Existing_Space Heating_Natural Gas_Unit Heater_E5 | F3 | Industrial | Food Processing | Existing | Space Heating | Natural Gas | Unit Heater | E5 | System - kBTUs of Consumption | 0 | 0 | 0 | 0 | 0 | 0 | 0 | 0 | 0 | 0 | 0 | 0 | 0 | 0 | 0 | 0 | 0 | 0 | 0 | 0 | 0 | 0 | 0 | 0 | 0 | 0 | 0 | 0 | 0 | 0 | 0 | 0 | 0
F3_Industrial_Food Processing_Existing_Space Heating_Natural Gas_Unit Heater_E6 | F3 | Industrial | Food Processing | Existing | Space Heating | Natural Gas | Unit Heater | E6 | System - kBTUs of Consumption | 0 | 0 | 0 | 0 | 0 | 0 | 0 | 0 | 0 | 0 | 0 | 0 | 0 | 0 | 0 | 0 | 0 | 0 | 0 | 0 | 0 | 0 | 0 | 0 | 0 | 0 | 0 | 0 | 0 | 0 | 0 | 0 | 0
F3_Industrial_Food Processing_Existing_Space Heating_Natural Gas_Unit Heater_E7 | F3 | Industrial | Food Processing | Existing | Space Heating | Natural Gas | Unit Heater | E7 | System - kBTUs of Consumption | 0 | 0 | 0 | 0 | 0 | 0 | 0 | 0 | 0 | 0 | 0 | 0 | 0 | 0 | 0 | 0 | 0 | 0 | 0 | 0 | 0 | 0 | 0 | 0 | 0 | 0 | 0 | 0 | 0 | 0 | 0 | 0 | 0
F3_Industrial_Food Processing_Existing_Space Heating_Natural Gas_Unit Heater_E8 | F3 | Industrial | Food Processing | Existing | Space Heating | Natural Gas | Unit Heater | E8 | System - kBTUs of Consumption | 0 | 0 | 0 | 0 | 0 | 0 | 0 | 0 | 0 | 0 | 0 | 0 | 0 | 0 | 0 | 0 | 0 | 0 | 0 | 0 | 0 | 0 | 0 | 0 | 0 | 0 | 0 | 0 | 0 | 0 | 0 | 0 | 0
F3_Industrial_Food Processing_Existing_Space Heating_Natural Gas_Unit Heater_E9 | F3 | Industrial | Food Processing | Existing | Space Heating | Natural Gas | Unit Heater | E9 | System - kBTUs of Consumption | 0 | 0 | 0 | 0 | 0 | 0 | 0 | 0 | 0 | 0 | 0 | 0 | 0 | 0 | 0 | 0 | 0 | 0 | 0 | 0 | 0 | 0 | 0 | 0 | 0 | 0 | 0 | 0 | 0 | 0 | 0 | 0 | 0
F3_Industrial_Food Processing_Existing_Space Heating_Natural Gas_Unit Heater_E10 | F3 | Industrial | Food Processing | Existing | Space Heating | Natural Gas | Unit Heater | E10 | System - kBTUs of Consumption | 0 | 0 | 0 | 0 | 0 | 0 | 0 | 0 | 0 | 0 | 0 | 0 | 0 | 0 | 0 | 0 | 0 | 0 | 0 | 0 | 0 | 0 | 0 | 0 | 0 | 0 | 0 | 0 | 0 | 0 | 0 | 0 | 0
F4_Industrial_Food Processing_Existing_Space Heating_Natural Gas_Unit Heater_E1 | F4 | Industrial | Food Processing | Existing | Space Heating | Natural Gas | Unit Heater | E1 | Utility - Cost of Equipment | 0 | 0 | 0 | 0 | 0 | 0 | 0 | 0 | 0 | 0 | 0 | 0 | 0 | 0 | 0 | 0 | 0 | 0 | 0 | 0 | 0 | 0 | 0 | 0 | 0 | 0 | 0 | 0 | 0 | 0 | 0 | 0 | 0
F4_Industrial_Food Processing_Existing_Space Heating_Natural Gas_Unit Heater_E2 | F4 | Industrial | Food Processing | Existing | Space Heating | Natural Gas | Unit Heater | E2 | Utility - Cost of Equipment | 0 | 0 | 0 | 0 | 0 | 0 | 0 | 0 | 0 | 0 | 0 | 0 | 0 | 0 | 0 | 0 | 0 | 0 | 0 | 0 | 0 | 0 | 0 | 0 | 0 | 0 | 0 | 0 | 0 | 0 | 0 | 0 | 0
F4_Industrial_Food Processing_Existing_Space Heating_Natural Gas_Unit Heater_E3 | F4 | Industrial | Food Processing | Existing | Space Heating | Natural Gas | Unit Heater | E3 | Utility - Cost of Equipment | 0 | 0 | 0 | 0 | 0 | 0 | 0 | 0 | 0 | 0 | 0 | 0 | 0 | 0 | 0 | 0 | 0 | 0 | 0 | 0 | 0 | 0 | 0 | 0 | 0 | 0 | 0 | 0 | 0 | 0 | 0 | 0 | 0
F4_Industrial_Food Processing_Existing_Space Heating_Natural Gas_Unit Heater_E4 | F4 | Industrial | Food Processing | Existing | Space Heating | Natural Gas | Unit Heater | E4 | Utility - Cost of Equipment | 0 | 0 | 0 | 0 | 0 | 0 | 0 | 0 | 0 | 0 | 0 | 0 | 0 | 0 | 0 | 0 | 0 | 0 | 0 | 0 | 0 | 0 | 0 | 0 | 0 | 0 | 0 | 0 | 0 | 0 | 0 | 0 | 0
F4_Industrial_Food Processing_Existing_Space Heating_Natural Gas_Unit Heater_E5 | F4 | Industrial | Food Processing | Existing | Space Heating | Natural Gas | Unit Heater | E5 | Utility - Cost of Equipment | 0 | 0 | 0 | 0 | 0 | 0 | 0 | 0 | 0 | 0 | 0 | 0 | 0 | 0 | 0 | 0 | 0 | 0 | 0 | 0 | 0 | 0 | 0 | 0 | 0 | 0 | 0 | 0 | 0 | 0 | 0 | 0 | 0
F4_Industrial_Food Processing_Existing_Space Heating_Natural Gas_Unit Heater_E6 | F4 | Industrial | Food Processing | Existing | Space Heating | Natural Gas | Unit Heater | E6 | Utility - Cost of Equipment | 0 | 0 | 0 | 0 | 0 | 0 | 0 | 0 | 0 | 0 | 0 | 0 | 0 | 0 | 0 | 0 | 0 | 0 | 0 | 0 | 0 | 0 | 0 | 0 | 0 | 0 | 0 | 0 | 0 | 0 | 0 | 0 | 0
F4_Industrial_Food Processing_Existing_Space Heating_Natural Gas_Unit Heater_E7 | F4 | Industrial | Food Processing | Existing | Space Heating | Natural Gas | Unit Heater | E7 | Utility - Cost of Equipment | 0 | 0 | 0 | 0 | 0 | 0 | 0 | 0 | 0 | 0 | 0 | 0 | 0 | 0 | 0 | 0 | 0 | 0 | 0 | 0 | 0 | 0 | 0 | 0 | 0 | 0 | 0 | 0 | 0 | 0 | 0 | 0 | 0
F4_Industrial_Food Processing_Existing_Space Heating_Natural Gas_Unit Heater_E8 | F4 | Industrial | Food Processing | Existing | Space Heating | Natural Gas | Unit Heater | E8 | Utility - Cost of Equipment | 0 | 0 | 0 | 0 | 0 | 0 | 0 | 0 | 0 | 0 | 0 | 0 | 0 | 0 | 0 | 0 | 0 | 0 | 0 | 0 | 0 | 0 | 0 | 0 | 0 | 0 | 0 | 0 | 0 | 0 | 0 | 0 | 0
F4_Industrial_Food Processing_Existing_Space Heating_Natural Gas_Unit Heater_E9 | F4 | Industrial | Food Processing | Existing | Space Heating | Natural Gas | Unit Heater | E9 | Utility - Cost of Equipment | 0 | 0 | 0 | 0 | 0 | 0 | 0 | 0 | 0 | 0 | 0 | 0 | 0 | 0 | 0 | 0 | 0 | 0 | 0 | 0 | 0 | 0 | 0 | 0 | 0 | 0 | 0 | 0 | 0 | 0 | 0 | 0 | 0
F4_Industrial_Food Processing_Existing_Space Heating_Natural Gas_Unit Heater_E10 | F4 | Industrial | Food Processing | Existing | Space Heating | Natural Gas | Unit Heater | E10 | Utility - Cost of Equipment | 0 | 0 | 0 | 0 | 0 | 0 | 0 | 0 | 0 | 0 | 0 | 0 | 0 | 0 | 0 | 0 | 0 | 0 | 0 | 0 | 0 | 0 | 0 | 0 | 0 | 0 | 0 | 0 | 0 | 0 | 0 | 0 | 0
F5_Industrial_Food Processing_Existing_Space Heating_Natural Gas_Unit Heater_E1 | F5 | Industrial | Food Processing | Existing | Space Heating | Natural Gas | Unit Heater | E1 | Utility - Cost of Operation | 0 | 0 | 0 | 0 | 0 | 0 | 0 | 0 | 0 | 0 | 0 | 0 | 0 | 0 | 0 | 0 | 0 | 0 | 0 | 0 | 0 | 0 | 0 | 0 | 0 | 0 | 0 | 0 | 0 | 0 | 0 | 0 | 0
F5_Industrial_Food Processing_Existing_Space Heating_Natural Gas_Unit Heater_E2 | F5 | Industrial | Food Processing | Existing | Space Heating | Natural Gas | Unit Heater | E2 | Utility - Cost of Operation | 0 | 0 | 0 | 0 | 0 | 0 | 0 | 0 | 0 | 0 | 0 | 0 | 0 | 0 | 0 | 0 | 0 | 0 | 0 | 0 | 0 | 0 | 0 | 0 | 0 | 0 | 0 | 0 | 0 | 0 | 0 | 0 | 0
F5_Industrial_Food Processing_Existing_Space Heating_Natural Gas_Unit Heater_E3 | F5 | Industrial | Food Processing | Existing | Space Heating | Natural Gas | Unit Heater | E3 | Utility - Cost of Operation | 0 | 0 | 0 | 0 | 0 | 0 | 0 | 0 | 0 | 0 | 0 | 0 | 0 | 0 | 0 | 0 | 0 | 0 | 0 | 0 | 0 | 0 | 0 | 0 | 0 | 0 | 0 | 0 | 0 | 0 | 0 | 0 | 0
F5_Industrial_Food Processing_Existing_Space Heating_Natural Gas_Unit Heater_E4 | F5 | Industrial | Food Processing | Existing | Space Heating | Natural Gas | Unit Heater | E4 | Utility - Cost of Operation | 0 | 0 | 0 | 0 | 0 | 0 | 0 | 0 | 0 | 0 | 0 | 0 | 0 | 0 | 0 | 0 | 0 | 0 | 0 | 0 | 0 | 0 | 0 | 0 | 0 | 0 | 0 | 0 | 0 | 0 | 0 | 0 | 0
F5_Industrial_Food Processing_Existing_Space Heating_Natural Gas_Unit Heater_E5 | F5 | Industrial | Food Processing | Existing | Space Heating | Natural Gas | Unit Heater | E5 | Utility - Cost of Operation | 0 | 0 | 0 | 0 | 0 | 0 | 0 | 0 | 0 | 0 | 0 | 0 | 0 | 0 | 0 | 0 | 0 | 0 | 0 | 0 | 0 | 0 | 0 | 0 | 0 | 0 | 0 | 0 | 0 | 0 | 0 | 0 | 0
F5_Industrial_Food Processing_Existing_Space Heating_Natural Gas_Unit Heater_E6 | F5 | Industrial | Food Processing | Existing | Space Heating | Natural Gas | Unit Heater | E6 | Utility - Cost of Operation | 0 | 0 | 0 | 0 | 0 | 0 | 0 | 0 | 0 | 0 | 0 | 0 | 0 | 0 | 0 | 0 | 0 | 0 | 0 | 0 | 0 | 0 | 0 | 0 | 0 | 0 | 0 | 0 | 0 | 0 | 0 | 0 | 0
F5_Industrial_Food Processing_Existing_Space Heating_Natural Gas_Unit Heater_E7 | F5 | Industrial | Food Processing | Existing | Space Heating | Natural Gas | Unit Heater | E7 | Utility - Cost of Operation | 0 | 0 | 0 | 0 | 0 | 0 | 0 | 0 | 0 | 0 | 0 | 0 | 0 | 0 | 0 | 0 | 0 | 0 | 0 | 0 | 0 | 0 | 0 | 0 | 0 | 0 | 0 | 0 | 0 | 0 | 0 | 0 | 0
F5_Industrial_Food Processing_Existing_Space Heating_Natural Gas_Unit Heater_E8 | F5 | Industrial | Food Processing | Existing | Space Heating | Natural Gas | Unit Heater | E8 | Utility - Cost of Operation | 0 | 0 | 0 | 0 | 0 | 0 | 0 | 0 | 0 | 0 | 0 | 0 | 0 | 0 | 0 | 0 | 0 | 0 | 0 | 0 | 0 | 0 | 0 | 0 | 0 | 0 | 0 | 0 | 0 | 0 | 0 | 0 | 0
F5_Industrial_Food Processing_Existing_Space Heating_Natural Gas_Unit Heater_E9 | F5 | Industrial | Food Processing | Existing | Space Heating | Natural Gas | Unit Heater | E9 | Utility - Cost of Operation | 0 | 0 | 0 | 0 | 0 | 0 | 0 | 0 | 0 | 0 | 0 | 0 | 0 | 0 | 0 | 0 | 0 | 0 | 0 | 0 | 0 | 0 | 0 | 0 | 0 | 0 | 0 | 0 | 0 | 0 | 0 | 0 | 0
F5_Industrial_Food Processing_Existing_Space Heating_Natural Gas_Unit Heater_E10 | F5 | Industrial | Food Processing | Existing | Space Heating | Natural Gas | Unit Heater | E10 | Utility - Cost of Operation | 0 | 0 | 0 | 0 | 0 | 0 | 0 | 0 | 0 | 0 | 0 | 0 | 0 | 0 | 0 | 0 | 0 | 0 | 0 | 0 | 0 | 0 | 0 | 0 | 0 | 0 | 0 | 0 | 0 | 0 | 0 | 0 | 0
F6_Industrial_Food Processing_Existing_Space Heating_Natural Gas_Unit Heater_E1 | F6 | Industrial | Food Processing | Existing | Space Heating | Natural Gas | Unit Heater | E1 | Utility - Value of Sales | 0 | 0 | 0 | 0 | 0 | 0 | 0 | 0 | 0 | 0 | 0 | 0 | 0 | 0 | 0 | 0 | 0 | 0 | 0 | 0 | 0 | 0 | 0 | 0 | 0 | 0 | 0 | 0 | 0 | 0 | 0 | 0 | 0
F6_Industrial_Food Processing_Existing_Space Heating_Natural Gas_Unit Heater_E2 | F6 | Industrial | Food Processing | Existing | Space Heating | Natural Gas | Unit Heater | E2 | Utility - Value of Sales | 0 | 0 | 0 | 0 | 0 | 0 | 0 | 0 | 0 | 0 | 0 | 0 | 0 | 0 | 0 | 0 | 0 | 0 | 0 | 0 | 0 | 0 | 0 | 0 | 0 | 0 | 0 | 0 | 0 | 0 | 0 | 0 | 0
F6_Industrial_Food Processing_Existing_Space Heating_Natural Gas_Unit Heater_E3 | F6 | Industrial | Food Processing | Existing | Space Heating | Natural Gas | Unit Heater | E3 | Utility - Value of Sales | 0 | 0 | 0 | 0 | 0 | 0 | 0 | 0 | 0 | 0 | 0 | 0 | 0 | 0 | 0 | 0 | 0 | 0 | 0 | 0 | 0 | 0 | 0 | 0 | 0 | 0 | 0 | 0 | 0 | 0 | 0 | 0 | 0
F6_Industrial_Food Processing_Existing_Space Heating_Natural Gas_Unit Heater_E4 | F6 | Industrial | Food Processing | Existing | Space Heating | Natural Gas | Unit Heater | E4 | Utility - Value of Sales | 0 | 0 | 0 | 0 | 0 | 0 | 0 | 0 | 0 | 0 | 0 | 0 | 0 | 0 | 0 | 0 | 0 | 0 | 0 | 0 | 0 | 0 | 0 | 0 | 0 | 0 | 0 | 0 | 0 | 0 | 0 | 0 | 0
F6_Industrial_Food Processing_Existing_Space Heating_Natural Gas_Unit Heater_E5 | F6 | Industrial | Food Processing | Existing | Space Heating | Natural Gas | Unit Heater | E5 | Utility - Value of Sales | 0 | 0 | 0 | 0 | 0 | 0 | 0 | 0 | 0 | 0 | 0 | 0 | 0 | 0 | 0 | 0 | 0 | 0 | 0 | 0 | 0 | 0 | 0 | 0 | 0 | 0 | 0 | 0 | 0 | 0 | 0 | 0 | 0
F6_Industrial_Food Processing_Existing_Space Heating_Natural Gas_Unit Heater_E6 | F6 | Industrial | Food Processing | Existing | Space Heating | Natural Gas | Unit Heater | E6 | Utility - Value of Sales | 0 | 0 | 0 | 0 | 0 | 0 | 0 | 0 | 0 | 0 | 0 | 0 | 0 | 0 | 0 | 0 | 0 | 0 | 0 | 0 | 0 | 0 | 0 | 0 | 0 | 0 | 0 | 0 | 0 | 0 | 0 | 0 | 0
F6_Industrial_Food Processing_Existing_Space Heating_Natural Gas_Unit Heater_E7 | F6 | Industrial | Food Processing | Existing | Space Heating | Natural Gas | Unit Heater | E7 | Utility - Value of Sales | 0 | 0 | 0 | 0 | 0 | 0 | 0 | 0 | 0 | 0 | 0 | 0 | 0 | 0 | 0 | 0 | 0 | 0 | 0 | 0 | 0 | 0 | 0 | 0 | 0 | 0 | 0 | 0 | 0 | 0 | 0 | 0 | 0
F6_Industrial_Food Processing_Existing_Space Heating_Natural Gas_Unit Heater_E8 | F6 | Industrial | Food Processing | Existing | Space Heating | Natural Gas | Unit Heater | E8 | Utility - Value of Sales | 0 | 0 | 0 | 0 | 0 | 0 | 0 | 0 | 0 | 0 | 0 | 0 | 0 | 0 | 0 | 0 | 0 | 0 | 0 | 0 | 0 | 0 | 0 | 0 | 0 | 0 | 0 | 0 | 0 | 0 | 0 | 0 | 0
F6_Industrial_Food Processing_Existing_Space Heating_Natural Gas_Unit Heater_E9 | F6 | Industrial | Food Processing | Existing | Space Heating | Natural Gas | Unit Heater | E9 | Utility - Value of Sales | 0 | 0 | 0 | 0 | 0 | 0 | 0 | 0 | 0 | 0 | 0 | 0 | 0 | 0 | 0 | 0 | 0 | 0 | 0 | 0 | 0 | 0 | 0 | 0 | 0 | 0 | 0 | 0 | 0 | 0 | 0 | 0 | 0
F6_Industrial_Food Processing_Existing_Space Heating_Natural Gas_Unit Heater_E10 | F6 | Industrial | Food Processing | Existing | Space Heating | Natural Gas | Unit Heater | E10 | Utility - Value of Sales | 0 | 0 | 0 | 0 | 0 | 0 | 0 | 0 | 0 | 0 | 0 | 0 | 0 | 0 | 0 | 0 | 0 | 0 | 0 | 0 | 0 | 0 | 0 | 0 | 0 | 0 | 0 | 0 | 0 | 0 | 0 | 0 | 0
F1_Industrial_Food Processing_Existing_Process_Natural Gas_Process Heating_E1 | F1 | Industrial | Food Processing | Existing | Process | Natural Gas | Process Heating | E1 | RVT - Cost of Equipment | 0 | 0 | 0 | 0 | 0 | 0 | 0 | 0 | 0 | 0 | 0 | 0 | 0 | 0 | 0 | 0 | 0 | 0 | 0 | 0 | 0 | 0 | 0 | 0 | 0 | 0 | 0 | 0 | 0 | 0 | 0 | 0 | 0
F1_Industrial_Food Processing_Existing_Process_Natural Gas_Process Heating_E2 | F1 | Industrial | Food Processing | Existing | Process | Natural Gas | Process Heating | E2 | RVT - Cost of Equipment | 0 | 0 | 0 | 0 | 0 | 0 | 0 | 0 | 0 | 0 | 0 | 0 | 0 | 0 | 0 | 0 | 0 | 0 | 0 | 0 | 0 | 0 | 0 | 0 | 0 | 0 | 0 | 0 | 0 | 0 | 0 | 0 | 0
F1_Industrial_Food Processing_Existing_Process_Natural Gas_Process Heating_E3 | F1 | Industrial | Food Processing | Existing | Process | Natural Gas | Process Heating | E3 | RVT - Cost of Equipment | 0 | 0 | 0 | 0 | 0 | 0 | 0 | 0 | 0 | 0 | 0 | 0 | 0 | 0 | 0 | 0 | 0 | 0 | 0 | 0 | 0 | 0 | 0 | 0 | 0 | 0 | 0 | 0 | 0 | 0 | 0 | 0 | 0
F1_Industrial_Food Processing_Existing_Process_Natural Gas_Process Heating_E4 | F1 | Industrial | Food Processing | Existing | Process | Natural Gas | Process Heating | E4 | RVT - Cost of Equipment | 0 | 0 | 0 | 0 | 0 | 0 | 0 | 0 | 0 | 0 | 0 | 0 | 0 | 0 | 0 | 0 | 0 | 0 | 0 | 0 | 0 | 0 | 0 | 0 | 0 | 0 | 0 | 0 | 0 | 0 | 0 | 0 | 0
F1_Industrial_Food Processing_Existing_Process_Natural Gas_Process Heating_E5 | F1 | Industrial | Food Processing | Existing | Process | Natural Gas | Process Heating | E5 | RVT - Cost of Equipment | 0 | 0 | 0 | 0 | 0 | 0 | 0 | 0 | 0 | 0 | 0 | 0 | 0 | 0 | 0 | 0 | 0 | 0 | 0 | 0 | 0 | 0 | 0 | 0 | 0 | 0 | 0 | 0 | 0 | 0 | 0 | 0 | 0
F1_Industrial_Food Processing_Existing_Process_Natural Gas_Process Heating_E6 | F1 | Industrial | Food Processing | Existing | Process | Natural Gas | Process Heating | E6 | RVT - Cost of Equipment | 0 | 0 | 0 | 0 | 0 | 0 | 0 | 0 | 0 | 0 | 0 | 0 | 0 | 0 | 0 | 0 | 0 | 0 | 0 | 0 | 0 | 0 | 0 | 0 | 0 | 0 | 0 | 0 | 0 | 0 | 0 | 0 | 0
F1_Industrial_Food Processing_Existing_Process_Natural Gas_Process Heating_E7 | F1 | Industrial | Food Processing | Existing | Process | Natural Gas | Process Heating | E7 | RVT - Cost of Equipment | 0 | 0 | 0 | 0 | 0 | 0 | 0 | 0 | 0 | 0 | 0 | 0 | 0 | 0 | 0 | 0 | 0 | 0 | 0 | 0 | 0 | 0 | 0 | 0 | 0 | 0 | 0 | 0 | 0 | 0 | 0 | 0 | 0
F1_Industrial_Food Processing_Existing_Process_Natural Gas_Process Heating_E8 | F1 | Industrial | Food Processing | Existing | Process | Natural Gas | Process Heating | E8 | RVT - Cost of Equipment | 0 | 0 | 0 | 0 | 0 | 0 | 0 | 0 | 0 | 0 | 0 | 0 | 0 | 0 | 0 | 0 | 0 | 0 | 0 | 0 | 0 | 0 | 0 | 0 | 0 | 0 | 0 | 0 | 0 | 0 | 0 | 0 | 0
F1_Industrial_Food Processing_Existing_Process_Natural Gas_Process Heating_E9 | F1 | Industrial | Food Processing | Existing | Process | Natural Gas | Process Heating | E9 | RVT - Cost of Equipment | 0 | 0 | 0 | 0 | 0 | 0 | 0 | 0 | 0 | 0 | 0 | 0 | 0 | 0 | 0 | 0 | 0 | 0 | 0 | 0 | 0 | 0 | 0 | 0 | 0 | 0 | 0 | 0 | 0 | 0 | 0 | 0 | 0
F1_Industrial_Food Processing_Existing_Process_Natural Gas_Process Heating_E10 | F1 | Industrial | Food Processing | Existing | Process | Natural Gas | Process Heating | E10 | RVT - Cost of Equipment | 0 | 0 | 0 | 0 | 0 | 0 | 0 | 0 | 0 | 0 | 0 | 0 | 0 | 0 | 0 | 0 | 0 | 0 | 0 | 0 | 0 | 0 | 0 | 0 | 0 | 0 | 0 | 0 | 0 | 0 | 0 | 0 | 0
F2_Industrial_Food Processing_Existing_Process_Natural Gas_Process Heating_E1 | F2 | Industrial | Food Processing | Existing | Process | Natural Gas | Process Heating | E1 | RVT - Cost of Operation | 0 | 0 | 0 | 0 | 0 | 0 | 0 | 0 | 0 | 0 | 0 | 0 | 0 | 0 | 0 | 0 | 0 | 0 | 0 | 0 | 0 | 0 | 0 | 0 | 0 | 0 | 0 | 0 | 0 | 0 | 0 | 0 | 0
F2_Industrial_Food Processing_Existing_Process_Natural Gas_Process Heating_E2 | F2 | Industrial | Food Processing | Existing | Process | Natural Gas | Process Heating | E2 | RVT - Cost of Operation | 0 | 0 | 0 | 0 | 0 | 0 | 0 | 0 | 0 | 0 | 0 | 0 | 0 | 0 | 0 | 0 | 0 | 0 | 0 | 0 | 0 | 0 | 0 | 0 | 0 | 0 | 0 | 0 | 0 | 0 | 0 | 0 | 0
F2_Industrial_Food Processing_Existing_Process_Natural Gas_Process Heating_E3 | F2 | Industrial | Food Processing | Existing | Process | Natural Gas | Process Heating | E3 | RVT - Cost of Operation | 0 | 0 | 0 | 0 | 0 | 0 | 0 | 0 | 0 | 0 | 0 | 0 | 0 | 0 | 0 | 0 | 0 | 0 | 0 | 0 | 0 | 0 | 0 | 0 | 0 | 0 | 0 | 0 | 0 | 0 | 0 | 0 | 0
F2_Industrial_Food Processing_Existing_Process_Natural Gas_Process Heating_E4 | F2 | Industrial | Food Processing | Existing | Process | Natural Gas | Process Heating | E4 | RVT - Cost of Operation | 0 | 0 | 0 | 0 | 0 | 0 | 0 | 0 | 0 | 0 | 0 | 0 | 0 | 0 | 0 | 0 | 0 | 0 | 0 | 0 | 0 | 0 | 0 | 0 | 0 | 0 | 0 | 0 | 0 | 0 | 0 | 0 | 0
F2_Industrial_Food Processing_Existing_Process_Natural Gas_Process Heating_E5 | F2 | Industrial | Food Processing | Existing | Process | Natural Gas | Process Heating | E5 | RVT - Cost of Operation | 0 | 0 | 0 | 0 | 0 | 0 | 0 | 0 | 0 | 0 | 0 | 0 | 0 | 0 | 0 | 0 | 0 | 0 | 0 | 0 | 0 | 0 | 0 | 0 | 0 | 0 | 0 | 0 | 0 | 0 | 0 | 0 | 0
F2_Industrial_Food Processing_Existing_Process_Natural Gas_Process Heating_E6 | F2 | Industrial | Food Processing | Existing | Process | Natural Gas | Process Heating | E6 | RVT - Cost of Operation | 0 | 0 | 0 | 0 | 0 | 0 | 0 | 0 | 0 | 0 | 0 | 0 | 0 | 0 | 0 | 0 | 0 | 0 | 0 | 0 | 0 | 0 | 0 | 0 | 0 | 0 | 0 | 0 | 0 | 0 | 0 | 0 | 0
F2_Industrial_Food Processing_Existing_Process_Natural Gas_Process Heating_E7 | F2 | Industrial | Food Processing | Existing | Process | Natural Gas | Process Heating | E7 | RVT - Cost of Operation | 0 | 0 | 0 | 0 | 0 | 0 | 0 | 0 | 0 | 0 | 0 | 0 | 0 | 0 | 0 | 0 | 0 | 0 | 0 | 0 | 0 | 0 | 0 | 0 | 0 | 0 | 0 | 0 | 0 | 0 | 0 | 0 | 0
F2_Industrial_Food Processing_Existing_Process_Natural Gas_Process Heating_E8 | F2 | Industrial | Food Processing | Existing | Process | Natural Gas | Process Heating | E8 | RVT - Cost of Operation | 0 | 0 | 0 | 0 | 0 | 0 | 0 | 0 | 0 | 0 | 0 | 0 | 0 | 0 | 0 | 0 | 0 | 0 | 0 | 0 | 0 | 0 | 0 | 0 | 0 | 0 | 0 | 0 | 0 | 0 | 0 | 0 | 0
F2_Industrial_Food Processing_Existing_Process_Natural Gas_Process Heating_E9 | F2 | Industrial | Food Processing | Existing | Process | Natural Gas | Process Heating | E9 | RVT - Cost of Operation | 0 | 0 | 0 | 0 | 0 | 0 | 0 | 0 | 0 | 0 | 0 | 0 | 0 | 0 | 0 | 0 | 0 | 0 | 0 | 0 | 0 | 0 | 0 | 0 | 0 | 0 | 0 | 0 | 0 | 0 | 0 | 0 | 0
F2_Industrial_Food Processing_Existing_Process_Natural Gas_Process Heating_E10 | F2 | Industrial | Food Processing | Existing | Process | Natural Gas | Process Heating | E10 | RVT - Cost of Operation | 0 | 0 | 0 | 0 | 0 | 0 | 0 | 0 | 0 | 0 | 0 | 0 | 0 | 0 | 0 | 0 | 0 | 0 | 0 | 0 | 0 | 0 | 0 | 0 | 0 | 0 | 0 | 0 | 0 | 0 | 0 | 0 | 0
F3_Industrial_Food Processing_Existing_Process_Natural Gas_Process Heating_E1 | F3 | Industrial | Food Processing | Existing | Process | Natural Gas | Process Heating | E1 | System - kBTUs of Consumption | 0 | 0 | 0 | 0 | 0 | 0 | 0 | 0 | 0 | 0 | 0 | 0 | 0 | 0 | 0 | 0 | 0 | 0 | 0 | 0 | 0 | 0 | 0 | 0 | 0 | 0 | 0 | 0 | 0 | 0 | 0 | 0 | 0
F3_Industrial_Food Processing_Existing_Process_Natural Gas_Process Heating_E2 | F3 | Industrial | Food Processing | Existing | Process | Natural Gas | Process Heating | E2 | System - kBTUs of Consumption | 0 | 0 | 0 | 0 | 0 | 0 | 0 | 0 | 0 | 0 | 0 | 0 | 0 | 0 | 0 | 0 | 0 | 0 | 0 | 0 | 0 | 0 | 0 | 0 | 0 | 0 | 0 | 0 | 0 | 0 | 0 | 0 | 0
F3_Industrial_Food Processing_Existing_Process_Natural Gas_Process Heating_E3 | F3 | Industrial | Food Processing | Existing | Process | Natural Gas | Process Heating | E3 | System - kBTUs of Consumption | 0 | 0 | 0 | 0 | 0 | 0 | 0 | 0 | 0 | 0 | 0 | 0 | 0 | 0 | 0 | 0 | 0 | 0 | 0 | 0 | 0 | 0 | 0 | 0 | 0 | 0 | 0 | 0 | 0 | 0 | 0 | 0 | 0
F3_Industrial_Food Processing_Existing_Process_Natural Gas_Process Heating_E4 | F3 | Industrial | Food Processing | Existing | Process | Natural Gas | Process Heating | E4 | System - kBTUs of Consumption | 0 | 0 | 0 | 0 | 0 | 0 | 0 | 0 | 0 | 0 | 0 | 0 | 0 | 0 | 0 | 0 | 0 | 0 | 0 | 0 | 0 | 0 | 0 | 0 | 0 | 0 | 0 | 0 | 0 | 0 | 0 | 0 | 0
F3_Industrial_Food Processing_Existing_Process_Natural Gas_Process Heating_E5 | F3 | Industrial | Food Processing | Existing | Process | Natural Gas | Process Heating | E5 | System - kBTUs of Consumption | 0 | 0 | 0 | 0 | 0 | 0 | 0 | 0 | 0 | 0 | 0 | 0 | 0 | 0 | 0 | 0 | 0 | 0 | 0 | 0 | 0 | 0 | 0 | 0 | 0 | 0 | 0 | 0 | 0 | 0 | 0 | 0 | 0
F3_Industrial_Food Processing_Existing_Process_Natural Gas_Process Heating_E6 | F3 | Industrial | Food Processing | Existing | Process | Natural Gas | Process Heating | E6 | System - kBTUs of Consumption | 0 | 0 | 0 | 0 | 0 | 0 | 0 | 0 | 0 | 0 | 0 | 0 | 0 | 0 | 0 | 0 | 0 | 0 | 0 | 0 | 0 | 0 | 0 | 0 | 0 | 0 | 0 | 0 | 0 | 0 | 0 | 0 | 0
F3_Industrial_Food Processing_Existing_Process_Natural Gas_Process Heating_E7 | F3 | Industrial | Food Processing | Existing | Process | Natural Gas | Process Heating | E7 | System - kBTUs of Consumption | 0 | 0 | 0 | 0 | 0 | 0 | 0 | 0 | 0 | 0 | 0 | 0 | 0 | 0 | 0 | 0 | 0 | 0 | 0 | 0 | 0 | 0 | 0 | 0 | 0 | 0 | 0 | 0 | 0 | 0 | 0 | 0 | 0
F3_Industrial_Food Processing_Existing_Process_Natural Gas_Process Heating_E8 | F3 | Industrial | Food Processing | Existing | Process | Natural Gas | Process Heating | E8 | System - kBTUs of Consumption | 0 | 0 | 0 | 0 | 0 | 0 | 0 | 0 | 0 | 0 | 0 | 0 | 0 | 0 | 0 | 0 | 0 | 0 | 0 | 0 | 0 | 0 | 0 | 0 | 0 | 0 | 0 | 0 | 0 | 0 | 0 | 0 | 0
F3_Industrial_Food Processing_Existing_Process_Natural Gas_Process Heating_E9 | F3 | Industrial | Food Processing | Existing | Process | Natural Gas | Process Heating | E9 | System - kBTUs of Consumption | 0 | 0 | 0 | 0 | 0 | 0 | 0 | 0 | 0 | 0 | 0 | 0 | 0 | 0 | 0 | 0 | 0 | 0 | 0 | 0 | 0 | 0 | 0 | 0 | 0 | 0 | 0 | 0 | 0 | 0 | 0 | 0 | 0
F3_Industrial_Food Processing_Existing_Process_Natural Gas_Process Heating_E10 | F3 | Industrial | Food Processing | Existing | Process | Natural Gas | Process Heating | E10 | System - kBTUs of Consumption | 0 | 0 | 0 | 0 | 0 | 0 | 0 | 0 | 0 | 0 | 0 | 0 | 0 | 0 | 0 | 0 | 0 | 0 | 0 | 0 | 0 | 0 | 0 | 0 | 0 | 0 | 0 | 0 | 0 | 0 | 0 | 0 | 0
F4_Industrial_Food Processing_Existing_Process_Natural Gas_Process Heating_E1 | F4 | Industrial | Food Processing | Existing | Process | Natural Gas | Process Heating | E1 | Utility - Cost of Equipment | 0 | 0 | 0 | 0 | 0 | 0 | 0 | 0 | 0 | 0 | 0 | 0 | 0 | 0 | 0 | 0 | 0 | 0 | 0 | 0 | 0 | 0 | 0 | 0 | 0 | 0 | 0 | 0 | 0 | 0 | 0 | 0 | 0
F4_Industrial_Food Processing_Existing_Process_Natural Gas_Process Heating_E2 | F4 | Industrial | Food Processing | Existing | Process | Natural Gas | Process Heating | E2 | Utility - Cost of Equipment | 0 | 0 | 0 | 0 | 0 | 0 | 0 | 0 | 0 | 0 | 0 | 0 | 0 | 0 | 0 | 0 | 0 | 0 | 0 | 0 | 0 | 0 | 0 | 0 | 0 | 0 | 0 | 0 | 0 | 0 | 0 | 0 | 0
F4_Industrial_Food Processing_Existing_Process_Natural Gas_Process Heating_E3 | F4 | Industrial | Food Processing | Existing | Process | Natural Gas | Process Heating | E3 | Utility - Cost of Equipment | 0 | 0 | 0 | 0 | 0 | 0 | 0 | 0 | 0 | 0 | 0 | 0 | 0 | 0 | 0 | 0 | 0 | 0 | 0 | 0 | 0 | 0 | 0 | 0 | 0 | 0 | 0 | 0 | 0 | 0 | 0 | 0 | 0
F4_Industrial_Food Processing_Existing_Process_Natural Gas_Process Heating_E4 | F4 | Industrial | Food Processing | Existing | Process | Natural Gas | Process Heating | E4 | Utility - Cost of Equipment | 0 | 0 | 0 | 0 | 0 | 0 | 0 | 0 | 0 | 0 | 0 | 0 | 0 | 0 | 0 | 0 | 0 | 0 | 0 | 0 | 0 | 0 | 0 | 0 | 0 | 0 | 0 | 0 | 0 | 0 | 0 | 0 | 0
F4_Industrial_Food Processing_Existing_Process_Natural Gas_Process Heating_E5 | F4 | Industrial | Food Processing | Existing | Process | Natural Gas | Process Heating | E5 | Utility - Cost of Equipment | 0 | 0 | 0 | 0 | 0 | 0 | 0 | 0 | 0 | 0 | 0 | 0 | 0 | 0 | 0 | 0 | 0 | 0 | 0 | 0 | 0 | 0 | 0 | 0 | 0 | 0 | 0 | 0 | 0 | 0 | 0 | 0 | 0
F4_Industrial_Food Processing_Existing_Process_Natural Gas_Process Heating_E6 | F4 | Industrial | Food Processing | Existing | Process | Natural Gas | Process Heating | E6 | Utility - Cost of Equipment | 0 | 0 | 0 | 0 | 0 | 0 | 0 | 0 | 0 | 0 | 0 | 0 | 0 | 0 | 0 | 0 | 0 | 0 | 0 | 0 | 0 | 0 | 0 | 0 | 0 | 0 | 0 | 0 | 0 | 0 | 0 | 0 | 0
F4_Industrial_Food Processing_Existing_Process_Natural Gas_Process Heating_E7 | F4 | Industrial | Food Processing | Existing | Process | Natural Gas | Process Heating | E7 | Utility - Cost of Equipment | 0 | 0 | 0 | 0 | 0 | 0 | 0 | 0 | 0 | 0 | 0 | 0 | 0 | 0 | 0 | 0 | 0 | 0 | 0 | 0 | 0 | 0 | 0 | 0 | 0 | 0 | 0 | 0 | 0 | 0 | 0 | 0 | 0
F4_Industrial_Food Processing_Existing_Process_Natural Gas_Process Heating_E8 | F4 | Industrial | Food Processing | Existing | Process | Natural Gas | Process Heating | E8 | Utility - Cost of Equipment | 0 | 0 | 0 | 0 | 0 | 0 | 0 | 0 | 0 | 0 | 0 | 0 | 0 | 0 | 0 | 0 | 0 | 0 | 0 | 0 | 0 | 0 | 0 | 0 | 0 | 0 | 0 | 0 | 0 | 0 | 0 | 0 | 0
F4_Industrial_Food Processing_Existing_Process_Natural Gas_Process Heating_E9 | F4 | Industrial | Food Processing | Existing | Process | Natural Gas | Process Heating | E9 | Utility - Cost of Equipment | 0 | 0 | 0 | 0 | 0 | 0 | 0 | 0 | 0 | 0 | 0 | 0 | 0 | 0 | 0 | 0 | 0 | 0 | 0 | 0 | 0 | 0 | 0 | 0 | 0 | 0 | 0 | 0 | 0 | 0 | 0 | 0 | 0
F4_Industrial_Food Processing_Existing_Process_Natural Gas_Process Heating_E10 | F4 | Industrial | Food Processing | Existing | Process | Natural Gas | Process Heating | E10 | Utility - Cost of Equipment | 0 | 0 | 0 | 0 | 0 | 0 | 0 | 0 | 0 | 0 | 0 | 0 | 0 | 0 | 0 | 0 | 0 | 0 | 0 | 0 | 0 | 0 | 0 | 0 | 0 | 0 | 0 | 0 | 0 | 0 | 0 | 0 | 0
F5_Industrial_Food Processing_Existing_Process_Natural Gas_Process Heating_E1 | F5 | Industrial | Food Processing | Existing | Process | Natural Gas | Process Heating | E1 | Utility - Cost of Operation | 0 | 0 | 0 | 0 | 0 | 0 | 0 | 0 | 0 | 0 | 0 | 0 | 0 | 0 | 0 | 0 | 0 | 0 | 0 | 0 | 0 | 0 | 0 | 0 | 0 | 0 | 0 | 0 | 0 | 0 | 0 | 0 | 0
F5_Industrial_Food Processing_Existing_Process_Natural Gas_Process Heating_E2 | F5 | Industrial | Food Processing | Existing | Process | Natural Gas | Process Heating | E2 | Utility - Cost of Operation | 0 | 0 | 0 | 0 | 0 | 0 | 0 | 0 | 0 | 0 | 0 | 0 | 0 | 0 | 0 | 0 | 0 | 0 | 0 | 0 | 0 | 0 | 0 | 0 | 0 | 0 | 0 | 0 | 0 | 0 | 0 | 0 | 0
F5_Industrial_Food Processing_Existing_Process_Natural Gas_Process Heating_E3 | F5 | Industrial | Food Processing | Existing | Process | Natural Gas | Process Heating | E3 | Utility - Cost of Operation | 0 | 0 | 0 | 0 | 0 | 0 | 0 | 0 | 0 | 0 | 0 | 0 | 0 | 0 | 0 | 0 | 0 | 0 | 0 | 0 | 0 | 0 | 0 | 0 | 0 | 0 | 0 | 0 | 0 | 0 | 0 | 0 | 0
F5_Industrial_Food Processing_Existing_Process_Natural Gas_Process Heating_E4 | F5 | Industrial | Food Processing | Existing | Process | Natural Gas | Process Heating | E4 | Utility - Cost of Operation | 0 | 0 | 0 | 0 | 0 | 0 | 0 | 0 | 0 | 0 | 0 | 0 | 0 | 0 | 0 | 0 | 0 | 0 | 0 | 0 | 0 | 0 | 0 | 0 | 0 | 0 | 0 | 0 | 0 | 0 | 0 | 0 | 0
F5_Industrial_Food Processing_Existing_Process_Natural Gas_Process Heating_E5 | F5 | Industrial | Food Processing | Existing | Process | Natural Gas | Process Heating | E5 | Utility - Cost of Operation | 0 | 0 | 0 | 0 | 0 | 0 | 0 | 0 | 0 | 0 | 0 | 0 | 0 | 0 | 0 | 0 | 0 | 0 | 0 | 0 | 0 | 0 | 0 | 0 | 0 | 0 | 0 | 0 | 0 | 0 | 0 | 0 | 0
F5_Industrial_Food Processing_Existing_Process_Natural Gas_Process Heating_E6 | F5 | Industrial | Food Processing | Existing | Process | Natural Gas | Process Heating | E6 | Utility - Cost of Operation | 0 | 0 | 0 | 0 | 0 | 0 | 0 | 0 | 0 | 0 | 0 | 0 | 0 | 0 | 0 | 0 | 0 | 0 | 0 | 0 | 0 | 0 | 0 | 0 | 0 | 0 | 0 | 0 | 0 | 0 | 0 | 0 | 0
F5_Industrial_Food Processing_Existing_Process_Natural Gas_Process Heating_E7 | F5 | Industrial | Food Processing | Existing | Process | Natural Gas | Process Heating | E7 | Utility - Cost of Operation | 0 | 0 | 0 | 0 | 0 | 0 | 0 | 0 | 0 | 0 | 0 | 0 | 0 | 0 | 0 | 0 | 0 | 0 | 0 | 0 | 0 | 0 | 0 | 0 | 0 | 0 | 0 | 0 | 0 | 0 | 0 | 0 | 0
F5_Industrial_Food Processing_Existing_Process_Natural Gas_Process Heating_E8 | F5 | Industrial | Food Processing | Existing | Process | Natural Gas | Process Heating | E8 | Utility - Cost of Operation | 0 | 0 | 0 | 0 | 0 | 0 | 0 | 0 | 0 | 0 | 0 | 0 | 0 | 0 | 0 | 0 | 0 | 0 | 0 | 0 | 0 | 0 | 0 | 0 | 0 | 0 | 0 | 0 | 0 | 0 | 0 | 0 | 0
F5_Industrial_Food Processing_Existing_Process_Natural Gas_Process Heating_E9 | F5 | Industrial | Food Processing | Existing | Process | Natural Gas | Process Heating | E9 | Utility - Cost of Operation | 0 | 0 | 0 | 0 | 0 | 0 | 0 | 0 | 0 | 0 | 0 | 0 | 0 | 0 | 0 | 0 | 0 | 0 | 0 | 0 | 0 | 0 | 0 | 0 | 0 | 0 | 0 | 0 | 0 | 0 | 0 | 0 | 0
F5_Industrial_Food Processing_Existing_Process_Natural Gas_Process Heating_E10 | F5 | Industrial | Food Processing | Existing | Process | Natural Gas | Process Heating | E10 | Utility - Cost of Operation | 0 | 0 | 0 | 0 | 0 | 0 | 0 | 0 | 0 | 0 | 0 | 0 | 0 | 0 | 0 | 0 | 0 | 0 | 0 | 0 | 0 | 0 | 0 | 0 | 0 | 0 | 0 | 0 | 0 | 0 | 0 | 0 | 0
F6_Industrial_Food Processing_Existing_Process_Natural Gas_Process Heating_E1 | F6 | Industrial | Food Processing | Existing | Process | Natural Gas | Process Heating | E1 | Utility - Value of Sales | 0 | 0 | 0 | 0 | 0 | 0 | 0 | 0 | 0 | 0 | 0 | 0 | 0 | 0 | 0 | 0 | 0 | 0 | 0 | 0 | 0 | 0 | 0 | 0 | 0 | 0 | 0 | 0 | 0 | 0 | 0 | 0 | 0
F6_Industrial_Food Processing_Existing_Process_Natural Gas_Process Heating_E2 | F6 | Industrial | Food Processing | Existing | Process | Natural Gas | Process Heating | E2 | Utility - Value of Sales | 0 | 0 | 0 | 0 | 0 | 0 | 0 | 0 | 0 | 0 | 0 | 0 | 0 | 0 | 0 | 0 | 0 | 0 | 0 | 0 | 0 | 0 | 0 | 0 | 0 | 0 | 0 | 0 | 0 | 0 | 0 | 0 | 0
F6_Industrial_Food Processing_Existing_Process_Natural Gas_Process Heating_E3 | F6 | Industrial | Food Processing | Existing | Process | Natural Gas | Process Heating | E3 | Utility - Value of Sales | 0 | 0 | 0 | 0 | 0 | 0 | 0 | 0 | 0 | 0 | 0 | 0 | 0 | 0 | 0 | 0 | 0 | 0 | 0 | 0 | 0 | 0 | 0 | 0 | 0 | 0 | 0 | 0 | 0 | 0 | 0 | 0 | 0
F6_Industrial_Food Processing_Existing_Process_Natural Gas_Process Heating_E4 | F6 | Industrial | Food Processing | Existing | Process | Natural Gas | Process Heating | E4 | Utility - Value of Sales | 0 | 0 | 0 | 0 | 0 | 0 | 0 | 0 | 0 | 0 | 0 | 0 | 0 | 0 | 0 | 0 | 0 | 0 | 0 | 0 | 0 | 0 | 0 | 0 | 0 | 0 | 0 | 0 | 0 | 0 | 0 | 0 | 0
F6_Industrial_Food Processing_Existing_Process_Natural Gas_Process Heating_E5 | F6 | Industrial | Food Processing | Existing | Process | Natural Gas | Process Heating | E5 | Utility - Value of Sales | 0 | 0 | 0 | 0 | 0 | 0 | 0 | 0 | 0 | 0 | 0 | 0 | 0 | 0 | 0 | 0 | 0 | 0 | 0 | 0 | 0 | 0 | 0 | 0 | 0 | 0 | 0 | 0 | 0 | 0 | 0 | 0 | 0
F6_Industrial_Food Processing_Existing_Process_Natural Gas_Process Heating_E6 | F6 | Industrial | Food Processing | Existing | Process | Natural Gas | Process Heating | E6 | Utility - Value of Sales | 0 | 0 | 0 | 0 | 0 | 0 | 0 | 0 | 0 | 0 | 0 | 0 | 0 | 0 | 0 | 0 | 0 | 0 | 0 | 0 | 0 | 0 | 0 | 0 | 0 | 0 | 0 | 0 | 0 | 0 | 0 | 0 | 0
F6_Industrial_Food Processing_Existing_Process_Natural Gas_Process Heating_E7 | F6 | Industrial | Food Processing | Existing | Process | Natural Gas | Process Heating | E7 | Utility - Value of Sales | 0 | 0 | 0 | 0 | 0 | 0 | 0 | 0 | 0 | 0 | 0 | 0 | 0 | 0 | 0 | 0 | 0 | 0 | 0 | 0 | 0 | 0 | 0 | 0 | 0 | 0 | 0 | 0 | 0 | 0 | 0 | 0 | 0
F6_Industrial_Food Processing_Existing_Process_Natural Gas_Process Heating_E8 | F6 | Industrial | Food Processing | Existing | Process | Natural Gas | Process Heating | E8 | Utility - Value of Sales | 0 | 0 | 0 | 0 | 0 | 0 | 0 | 0 | 0 | 0 | 0 | 0 | 0 | 0 | 0 | 0 | 0 | 0 | 0 | 0 | 0 | 0 | 0 | 0 | 0 | 0 | 0 | 0 | 0 | 0 | 0 | 0 | 0
F6_Industrial_Food Processing_Existing_Process_Natural Gas_Process Heating_E9 | F6 | Industrial | Food Processing | Existing | Process | Natural Gas | Process Heating | E9 | Utility - Value of Sales | 0 | 0 | 0 | 0 | 0 | 0 | 0 | 0 | 0 | 0 | 0 | 0 | 0 | 0 | 0 | 0 | 0 | 0 | 0 | 0 | 0 | 0 | 0 | 0 | 0 | 0 | 0 | 0 | 0 | 0 | 0 | 0 | 0
F6_Industrial_Food Processing_Existing_Process_Natural Gas_Process Heating_E10 | F6 | Industrial | Food Processing | Existing | Process | Natural Gas | Process Heating | E10 | Utility - Value of Sales | 0 | 0 | 0 | 0 | 0 | 0 | 0 | 0 | 0 | 0 | 0 | 0 | 0 | 0 | 0 | 0 | 0 | 0 | 0 | 0 | 0 | 0 | 0 | 0 | 0 | 0 | 0 | 0 | 0 | 0 | 0 | 0 | 0
F1_Industrial_Food Processing_Existing_Process_Natural Gas_Process Boiler_E1 | F1 | Industrial | Food Processing | Existing | Process | Natural Gas | Process Boiler | E1 | RVT - Cost of Equipment | 0 | 0 | 0 | 0 | 0 | 0 | 0 | 0 | 0 | 0 | 0 | 0 | 0 | 0 | 0 | 0 | 0 | 0 | 0 | 0 | 0 | 0 | 0 | 0 | 0 | 0 | 0 | 0 | 0 | 0 | 0 | 0 | 0
F1_Industrial_Food Processing_Existing_Process_Natural Gas_Process Boiler_E2 | F1 | Industrial | Food Processing | Existing | Process | Natural Gas | Process Boiler | E2 | RVT - Cost of Equipment | 0 | 0 | 0 | 0 | 0 | 0 | 0 | 0 | 0 | 0 | 0 | 0 | 0 | 0 | 0 | 0 | 0 | 0 | 0 | 0 | 0 | 0 | 0 | 0 | 0 | 0 | 0 | 0 | 0 | 0 | 0 | 0 | 0
F1_Industrial_Food Processing_Existing_Process_Natural Gas_Process Boiler_E3 | F1 | Industrial | Food Processing | Existing | Process | Natural Gas | Process Boiler | E3 | RVT - Cost of Equipment | 0 | 0 | 0 | 0 | 0 | 0 | 0 | 0 | 0 | 0 | 0 | 0 | 0 | 0 | 0 | 0 | 0 | 0 | 0 | 0 | 0 | 0 | 0 | 0 | 0 | 0 | 0 | 0 | 0 | 0 | 0 | 0 | 0
F1_Industrial_Food Processing_Existing_Process_Natural Gas_Process Boiler_E4 | F1 | Industrial | Food Processing | Existing | Process | Natural Gas | Process Boiler | E4 | RVT - Cost of Equipment | 0 | 0 | 0 | 0 | 0 | 0 | 0 | 0 | 0 | 0 | 0 | 0 | 0 | 0 | 0 | 0 | 0 | 0 | 0 | 0 | 0 | 0 | 0 | 0 | 0 | 0 | 0 | 0 | 0 | 0 | 0 | 0 | 0
F1_Industrial_Food Processing_Existing_Process_Natural Gas_Process Boiler_E5 | F1 | Industrial | Food Processing | Existing | Process | Natural Gas | Process Boiler | E5 | RVT - Cost of Equipment | 0 | 0 | 0 | 0 | 0 | 0 | 0 | 0 | 0 | 0 | 0 | 0 | 0 | 0 | 0 | 0 | 0 | 0 | 0 | 0 | 0 | 0 | 0 | 0 | 0 | 0 | 0 | 0 | 0 | 0 | 0 | 0 | 0
F1_Industrial_Food Processing_Existing_Process_Natural Gas_Process Boiler_E6 | F1 | Industrial | Food Processing | Existing | Process | Natural Gas | Process Boiler | E6 | RVT - Cost of Equipment | 0 | 0 | 0 | 0 | 0 | 0 | 0 | 0 | 0 | 0 | 0 | 0 | 0 | 0 | 0 | 0 | 0 | 0 | 0 | 0 | 0 | 0 | 0 | 0 | 0 | 0 | 0 | 0 | 0 | 0 | 0 | 0 | 0
F1_Industrial_Food Processing_Existing_Process_Natural Gas_Process Boiler_E7 | F1 | Industrial | Food Processing | Existing | Process | Natural Gas | Process Boiler | E7 | RVT - Cost of Equipment | 0 | 0 | 0 | 0 | 0 | 0 | 0 | 0 | 0 | 0 | 0 | 0 | 0 | 0 | 0 | 0 | 0 | 0 | 0 | 0 | 0 | 0 | 0 | 0 | 0 | 0 | 0 | 0 | 0 | 0 | 0 | 0 | 0
F1_Industrial_Food Processing_Existing_Process_Natural Gas_Process Boiler_E8 | F1 | Industrial | Food Processing | Existing | Process | Natural Gas | Process Boiler | E8 | RVT - Cost of Equipment | 0 | 0 | 0 | 0 | 0 | 0 | 0 | 0 | 0 | 0 | 0 | 0 | 0 | 0 | 0 | 0 | 0 | 0 | 0 | 0 | 0 | 0 | 0 | 0 | 0 | 0 | 0 | 0 | 0 | 0 | 0 | 0 | 0
F1_Industrial_Food Processing_Existing_Process_Natural Gas_Process Boiler_E9 | F1 | Industrial | Food Processing | Existing | Process | Natural Gas | Process Boiler | E9 | RVT - Cost of Equipment | 0 | 0 | 0 | 0 | 0 | 0 | 0 | 0 | 0 | 0 | 0 | 0 | 0 | 0 | 0 | 0 | 0 | 0 | 0 | 0 | 0 | 0 | 0 | 0 | 0 | 0 | 0 | 0 | 0 | 0 | 0 | 0 | 0
F1_Industrial_Food Processing_Existing_Process_Natural Gas_Process Boiler_E10 | F1 | Industrial | Food Processing | Existing | Process | Natural Gas | Process Boiler | E10 | RVT - Cost of Equipment | 0 | 0 | 0 | 0 | 0 | 0 | 0 | 0 | 0 | 0 | 0 | 0 | 0 | 0 | 0 | 0 | 0 | 0 | 0 | 0 | 0 | 0 | 0 | 0 | 0 | 0 | 0 | 0 | 0 | 0 | 0 | 0 | 0
F2_Industrial_Food Processing_Existing_Process_Natural Gas_Process Boiler_E1 | F2 | Industrial | Food Processing | Existing | Process | Natural Gas | Process Boiler | E1 | RVT - Cost of Operation | 0 | 0 | 0 | 0 | 0 | 0 | 0 | 0 | 0 | 0 | 0 | 0 | 0 | 0 | 0 | 0 | 0 | 0 | 0 | 0 | 0 | 0 | 0 | 0 | 0 | 0 | 0 | 0 | 0 | 0 | 0 | 0 | 0
F2_Industrial_Food Processing_Existing_Process_Natural Gas_Process Boiler_E2 | F2 | Industrial | Food Processing | Existing | Process | Natural Gas | Process Boiler | E2 | RVT - Cost of Operation | 0 | 0 | 0 | 0 | 0 | 0 | 0 | 0 | 0 | 0 | 0 | 0 | 0 | 0 | 0 | 0 | 0 | 0 | 0 | 0 | 0 | 0 | 0 | 0 | 0 | 0 | 0 | 0 | 0 | 0 | 0 | 0 | 0
F2_Industrial_Food Processing_Existing_Process_Natural Gas_Process Boiler_E3 | F2 | Industrial | Food Processing | Existing | Process | Natural Gas | Process Boiler | E3 | RVT - Cost of Operation | 0 | 0 | 0 | 0 | 0 | 0 | 0 | 0 | 0 | 0 | 0 | 0 | 0 | 0 | 0 | 0 | 0 | 0 | 0 | 0 | 0 | 0 | 0 | 0 | 0 | 0 | 0 | 0 | 0 | 0 | 0 | 0 | 0
F2_Industrial_Food Processing_Existing_Process_Natural Gas_Process Boiler_E4 | F2 | Industrial | Food Processing | Existing | Process | Natural Gas | Process Boiler | E4 | RVT - Cost of Operation | 0 | 0 | 0 | 0 | 0 | 0 | 0 | 0 | 0 | 0 | 0 | 0 | 0 | 0 | 0 | 0 | 0 | 0 | 0 | 0 | 0 | 0 | 0 | 0 | 0 | 0 | 0 | 0 | 0 | 0 | 0 | 0 | 0
F2_Industrial_Food Processing_Existing_Process_Natural Gas_Process Boiler_E5 | F2 | Industrial | Food Processing | Existing | Process | Natural Gas | Process Boiler | E5 | RVT - Cost of Operation | 0 | 0 | 0 | 0 | 0 | 0 | 0 | 0 | 0 | 0 | 0 | 0 | 0 | 0 | 0 | 0 | 0 | 0 | 0 | 0 | 0 | 0 | 0 | 0 | 0 | 0 | 0 | 0 | 0 | 0 | 0 | 0 | 0
F2_Industrial_Food Processing_Existing_Process_Natural Gas_Process Boiler_E6 | F2 | Industrial | Food Processing | Existing | Process | Natural Gas | Process Boiler | E6 | RVT - Cost of Operation | 0 | 0 | 0 | 0 | 0 | 0 | 0 | 0 | 0 | 0 | 0 | 0 | 0 | 0 | 0 | 0 | 0 | 0 | 0 | 0 | 0 | 0 | 0 | 0 | 0 | 0 | 0 | 0 | 0 | 0 | 0 | 0 | 0
F2_Industrial_Food Processing_Existing_Process_Natural Gas_Process Boiler_E7 | F2 | Industrial | Food Processing | Existing | Process | Natural Gas | Process Boiler | E7 | RVT - Cost of Operation | 0 | 0 | 0 | 0 | 0 | 0 | 0 | 0 | 0 | 0 | 0 | 0 | 0 | 0 | 0 | 0 | 0 | 0 | 0 | 0 | 0 | 0 | 0 | 0 | 0 | 0 | 0 | 0 | 0 | 0 | 0 | 0 | 0
F2_Industrial_Food Processing_Existing_Process_Natural Gas_Process Boiler_E8 | F2 | Industrial | Food Processing | Existing | Process | Natural Gas | Process Boiler | E8 | RVT - Cost of Operation | 0 | 0 | 0 | 0 | 0 | 0 | 0 | 0 | 0 | 0 | 0 | 0 | 0 | 0 | 0 | 0 | 0 | 0 | 0 | 0 | 0 | 0 | 0 | 0 | 0 | 0 | 0 | 0 | 0 | 0 | 0 | 0 | 0
F2_Industrial_Food Processing_Existing_Process_Natural Gas_Process Boiler_E9 | F2 | Industrial | Food Processing | Existing | Process | Natural Gas | Process Boiler | E9 | RVT - Cost of Operation | 0 | 0 | 0 | 0 | 0 | 0 | 0 | 0 | 0 | 0 | 0 | 0 | 0 | 0 | 0 | 0 | 0 | 0 | 0 | 0 | 0 | 0 | 0 | 0 | 0 | 0 | 0 | 0 | 0 | 0 | 0 | 0 | 0
F2_Industrial_Food Processing_Existing_Process_Natural Gas_Process Boiler_E10 | F2 | Industrial | Food Processing | Existing | Process | Natural Gas | Process Boiler | E10 | RVT - Cost of Operation | 0 | 0 | 0 | 0 | 0 | 0 | 0 | 0 | 0 | 0 | 0 | 0 | 0 | 0 | 0 | 0 | 0 | 0 | 0 | 0 | 0 | 0 | 0 | 0 | 0 | 0 | 0 | 0 | 0 | 0 | 0 | 0 | 0
F3_Industrial_Food Processing_Existing_Process_Natural Gas_Process Boiler_E1 | F3 | Industrial | Food Processing | Existing | Process | Natural Gas | Process Boiler | E1 | System - kBTUs of Consumption | 0 | 0 | 0 | 0 | 0 | 0 | 0 | 0 | 0 | 0 | 0 | 0 | 0 | 0 | 0 | 0 | 0 | 0 | 0 | 0 | 0 | 0 | 0 | 0 | 0 | 0 | 0 | 0 | 0 | 0 | 0 | 0 | 0
F3_Industrial_Food Processing_Existing_Process_Natural Gas_Process Boiler_E2 | F3 | Industrial | Food Processing | Existing | Process | Natural Gas | Process Boiler | E2 | System - kBTUs of Consumption | 0 | 0 | 0 | 0 | 0 | 0 | 0 | 0 | 0 | 0 | 0 | 0 | 0 | 0 | 0 | 0 | 0 | 0 | 0 | 0 | 0 | 0 | 0 | 0 | 0 | 0 | 0 | 0 | 0 | 0 | 0 | 0 | 0
F3_Industrial_Food Processing_Existing_Process_Natural Gas_Process Boiler_E3 | F3 | Industrial | Food Processing | Existing | Process | Natural Gas | Process Boiler | E3 | System - kBTUs of Consumption | 0 | 0 | 0 | 0 | 0 | 0 | 0 | 0 | 0 | 0 | 0 | 0 | 0 | 0 | 0 | 0 | 0 | 0 | 0 | 0 | 0 | 0 | 0 | 0 | 0 | 0 | 0 | 0 | 0 | 0 | 0 | 0 | 0
F3_Industrial_Food Processing_Existing_Process_Natural Gas_Process Boiler_E4 | F3 | Industrial | Food Processing | Existing | Process | Natural Gas | Process Boiler | E4 | System - kBTUs of Consumption | 0 | 0 | 0 | 0 | 0 | 0 | 0 | 0 | 0 | 0 | 0 | 0 | 0 | 0 | 0 | 0 | 0 | 0 | 0 | 0 | 0 | 0 | 0 | 0 | 0 | 0 | 0 | 0 | 0 | 0 | 0 | 0 | 0
F3_Industrial_Food Processing_Existing_Process_Natural Gas_Process Boiler_E5 | F3 | Industrial | Food Processing | Existing | Process | Natural Gas | Process Boiler | E5 | System - kBTUs of Consumption | 0 | 0 | 0 | 0 | 0 | 0 | 0 | 0 | 0 | 0 | 0 | 0 | 0 | 0 | 0 | 0 | 0 | 0 | 0 | 0 | 0 | 0 | 0 | 0 | 0 | 0 | 0 | 0 | 0 | 0 | 0 | 0 | 0
F3_Industrial_Food Processing_Existing_Process_Natural Gas_Process Boiler_E6 | F3 | Industrial | Food Processing | Existing | Process | Natural Gas | Process Boiler | E6 | System - kBTUs of Consumption | 0 | 0 | 0 | 0 | 0 | 0 | 0 | 0 | 0 | 0 | 0 | 0 | 0 | 0 | 0 | 0 | 0 | 0 | 0 | 0 | 0 | 0 | 0 | 0 | 0 | 0 | 0 | 0 | 0 | 0 | 0 | 0 | 0
F3_Industrial_Food Processing_Existing_Process_Natural Gas_Process Boiler_E7 | F3 | Industrial | Food Processing | Existing | Process | Natural Gas | Process Boiler | E7 | System - kBTUs of Consumption | 0 | 0 | 0 | 0 | 0 | 0 | 0 | 0 | 0 | 0 | 0 | 0 | 0 | 0 | 0 | 0 | 0 | 0 | 0 | 0 | 0 | 0 | 0 | 0 | 0 | 0 | 0 | 0 | 0 | 0 | 0 | 0 | 0
F3_Industrial_Food Processing_Existing_Process_Natural Gas_Process Boiler_E8 | F3 | Industrial | Food Processing | Existing | Process | Natural Gas | Process Boiler | E8 | System - kBTUs of Consumption | 0 | 0 | 0 | 0 | 0 | 0 | 0 | 0 | 0 | 0 | 0 | 0 | 0 | 0 | 0 | 0 | 0 | 0 | 0 | 0 | 0 | 0 | 0 | 0 | 0 | 0 | 0 | 0 | 0 | 0 | 0 | 0 | 0
F3_Industrial_Food Processing_Existing_Process_Natural Gas_Process Boiler_E9 | F3 | Industrial | Food Processing | Existing | Process | Natural Gas | Process Boiler | E9 | System - kBTUs of Consumption | 0 | 0 | 0 | 0 | 0 | 0 | 0 | 0 | 0 | 0 | 0 | 0 | 0 | 0 | 0 | 0 | 0 | 0 | 0 | 0 | 0 | 0 | 0 | 0 | 0 | 0 | 0 | 0 | 0 | 0 | 0 | 0 | 0
F3_Industrial_Food Processing_Existing_Process_Natural Gas_Process Boiler_E10 | F3 | Industrial | Food Processing | Existing | Process | Natural Gas | Process Boiler | E10 | System - kBTUs of Consumption | 0 | 0 | 0 | 0 | 0 | 0 | 0 | 0 | 0 | 0 | 0 | 0 | 0 | 0 | 0 | 0 | 0 | 0 | 0 | 0 | 0 | 0 | 0 | 0 | 0 | 0 | 0 | 0 | 0 | 0 | 0 | 0 | 0
F4_Industrial_Food Processing_Existing_Process_Natural Gas_Process Boiler_E1 | F4 | Industrial | Food Processing | Existing | Process | Natural Gas | Process Boiler | E1 | Utility - Cost of Equipment | 0 | 0 | 0 | 0 | 0 | 0 | 0 | 0 | 0 | 0 | 0 | 0 | 0 | 0 | 0 | 0 | 0 | 0 | 0 | 0 | 0 | 0 | 0 | 0 | 0 | 0 | 0 | 0 | 0 | 0 | 0 | 0 | 0
F4_Industrial_Food Processing_Existing_Process_Natural Gas_Process Boiler_E2 | F4 | Industrial | Food Processing | Existing | Process | Natural Gas | Process Boiler | E2 | Utility - Cost of Equipment | 0 | 0 | 0 | 0 | 0 | 0 | 0 | 0 | 0 | 0 | 0 | 0 | 0 | 0 | 0 | 0 | 0 | 0 | 0 | 0 | 0 | 0 | 0 | 0 | 0 | 0 | 0 | 0 | 0 | 0 | 0 | 0 | 0
F4_Industrial_Food Processing_Existing_Process_Natural Gas_Process Boiler_E3 | F4 | Industrial | Food Processing | Existing | Process | Natural Gas | Process Boiler | E3 | Utility - Cost of Equipment | 0 | 0 | 0 | 0 | 0 | 0 | 0 | 0 | 0 | 0 | 0 | 0 | 0 | 0 | 0 | 0 | 0 | 0 | 0 | 0 | 0 | 0 | 0 | 0 | 0 | 0 | 0 | 0 | 0 | 0 | 0 | 0 | 0
F4_Industrial_Food Processing_Existing_Process_Natural Gas_Process Boiler_E4 | F4 | Industrial | Food Processing | Existing | Process | Natural Gas | Process Boiler | E4 | Utility - Cost of Equipment | 0 | 0 | 0 | 0 | 0 | 0 | 0 | 0 | 0 | 0 | 0 | 0 | 0 | 0 | 0 | 0 | 0 | 0 | 0 | 0 | 0 | 0 | 0 | 0 | 0 | 0 | 0 | 0 | 0 | 0 | 0 | 0 | 0
F4_Industrial_Food Processing_Existing_Process_Natural Gas_Process Boiler_E5 | F4 | Industrial | Food Processing | Existing | Process | Natural Gas | Process Boiler | E5 | Utility - Cost of Equipment | 0 | 0 | 0 | 0 | 0 | 0 | 0 | 0 | 0 | 0 | 0 | 0 | 0 | 0 | 0 | 0 | 0 | 0 | 0 | 0 | 0 | 0 | 0 | 0 | 0 | 0 | 0 | 0 | 0 | 0 | 0 | 0 | 0
F4_Industrial_Food Processing_Existing_Process_Natural Gas_Process Boiler_E6 | F4 | Industrial | Food Processing | Existing | Process | Natural Gas | Process Boiler | E6 | Utility - Cost of Equipment | 0 | 0 | 0 | 0 | 0 | 0 | 0 | 0 | 0 | 0 | 0 | 0 | 0 | 0 | 0 | 0 | 0 | 0 | 0 | 0 | 0 | 0 | 0 | 0 | 0 | 0 | 0 | 0 | 0 | 0 | 0 | 0 | 0
F4_Industrial_Food Processing_Existing_Process_Natural Gas_Process Boiler_E7 | F4 | Industrial | Food Processing | Existing | Process | Natural Gas | Process Boiler | E7 | Utility - Cost of Equipment | 0 | 0 | 0 | 0 | 0 | 0 | 0 | 0 | 0 | 0 | 0 | 0 | 0 | 0 | 0 | 0 | 0 | 0 | 0 | 0 | 0 | 0 | 0 | 0 | 0 | 0 | 0 | 0 | 0 | 0 | 0 | 0 | 0
F4_Industrial_Food Processing_Existing_Process_Natural Gas_Process Boiler_E8 | F4 | Industrial | Food Processing | Existing | Process | Natural Gas | Process Boiler | E8 | Utility - Cost of Equipment | 0 | 0 | 0 | 0 | 0 | 0 | 0 | 0 | 0 | 0 | 0 | 0 | 0 | 0 | 0 | 0 | 0 | 0 | 0 | 0 | 0 | 0 | 0 | 0 | 0 | 0 | 0 | 0 | 0 | 0 | 0 | 0 | 0
F4_Industrial_Food Processing_Existing_Process_Natural Gas_Process Boiler_E9 | F4 | Industrial | Food Processing | Existing | Process | Natural Gas | Process Boiler | E9 | Utility - Cost of Equipment | 0 | 0 | 0 | 0 | 0 | 0 | 0 | 0 | 0 | 0 | 0 | 0 | 0 | 0 | 0 | 0 | 0 | 0 | 0 | 0 | 0 | 0 | 0 | 0 | 0 | 0 | 0 | 0 | 0 | 0 | 0 | 0 | 0
F4_Industrial_Food Processing_Existing_Process_Natural Gas_Process Boiler_E10 | F4 | Industrial | Food Processing | Existing | Process | Natural Gas | Process Boiler | E10 | Utility - Cost of Equipment | 0 | 0 | 0 | 0 | 0 | 0 | 0 | 0 | 0 | 0 | 0 | 0 | 0 | 0 | 0 | 0 | 0 | 0 | 0 | 0 | 0 | 0 | 0 | 0 | 0 | 0 | 0 | 0 | 0 | 0 | 0 | 0 | 0
F5_Industrial_Food Processing_Existing_Process_Natural Gas_Process Boiler_E1 | F5 | Industrial | Food Processing | Existing | Process | Natural Gas | Process Boiler | E1 | Utility - Cost of Operation | 0 | 0 | 0 | 0 | 0 | 0 | 0 | 0 | 0 | 0 | 0 | 0 | 0 | 0 | 0 | 0 | 0 | 0 | 0 | 0 | 0 | 0 | 0 | 0 | 0 | 0 | 0 | 0 | 0 | 0 | 0 | 0 | 0
F5_Industrial_Food Processing_Existing_Process_Natural Gas_Process Boiler_E2 | F5 | Industrial | Food Processing | Existing | Process | Natural Gas | Process Boiler | E2 | Utility - Cost of Operation | 0 | 0 | 0 | 0 | 0 | 0 | 0 | 0 | 0 | 0 | 0 | 0 | 0 | 0 | 0 | 0 | 0 | 0 | 0 | 0 | 0 | 0 | 0 | 0 | 0 | 0 | 0 | 0 | 0 | 0 | 0 | 0 | 0
F5_Industrial_Food Processing_Existing_Process_Natural Gas_Process Boiler_E3 | F5 | Industrial | Food Processing | Existing | Process | Natural Gas | Process Boiler | E3 | Utility - Cost of Operation | 0 | 0 | 0 | 0 | 0 | 0 | 0 | 0 | 0 | 0 | 0 | 0 | 0 | 0 | 0 | 0 | 0 | 0 | 0 | 0 | 0 | 0 | 0 | 0 | 0 | 0 | 0 | 0 | 0 | 0 | 0 | 0 | 0
F5_Industrial_Food Processing_Existing_Process_Natural Gas_Process Boiler_E4 | F5 | Industrial | Food Processing | Existing | Process | Natural Gas | Process Boiler | E4 | Utility - Cost of Operation | 0 | 0 | 0 | 0 | 0 | 0 | 0 | 0 | 0 | 0 | 0 | 0 | 0 | 0 | 0 | 0 | 0 | 0 | 0 | 0 | 0 | 0 | 0 | 0 | 0 | 0 | 0 | 0 | 0 | 0 | 0 | 0 | 0
F5_Industrial_Food Processing_Existing_Process_Natural Gas_Process Boiler_E5 | F5 | Industrial | Food Processing | Existing | Process | Natural Gas | Process Boiler | E5 | Utility - Cost of Operation | 0 | 0 | 0 | 0 | 0 | 0 | 0 | 0 | 0 | 0 | 0 | 0 | 0 | 0 | 0 | 0 | 0 | 0 | 0 | 0 | 0 | 0 | 0 | 0 | 0 | 0 | 0 | 0 | 0 | 0 | 0 | 0 | 0
F5_Industrial_Food Processing_Existing_Process_Natural Gas_Process Boiler_E6 | F5 | Industrial | Food Processing | Existing | Process | Natural Gas | Process Boiler | E6 | Utility - Cost of Operation | 0 | 0 | 0 | 0 | 0 | 0 | 0 | 0 | 0 | 0 | 0 | 0 | 0 | 0 | 0 | 0 | 0 | 0 | 0 | 0 | 0 | 0 | 0 | 0 | 0 | 0 | 0 | 0 | 0 | 0 | 0 | 0 | 0
F5_Industrial_Food Processing_Existing_Process_Natural Gas_Process Boiler_E7 | F5 | Industrial | Food Processing | Existing | Process | Natural Gas | Process Boiler | E7 | Utility - Cost of Operation | 0 | 0 | 0 | 0 | 0 | 0 | 0 | 0 | 0 | 0 | 0 | 0 | 0 | 0 | 0 | 0 | 0 | 0 | 0 | 0 | 0 | 0 | 0 | 0 | 0 | 0 | 0 | 0 | 0 | 0 | 0 | 0 | 0
F5_Industrial_Food Processing_Existing_Process_Natural Gas_Process Boiler_E8 | F5 | Industrial | Food Processing | Existing | Process | Natural Gas | Process Boiler | E8 | Utility - Cost of Operation | 0 | 0 | 0 | 0 | 0 | 0 | 0 | 0 | 0 | 0 | 0 | 0 | 0 | 0 | 0 | 0 | 0 | 0 | 0 | 0 | 0 | 0 | 0 | 0 | 0 | 0 | 0 | 0 | 0 | 0 | 0 | 0 | 0
F5_Industrial_Food Processing_Existing_Process_Natural Gas_Process Boiler_E9 | F5 | Industrial | Food Processing | Existing | Process | Natural Gas | Process Boiler | E9 | Utility - Cost of Operation | 0 | 0 | 0 | 0 | 0 | 0 | 0 | 0 | 0 | 0 | 0 | 0 | 0 | 0 | 0 | 0 | 0 | 0 | 0 | 0 | 0 | 0 | 0 | 0 | 0 | 0 | 0 | 0 | 0 | 0 | 0 | 0 | 0
F5_Industrial_Food Processing_Existing_Process_Natural Gas_Process Boiler_E10 | F5 | Industrial | Food Processing | Existing | Process | Natural Gas | Process Boiler | E10 | Utility - Cost of Operation | 0 | 0 | 0 | 0 | 0 | 0 | 0 | 0 | 0 | 0 | 0 | 0 | 0 | 0 | 0 | 0 | 0 | 0 | 0 | 0 | 0 | 0 | 0 | 0 | 0 | 0 | 0 | 0 | 0 | 0 | 0 | 0 | 0
F6_Industrial_Food Processing_Existing_Process_Natural Gas_Process Boiler_E1 | F6 | Industrial | Food Processing | Existing | Process | Natural Gas | Process Boiler | E1 | Utility - Value of Sales | 0 | 0 | 0 | 0 | 0 | 0 | 0 | 0 | 0 | 0 | 0 | 0 | 0 | 0 | 0 | 0 | 0 | 0 | 0 | 0 | 0 | 0 | 0 | 0 | 0 | 0 | 0 | 0 | 0 | 0 | 0 | 0 | 0
F6_Industrial_Food Processing_Existing_Process_Natural Gas_Process Boiler_E2 | F6 | Industrial | Food Processing | Existing | Process | Natural Gas | Process Boiler | E2 | Utility - Value of Sales | 0 | 0 | 0 | 0 | 0 | 0 | 0 | 0 | 0 | 0 | 0 | 0 | 0 | 0 | 0 | 0 | 0 | 0 | 0 | 0 | 0 | 0 | 0 | 0 | 0 | 0 | 0 | 0 | 0 | 0 | 0 | 0 | 0
F6_Industrial_Food Processing_Existing_Process_Natural Gas_Process Boiler_E3 | F6 | Industrial | Food Processing | Existing | Process | Natural Gas | Process Boiler | E3 | Utility - Value of Sales | 0 | 0 | 0 | 0 | 0 | 0 | 0 | 0 | 0 | 0 | 0 | 0 | 0 | 0 | 0 | 0 | 0 | 0 | 0 | 0 | 0 | 0 | 0 | 0 | 0 | 0 | 0 | 0 | 0 | 0 | 0 | 0 | 0
F6_Industrial_Food Processing_Existing_Process_Natural Gas_Process Boiler_E4 | F6 | Industrial | Food Processing | Existing | Process | Natural Gas | Process Boiler | E4 | Utility - Value of Sales | 0 | 0 | 0 | 0 | 0 | 0 | 0 | 0 | 0 | 0 | 0 | 0 | 0 | 0 | 0 | 0 | 0 | 0 | 0 | 0 | 0 | 0 | 0 | 0 | 0 | 0 | 0 | 0 | 0 | 0 | 0 | 0 | 0
F6_Industrial_Food Processing_Existing_Process_Natural Gas_Process Boiler_E5 | F6 | Industrial | Food Processing | Existing | Process | Natural Gas | Process Boiler | E5 | Utility - Value of Sales | 0 | 0 | 0 | 0 | 0 | 0 | 0 | 0 | 0 | 0 | 0 | 0 | 0 | 0 | 0 | 0 | 0 | 0 | 0 | 0 | 0 | 0 | 0 | 0 | 0 | 0 | 0 | 0 | 0 | 0 | 0 | 0 | 0
F6_Industrial_Food Processing_Existing_Process_Natural Gas_Process Boiler_E6 | F6 | Industrial | Food Processing | Existing | Process | Natural Gas | Process Boiler | E6 | Utility - Value of Sales | 0 | 0 | 0 | 0 | 0 | 0 | 0 | 0 | 0 | 0 | 0 | 0 | 0 | 0 | 0 | 0 | 0 | 0 | 0 | 0 | 0 | 0 | 0 | 0 | 0 | 0 | 0 | 0 | 0 | 0 | 0 | 0 | 0
F6_Industrial_Food Processing_Existing_Process_Natural Gas_Process Boiler_E7 | F6 | Industrial | Food Processing | Existing | Process | Natural Gas | Process Boiler | E7 | Utility - Value of Sales | 0 | 0 | 0 | 0 | 0 | 0 | 0 | 0 | 0 | 0 | 0 | 0 | 0 | 0 | 0 | 0 | 0 | 0 | 0 | 0 | 0 | 0 | 0 | 0 | 0 | 0 | 0 | 0 | 0 | 0 | 0 | 0 | 0
F6_Industrial_Food Processing_Existing_Process_Natural Gas_Process Boiler_E8 | F6 | Industrial | Food Processing | Existing | Process | Natural Gas | Process Boiler | E8 | Utility - Value of Sales | 0 | 0 | 0 | 0 | 0 | 0 | 0 | 0 | 0 | 0 | 0 | 0 | 0 | 0 | 0 | 0 | 0 | 0 | 0 | 0 | 0 | 0 | 0 | 0 | 0 | 0 | 0 | 0 | 0 | 0 | 0 | 0 | 0
F6_Industrial_Food Processing_Existing_Process_Natural Gas_Process Boiler_E9 | F6 | Industrial | Food Processing | Existing | Process | Natural Gas | Process Boiler | E9 | Utility - Value of Sales | 0 | 0 | 0 | 0 | 0 | 0 | 0 | 0 | 0 | 0 | 0 | 0 | 0 | 0 | 0 | 0 | 0 | 0 | 0 | 0 | 0 | 0 | 0 | 0 | 0 | 0 | 0 | 0 | 0 | 0 | 0 | 0 | 0
F6_Industrial_Food Processing_Existing_Process_Natural Gas_Process Boiler_E10 | F6 | Industrial | Food Processing | Existing | Process | Natural Gas | Process Boiler | E10 | Utility - Value of Sales | 0 | 0 | 0 | 0 | 0 | 0 | 0 | 0 | 0 | 0 | 0 | 0 | 0 | 0 | 0 | 0 | 0 | 0 | 0 | 0 | 0 | 0 | 0 | 0 | 0 | 0 | 0 | 0 | 0 | 0 | 0 | 0 | 0
F1_Industrial_Food Processing_Existing_Process_Natural Gas_Process Cooling_E1 | F1 | Industrial | Food Processing | Existing | Process | Natural Gas | Process Cooling | E1 | RVT - Cost of Equipment | 0 | 0 | 0 | 0 | 0 | 0 | 0 | 0 | 0 | 0 | 0 | 0 | 0 | 0 | 0 | 0 | 0 | 0 | 0 | 0 | 0 | 0 | 0 | 0 | 0 | 0 | 0 | 0 | 0 | 0 | 0 | 0 | 0
F1_Industrial_Food Processing_Existing_Process_Natural Gas_Process Cooling_E2 | F1 | Industrial | Food Processing | Existing | Process | Natural Gas | Process Cooling | E2 | RVT - Cost of Equipment | 0 | 0 | 0 | 0 | 0 | 0 | 0 | 0 | 0 | 0 | 0 | 0 | 0 | 0 | 0 | 0 | 0 | 0 | 0 | 0 | 0 | 0 | 0 | 0 | 0 | 0 | 0 | 0 | 0 | 0 | 0 | 0 | 0
F1_Industrial_Food Processing_Existing_Process_Natural Gas_Process Cooling_E3 | F1 | Industrial | Food Processing | Existing | Process | Natural Gas | Process Cooling | E3 | RVT - Cost of Equipment | 0 | 0 | 0 | 0 | 0 | 0 | 0 | 0 | 0 | 0 | 0 | 0 | 0 | 0 | 0 | 0 | 0 | 0 | 0 | 0 | 0 | 0 | 0 | 0 | 0 | 0 | 0 | 0 | 0 | 0 | 0 | 0 | 0
F1_Industrial_Food Processing_Existing_Process_Natural Gas_Process Cooling_E4 | F1 | Industrial | Food Processing | Existing | Process | Natural Gas | Process Cooling | E4 | RVT - Cost of Equipment | 0 | 0 | 0 | 0 | 0 | 0 | 0 | 0 | 0 | 0 | 0 | 0 | 0 | 0 | 0 | 0 | 0 | 0 | 0 | 0 | 0 | 0 | 0 | 0 | 0 | 0 | 0 | 0 | 0 | 0 | 0 | 0 | 0
F1_Industrial_Food Processing_Existing_Process_Natural Gas_Process Cooling_E5 | F1 | Industrial | Food Processing | Existing | Process | Natural Gas | Process Cooling | E5 | RVT - Cost of Equipment | 0 | 0 | 0 | 0 | 0 | 0 | 0 | 0 | 0 | 0 | 0 | 0 | 0 | 0 | 0 | 0 | 0 | 0 | 0 | 0 | 0 | 0 | 0 | 0 | 0 | 0 | 0 | 0 | 0 | 0 | 0 | 0 | 0
F1_Industrial_Food Processing_Existing_Process_Natural Gas_Process Cooling_E6 | F1 | Industrial | Food Processing | Existing | Process | Natural Gas | Process Cooling | E6 | RVT - Cost of Equipment | 0 | 0 | 0 | 0 | 0 | 0 | 0 | 0 | 0 | 0 | 0 | 0 | 0 | 0 | 0 | 0 | 0 | 0 | 0 | 0 | 0 | 0 | 0 | 0 | 0 | 0 | 0 | 0 | 0 | 0 | 0 | 0 | 0
F1_Industrial_Food Processing_Existing_Process_Natural Gas_Process Cooling_E7 | F1 | Industrial | Food Processing | Existing | Process | Natural Gas | Process Cooling | E7 | RVT - Cost of Equipment | 0 | 0 | 0 | 0 | 0 | 0 | 0 | 0 | 0 | 0 | 0 | 0 | 0 | 0 | 0 | 0 | 0 | 0 | 0 | 0 | 0 | 0 | 0 | 0 | 0 | 0 | 0 | 0 | 0 | 0 | 0 | 0 | 0
F1_Industrial_Food Processing_Existing_Process_Natural Gas_Process Cooling_E8 | F1 | Industrial | Food Processing | Existing | Process | Natural Gas | Process Cooling | E8 | RVT - Cost of Equipment | 0 | 0 | 0 | 0 | 0 | 0 | 0 | 0 | 0 | 0 | 0 | 0 | 0 | 0 | 0 | 0 | 0 | 0 | 0 | 0 | 0 | 0 | 0 | 0 | 0 | 0 | 0 | 0 | 0 | 0 | 0 | 0 | 0
F1_Industrial_Food Processing_Existing_Process_Natural Gas_Process Cooling_E9 | F1 | Industrial | Food Processing | Existing | Process | Natural Gas | Process Cooling | E9 | RVT - Cost of Equipment | 0 | 0 | 0 | 0 | 0 | 0 | 0 | 0 | 0 | 0 | 0 | 0 | 0 | 0 | 0 | 0 | 0 | 0 | 0 | 0 | 0 | 0 | 0 | 0 | 0 | 0 | 0 | 0 | 0 | 0 | 0 | 0 | 0
F1_Industrial_Food Processing_Existing_Process_Natural Gas_Process Cooling_E10 | F1 | Industrial | Food Processing | Existing | Process | Natural Gas | Process Cooling | E10 | RVT - Cost of Equipment | 0 | 0 | 0 | 0 | 0 | 0 | 0 | 0 | 0 | 0 | 0 | 0 | 0 | 0 | 0 | 0 | 0 | 0 | 0 | 0 | 0 | 0 | 0 | 0 | 0 | 0 | 0 | 0 | 0 | 0 | 0 | 0 | 0
F2_Industrial_Food Processing_Existing_Process_Natural Gas_Process Cooling_E1 | F2 | Industrial | Food Processing | Existing | Process | Natural Gas | Process Cooling | E1 | RVT - Cost of Operation | 0 | 0 | 0 | 0 | 0 | 0 | 0 | 0 | 0 | 0 | 0 | 0 | 0 | 0 | 0 | 0 | 0 | 0 | 0 | 0 | 0 | 0 | 0 | 0 | 0 | 0 | 0 | 0 | 0 | 0 | 0 | 0 | 0
F2_Industrial_Food Processing_Existing_Process_Natural Gas_Process Cooling_E2 | F2 | Industrial | Food Processing | Existing | Process | Natural Gas | Process Cooling | E2 | RVT - Cost of Operation | 0 | 0 | 0 | 0 | 0 | 0 | 0 | 0 | 0 | 0 | 0 | 0 | 0 | 0 | 0 | 0 | 0 | 0 | 0 | 0 | 0 | 0 | 0 | 0 | 0 | 0 | 0 | 0 | 0 | 0 | 0 | 0 | 0
F2_Industrial_Food Processing_Existing_Process_Natural Gas_Process Cooling_E3 | F2 | Industrial | Food Processing | Existing | Process | Natural Gas | Process Cooling | E3 | RVT - Cost of Operation | 0 | 0 | 0 | 0 | 0 | 0 | 0 | 0 | 0 | 0 | 0 | 0 | 0 | 0 | 0 | 0 | 0 | 0 | 0 | 0 | 0 | 0 | 0 | 0 | 0 | 0 | 0 | 0 | 0 | 0 | 0 | 0 | 0
F2_Industrial_Food Processing_Existing_Process_Natural Gas_Process Cooling_E4 | F2 | Industrial | Food Processing | Existing | Process | Natural Gas | Process Cooling | E4 | RVT - Cost of Operation | 0 | 0 | 0 | 0 | 0 | 0 | 0 | 0 | 0 | 0 | 0 | 0 | 0 | 0 | 0 | 0 | 0 | 0 | 0 | 0 | 0 | 0 | 0 | 0 | 0 | 0 | 0 | 0 | 0 | 0 | 0 | 0 | 0
F2_Industrial_Food Processing_Existing_Process_Natural Gas_Process Cooling_E5 | F2 | Industrial | Food Processing | Existing | Process | Natural Gas | Process Cooling | E5 | RVT - Cost of Operation | 0 | 0 | 0 | 0 | 0 | 0 | 0 | 0 | 0 | 0 | 0 | 0 | 0 | 0 | 0 | 0 | 0 | 0 | 0 | 0 | 0 | 0 | 0 | 0 | 0 | 0 | 0 | 0 | 0 | 0 | 0 | 0 | 0
F2_Industrial_Food Processing_Existing_Process_Natural Gas_Process Cooling_E6 | F2 | Industrial | Food Processing | Existing | Process | Natural Gas | Process Cooling | E6 | RVT - Cost of Operation | 0 | 0 | 0 | 0 | 0 | 0 | 0 | 0 | 0 | 0 | 0 | 0 | 0 | 0 | 0 | 0 | 0 | 0 | 0 | 0 | 0 | 0 | 0 | 0 | 0 | 0 | 0 | 0 | 0 | 0 | 0 | 0 | 0
F2_Industrial_Food Processing_Existing_Process_Natural Gas_Process Cooling_E7 | F2 | Industrial | Food Processing | Existing | Process | Natural Gas | Process Cooling | E7 | RVT - Cost of Operation | 0 | 0 | 0 | 0 | 0 | 0 | 0 | 0 | 0 | 0 | 0 | 0 | 0 | 0 | 0 | 0 | 0 | 0 | 0 | 0 | 0 | 0 | 0 | 0 | 0 | 0 | 0 | 0 | 0 | 0 | 0 | 0 | 0
F2_Industrial_Food Processing_Existing_Process_Natural Gas_Process Cooling_E8 | F2 | Industrial | Food Processing | Existing | Process | Natural Gas | Process Cooling | E8 | RVT - Cost of Operation | 0 | 0 | 0 | 0 | 0 | 0 | 0 | 0 | 0 | 0 | 0 | 0 | 0 | 0 | 0 | 0 | 0 | 0 | 0 | 0 | 0 | 0 | 0 | 0 | 0 | 0 | 0 | 0 | 0 | 0 | 0 | 0 | 0
F2_Industrial_Food Processing_Existing_Process_Natural Gas_Process Cooling_E9 | F2 | Industrial | Food Processing | Existing | Process | Natural Gas | Process Cooling | E9 | RVT - Cost of Operation | 0 | 0 | 0 | 0 | 0 | 0 | 0 | 0 | 0 | 0 | 0 | 0 | 0 | 0 | 0 | 0 | 0 | 0 | 0 | 0 | 0 | 0 | 0 | 0 | 0 | 0 | 0 | 0 | 0 | 0 | 0 | 0 | 0
F2_Industrial_Food Processing_Existing_Process_Natural Gas_Process Cooling_E10 | F2 | Industrial | Food Processing | Existing | Process | Natural Gas | Process Cooling | E10 | RVT - Cost of Operation | 0 | 0 | 0 | 0 | 0 | 0 | 0 | 0 | 0 | 0 | 0 | 0 | 0 | 0 | 0 | 0 | 0 | 0 | 0 | 0 | 0 | 0 | 0 | 0 | 0 | 0 | 0 | 0 | 0 | 0 | 0 | 0 | 0
F3_Industrial_Food Processing_Existing_Process_Natural Gas_Process Cooling_E1 | F3 | Industrial | Food Processing | Existing | Process | Natural Gas | Process Cooling | E1 | System - kBTUs of Consumption | 0 | 0 | 0 | 0 | 0 | 0 | 0 | 0 | 0 | 0 | 0 | 0 | 0 | 0 | 0 | 0 | 0 | 0 | 0 | 0 | 0 | 0 | 0 | 0 | 0 | 0 | 0 | 0 | 0 | 0 | 0 | 0 | 0
F3_Industrial_Food Processing_Existing_Process_Natural Gas_Process Cooling_E2 | F3 | Industrial | Food Processing | Existing | Process | Natural Gas | Process Cooling | E2 | System - kBTUs of Consumption | 0 | 0 | 0 | 0 | 0 | 0 | 0 | 0 | 0 | 0 | 0 | 0 | 0 | 0 | 0 | 0 | 0 | 0 | 0 | 0 | 0 | 0 | 0 | 0 | 0 | 0 | 0 | 0 | 0 | 0 | 0 | 0 | 0
F3_Industrial_Food Processing_Existing_Process_Natural Gas_Process Cooling_E3 | F3 | Industrial | Food Processing | Existing | Process | Natural Gas | Process Cooling | E3 | System - kBTUs of Consumption | 0 | 0 | 0 | 0 | 0 | 0 | 0 | 0 | 0 | 0 | 0 | 0 | 0 | 0 | 0 | 0 | 0 | 0 | 0 | 0 | 0 | 0 | 0 | 0 | 0 | 0 | 0 | 0 | 0 | 0 | 0 | 0 | 0
F3_Industrial_Food Processing_Existing_Process_Natural Gas_Process Cooling_E4 | F3 | Industrial | Food Processing | Existing | Process | Natural Gas | Process Cooling | E4 | System - kBTUs of Consumption | 0 | 0 | 0 | 0 | 0 | 0 | 0 | 0 | 0 | 0 | 0 | 0 | 0 | 0 | 0 | 0 | 0 | 0 | 0 | 0 | 0 | 0 | 0 | 0 | 0 | 0 | 0 | 0 | 0 | 0 | 0 | 0 | 0
F3_Industrial_Food Processing_Existing_Process_Natural Gas_Process Cooling_E5 | F3 | Industrial | Food Processing | Existing | Process | Natural Gas | Process Cooling | E5 | System - kBTUs of Consumption | 0 | 0 | 0 | 0 | 0 | 0 | 0 | 0 | 0 | 0 | 0 | 0 | 0 | 0 | 0 | 0 | 0 | 0 | 0 | 0 | 0 | 0 | 0 | 0 | 0 | 0 | 0 | 0 | 0 | 0 | 0 | 0 | 0
F3_Industrial_Food Processing_Existing_Process_Natural Gas_Process Cooling_E6 | F3 | Industrial | Food Processing | Existing | Process | Natural Gas | Process Cooling | E6 | System - kBTUs of Consumption | 0 | 0 | 0 | 0 | 0 | 0 | 0 | 0 | 0 | 0 | 0 | 0 | 0 | 0 | 0 | 0 | 0 | 0 | 0 | 0 | 0 | 0 | 0 | 0 | 0 | 0 | 0 | 0 | 0 | 0 | 0 | 0 | 0
F3_Industrial_Food Processing_Existing_Process_Natural Gas_Process Cooling_E7 | F3 | Industrial | Food Processing | Existing | Process | Natural Gas | Process Cooling | E7 | System - kBTUs of Consumption | 0 | 0 | 0 | 0 | 0 | 0 | 0 | 0 | 0 | 0 | 0 | 0 | 0 | 0 | 0 | 0 | 0 | 0 | 0 | 0 | 0 | 0 | 0 | 0 | 0 | 0 | 0 | 0 | 0 | 0 | 0 | 0 | 0
F3_Industrial_Food Processing_Existing_Process_Natural Gas_Process Cooling_E8 | F3 | Industrial | Food Processing | Existing | Process | Natural Gas | Process Cooling | E8 | System - kBTUs of Consumption | 0 | 0 | 0 | 0 | 0 | 0 | 0 | 0 | 0 | 0 | 0 | 0 | 0 | 0 | 0 | 0 | 0 | 0 | 0 | 0 | 0 | 0 | 0 | 0 | 0 | 0 | 0 | 0 | 0 | 0 | 0 | 0 | 0
F3_Industrial_Food Processing_Existing_Process_Natural Gas_Process Cooling_E9 | F3 | Industrial | Food Processing | Existing | Process | Natural Gas | Process Cooling | E9 | System - kBTUs of Consumption | 0 | 0 | 0 | 0 | 0 | 0 | 0 | 0 | 0 | 0 | 0 | 0 | 0 | 0 | 0 | 0 | 0 | 0 | 0 | 0 | 0 | 0 | 0 | 0 | 0 | 0 | 0 | 0 | 0 | 0 | 0 | 0 | 0
F3_Industrial_Food Processing_Existing_Process_Natural Gas_Process Cooling_E10 | F3 | Industrial | Food Processing | Existing | Process | Natural Gas | Process Cooling | E10 | System - kBTUs of Consumption | 0 | 0 | 0 | 0 | 0 | 0 | 0 | 0 | 0 | 0 | 0 | 0 | 0 | 0 | 0 | 0 | 0 | 0 | 0 | 0 | 0 | 0 | 0 | 0 | 0 | 0 | 0 | 0 | 0 | 0 | 0 | 0 | 0
F4_Industrial_Food Processing_Existing_Process_Natural Gas_Process Cooling_E1 | F4 | Industrial | Food Processing | Existing | Process | Natural Gas | Process Cooling | E1 | Utility - Cost of Equipment | 0 | 0 | 0 | 0 | 0 | 0 | 0 | 0 | 0 | 0 | 0 | 0 | 0 | 0 | 0 | 0 | 0 | 0 | 0 | 0 | 0 | 0 | 0 | 0 | 0 | 0 | 0 | 0 | 0 | 0 | 0 | 0 | 0
F4_Industrial_Food Processing_Existing_Process_Natural Gas_Process Cooling_E2 | F4 | Industrial | Food Processing | Existing | Process | Natural Gas | Process Cooling | E2 | Utility - Cost of Equipment | 0 | 0 | 0 | 0 | 0 | 0 | 0 | 0 | 0 | 0 | 0 | 0 | 0 | 0 | 0 | 0 | 0 | 0 | 0 | 0 | 0 | 0 | 0 | 0 | 0 | 0 | 0 | 0 | 0 | 0 | 0 | 0 | 0
F4_Industrial_Food Processing_Existing_Process_Natural Gas_Process Cooling_E3 | F4 | Industrial | Food Processing | Existing | Process | Natural Gas | Process Cooling | E3 | Utility - Cost of Equipment | 0 | 0 | 0 | 0 | 0 | 0 | 0 | 0 | 0 | 0 | 0 | 0 | 0 | 0 | 0 | 0 | 0 | 0 | 0 | 0 | 0 | 0 | 0 | 0 | 0 | 0 | 0 | 0 | 0 | 0 | 0 | 0 | 0
F4_Industrial_Food Processing_Existing_Process_Natural Gas_Process Cooling_E4 | F4 | Industrial | Food Processing | Existing | Process | Natural Gas | Process Cooling | E4 | Utility - Cost of Equipment | 0 | 0 | 0 | 0 | 0 | 0 | 0 | 0 | 0 | 0 | 0 | 0 | 0 | 0 | 0 | 0 | 0 | 0 | 0 | 0 | 0 | 0 | 0 | 0 | 0 | 0 | 0 | 0 | 0 | 0 | 0 | 0 | 0
F4_Industrial_Food Processing_Existing_Process_Natural Gas_Process Cooling_E5 | F4 | Industrial | Food Processing | Existing | Process | Natural Gas | Process Cooling | E5 | Utility - Cost of Equipment | 0 | 0 | 0 | 0 | 0 | 0 | 0 | 0 | 0 | 0 | 0 | 0 | 0 | 0 | 0 | 0 | 0 | 0 | 0 | 0 | 0 | 0 | 0 | 0 | 0 | 0 | 0 | 0 | 0 | 0 | 0 | 0 | 0
F4_Industrial_Food Processing_Existing_Process_Natural Gas_Process Cooling_E6 | F4 | Industrial | Food Processing | Existing | Process | Natural Gas | Process Cooling | E6 | Utility - Cost of Equipment | 0 | 0 | 0 | 0 | 0 | 0 | 0 | 0 | 0 | 0 | 0 | 0 | 0 | 0 | 0 | 0 | 0 | 0 | 0 | 0 | 0 | 0 | 0 | 0 | 0 | 0 | 0 | 0 | 0 | 0 | 0 | 0 | 0
F4_Industrial_Food Processing_Existing_Process_Natural Gas_Process Cooling_E7 | F4 | Industrial | Food Processing | Existing | Process | Natural Gas | Process Cooling | E7 | Utility - Cost of Equipment | 0 | 0 | 0 | 0 | 0 | 0 | 0 | 0 | 0 | 0 | 0 | 0 | 0 | 0 | 0 | 0 | 0 | 0 | 0 | 0 | 0 | 0 | 0 | 0 | 0 | 0 | 0 | 0 | 0 | 0 | 0 | 0 | 0
F4_Industrial_Food Processing_Existing_Process_Natural Gas_Process Cooling_E8 | F4 | Industrial | Food Processing | Existing | Process | Natural Gas | Process Cooling | E8 | Utility - Cost of Equipment | 0 | 0 | 0 | 0 | 0 | 0 | 0 | 0 | 0 | 0 | 0 | 0 | 0 | 0 | 0 | 0 | 0 | 0 | 0 | 0 | 0 | 0 | 0 | 0 | 0 | 0 | 0 | 0 | 0 | 0 | 0 | 0 | 0
F4_Industrial_Food Processing_Existing_Process_Natural Gas_Process Cooling_E9 | F4 | Industrial | Food Processing | Existing | Process | Natural Gas | Process Cooling | E9 | Utility - Cost of Equipment | 0 | 0 | 0 | 0 | 0 | 0 | 0 | 0 | 0 | 0 | 0 | 0 | 0 | 0 | 0 | 0 | 0 | 0 | 0 | 0 | 0 | 0 | 0 | 0 | 0 | 0 | 0 | 0 | 0 | 0 | 0 | 0 | 0
F4_Industrial_Food Processing_Existing_Process_Natural Gas_Process Cooling_E10 | F4 | Industrial | Food Processing | Existing | Process | Natural Gas | Process Cooling | E10 | Utility - Cost of Equipment | 0 | 0 | 0 | 0 | 0 | 0 | 0 | 0 | 0 | 0 | 0 | 0 | 0 | 0 | 0 | 0 | 0 | 0 | 0 | 0 | 0 | 0 | 0 | 0 | 0 | 0 | 0 | 0 | 0 | 0 | 0 | 0 | 0
F5_Industrial_Food Processing_Existing_Process_Natural Gas_Process Cooling_E1 | F5 | Industrial | Food Processing | Existing | Process | Natural Gas | Process Cooling | E1 | Utility - Cost of Operation | 0 | 0 | 0 | 0 | 0 | 0 | 0 | 0 | 0 | 0 | 0 | 0 | 0 | 0 | 0 | 0 | 0 | 0 | 0 | 0 | 0 | 0 | 0 | 0 | 0 | 0 | 0 | 0 | 0 | 0 | 0 | 0 | 0
F5_Industrial_Food Processing_Existing_Process_Natural Gas_Process Cooling_E2 | F5 | Industrial | Food Processing | Existing | Process | Natural Gas | Process Cooling | E2 | Utility - Cost of Operation | 0 | 0 | 0 | 0 | 0 | 0 | 0 | 0 | 0 | 0 | 0 | 0 | 0 | 0 | 0 | 0 | 0 | 0 | 0 | 0 | 0 | 0 | 0 | 0 | 0 | 0 | 0 | 0 | 0 | 0 | 0 | 0 | 0
F5_Industrial_Food Processing_Existing_Process_Natural Gas_Process Cooling_E3 | F5 | Industrial | Food Processing | Existing | Process | Natural Gas | Process Cooling | E3 | Utility - Cost of Operation | 0 | 0 | 0 | 0 | 0 | 0 | 0 | 0 | 0 | 0 | 0 | 0 | 0 | 0 | 0 | 0 | 0 | 0 | 0 | 0 | 0 | 0 | 0 | 0 | 0 | 0 | 0 | 0 | 0 | 0 | 0 | 0 | 0
F5_Industrial_Food Processing_Existing_Process_Natural Gas_Process Cooling_E4 | F5 | Industrial | Food Processing | Existing | Process | Natural Gas | Process Cooling | E4 | Utility - Cost of Operation | 0 | 0 | 0 | 0 | 0 | 0 | 0 | 0 | 0 | 0 | 0 | 0 | 0 | 0 | 0 | 0 | 0 | 0 | 0 | 0 | 0 | 0 | 0 | 0 | 0 | 0 | 0 | 0 | 0 | 0 | 0 | 0 | 0
F5_Industrial_Food Processing_Existing_Process_Natural Gas_Process Cooling_E5 | F5 | Industrial | Food Processing | Existing | Process | Natural Gas | Process Cooling | E5 | Utility - Cost of Operation | 0 | 0 | 0 | 0 | 0 | 0 | 0 | 0 | 0 | 0 | 0 | 0 | 0 | 0 | 0 | 0 | 0 | 0 | 0 | 0 | 0 | 0 | 0 | 0 | 0 | 0 | 0 | 0 | 0 | 0 | 0 | 0 | 0
F5_Industrial_Food Processing_Existing_Process_Natural Gas_Process Cooling_E6 | F5 | Industrial | Food Processing | Existing | Process | Natural Gas | Process Cooling | E6 | Utility - Cost of Operation | 0 | 0 | 0 | 0 | 0 | 0 | 0 | 0 | 0 | 0 | 0 | 0 | 0 | 0 | 0 | 0 | 0 | 0 | 0 | 0 | 0 | 0 | 0 | 0 | 0 | 0 | 0 | 0 | 0 | 0 | 0 | 0 | 0
F5_Industrial_Food Processing_Existing_Process_Natural Gas_Process Cooling_E7 | F5 | Industrial | Food Processing | Existing | Process | Natural Gas | Process Cooling | E7 | Utility - Cost of Operation | 0 | 0 | 0 | 0 | 0 | 0 | 0 | 0 | 0 | 0 | 0 | 0 | 0 | 0 | 0 | 0 | 0 | 0 | 0 | 0 | 0 | 0 | 0 | 0 | 0 | 0 | 0 | 0 | 0 | 0 | 0 | 0 | 0
F5_Industrial_Food Processing_Existing_Process_Natural Gas_Process Cooling_E8 | F5 | Industrial | Food Processing | Existing | Process | Natural Gas | Process Cooling | E8 | Utility - Cost of Operation | 0 | 0 | 0 | 0 | 0 | 0 | 0 | 0 | 0 | 0 | 0 | 0 | 0 | 0 | 0 | 0 | 0 | 0 | 0 | 0 | 0 | 0 | 0 | 0 | 0 | 0 | 0 | 0 | 0 | 0 | 0 | 0 | 0
F5_Industrial_Food Processing_Existing_Process_Natural Gas_Process Cooling_E9 | F5 | Industrial | Food Processing | Existing | Process | Natural Gas | Process Cooling | E9 | Utility - Cost of Operation | 0 | 0 | 0 | 0 | 0 | 0 | 0 | 0 | 0 | 0 | 0 | 0 | 0 | 0 | 0 | 0 | 0 | 0 | 0 | 0 | 0 | 0 | 0 | 0 | 0 | 0 | 0 | 0 | 0 | 0 | 0 | 0 | 0
F5_Industrial_Food Processing_Existing_Process_Natural Gas_Process Cooling_E10 | F5 | Industrial | Food Processing | Existing | Process | Natural Gas | Process Cooling | E10 | Utility - Cost of Operation | 0 | 0 | 0 | 0 | 0 | 0 | 0 | 0 | 0 | 0 | 0 | 0 | 0 | 0 | 0 | 0 | 0 | 0 | 0 | 0 | 0 | 0 | 0 | 0 | 0 | 0 | 0 | 0 | 0 | 0 | 0 | 0 | 0
F6_Industrial_Food Processing_Existing_Process_Natural Gas_Process Cooling_E1 | F6 | Industrial | Food Processing | Existing | Process | Natural Gas | Process Cooling | E1 | Utility - Value of Sales | 0 | 0 | 0 | 0 | 0 | 0 | 0 | 0 | 0 | 0 | 0 | 0 | 0 | 0 | 0 | 0 | 0 | 0 | 0 | 0 | 0 | 0 | 0 | 0 | 0 | 0 | 0 | 0 | 0 | 0 | 0 | 0 | 0
F6_Industrial_Food Processing_Existing_Process_Natural Gas_Process Cooling_E2 | F6 | Industrial | Food Processing | Existing | Process | Natural Gas | Process Cooling | E2 | Utility - Value of Sales | 0 | 0 | 0 | 0 | 0 | 0 | 0 | 0 | 0 | 0 | 0 | 0 | 0 | 0 | 0 | 0 | 0 | 0 | 0 | 0 | 0 | 0 | 0 | 0 | 0 | 0 | 0 | 0 | 0 | 0 | 0 | 0 | 0
F6_Industrial_Food Processing_Existing_Process_Natural Gas_Process Cooling_E3 | F6 | Industrial | Food Processing | Existing | Process | Natural Gas | Process Cooling | E3 | Utility - Value of Sales | 0 | 0 | 0 | 0 | 0 | 0 | 0 | 0 | 0 | 0 | 0 | 0 | 0 | 0 | 0 | 0 | 0 | 0 | 0 | 0 | 0 | 0 | 0 | 0 | 0 | 0 | 0 | 0 | 0 | 0 | 0 | 0 | 0
F6_Industrial_Food Processing_Existing_Process_Natural Gas_Process Cooling_E4 | F6 | Industrial | Food Processing | Existing | Process | Natural Gas | Process Cooling | E4 | Utility - Value of Sales | 0 | 0 | 0 | 0 | 0 | 0 | 0 | 0 | 0 | 0 | 0 | 0 | 0 | 0 | 0 | 0 | 0 | 0 | 0 | 0 | 0 | 0 | 0 | 0 | 0 | 0 | 0 | 0 | 0 | 0 | 0 | 0 | 0
F6_Industrial_Food Processing_Existing_Process_Natural Gas_Process Cooling_E5 | F6 | Industrial | Food Processing | Existing | Process | Natural Gas | Process Cooling | E5 | Utility - Value of Sales | 0 | 0 | 0 | 0 | 0 | 0 | 0 | 0 | 0 | 0 | 0 | 0 | 0 | 0 | 0 | 0 | 0 | 0 | 0 | 0 | 0 | 0 | 0 | 0 | 0 | 0 | 0 | 0 | 0 | 0 | 0 | 0 | 0
F6_Industrial_Food Processing_Existing_Process_Natural Gas_Process Cooling_E6 | F6 | Industrial | Food Processing | Existing | Process | Natural Gas | Process Cooling | E6 | Utility - Value of Sales | 0 | 0 | 0 | 0 | 0 | 0 | 0 | 0 | 0 | 0 | 0 | 0 | 0 | 0 | 0 | 0 | 0 | 0 | 0 | 0 | 0 | 0 | 0 | 0 | 0 | 0 | 0 | 0 | 0 | 0 | 0 | 0 | 0
F6_Industrial_Food Processing_Existing_Process_Natural Gas_Process Cooling_E7 | F6 | Industrial | Food Processing | Existing | Process | Natural Gas | Process Cooling | E7 | Utility - Value of Sales | 0 | 0 | 0 | 0 | 0 | 0 | 0 | 0 | 0 | 0 | 0 | 0 | 0 | 0 | 0 | 0 | 0 | 0 | 0 | 0 | 0 | 0 | 0 | 0 | 0 | 0 | 0 | 0 | 0 | 0 | 0 | 0 | 0
F6_Industrial_Food Processing_Existing_Process_Natural Gas_Process Cooling_E8 | F6 | Industrial | Food Processing | Existing | Process | Natural Gas | Process Cooling | E8 | Utility - Value of Sales | 0 | 0 | 0 | 0 | 0 | 0 | 0 | 0 | 0 | 0 | 0 | 0 | 0 | 0 | 0 | 0 | 0 | 0 | 0 | 0 | 0 | 0 | 0 | 0 | 0 | 0 | 0 | 0 | 0 | 0 | 0 | 0 | 0
F6_Industrial_Food Processing_Existing_Process_Natural Gas_Process Cooling_E9 | F6 | Industrial | Food Processing | Existing | Process | Natural Gas | Process Cooling | E9 | Utility - Value of Sales | 0 | 0 | 0 | 0 | 0 | 0 | 0 | 0 | 0 | 0 | 0 | 0 | 0 | 0 | 0 | 0 | 0 | 0 | 0 | 0 | 0 | 0 | 0 | 0 | 0 | 0 | 0 | 0 | 0 | 0 | 0 | 0 | 0
F6_Industrial_Food Processing_Existing_Process_Natural Gas_Process Cooling_E10 | F6 | Industrial | Food Processing | Existing | Process | Natural Gas | Process Cooling | E10 | Utility - Value of Sales | 0 | 0 | 0 | 0 | 0 | 0 | 0 | 0 | 0 | 0 | 0 | 0 | 0 | 0 | 0 | 0 | 0 | 0 | 0 | 0 | 0 | 0 | 0 | 0 | 0 | 0 | 0 | 0 | 0 | 0 | 0 | 0 | 0
F1_Industrial_Food Processing_Existing_Process_Natural Gas_Other Process_E1 | F1 | Industrial | Food Processing | Existing | Process | Natural Gas | Other Process | E1 | RVT - Cost of Equipment | 0 | 0 | 0 | 0 | 0 | 0 | 0 | 0 | 0 | 0 | 0 | 0 | 0 | 0 | 0 | 0 | 0 | 0 | 0 | 0 | 0 | 0 | 0 | 0 | 0 | 0 | 0 | 0 | 0 | 0 | 0 | 0 | 0
F1_Industrial_Food Processing_Existing_Process_Natural Gas_Other Process_E2 | F1 | Industrial | Food Processing | Existing | Process | Natural Gas | Other Process | E2 | RVT - Cost of Equipment | 0 | 0 | 0 | 0 | 0 | 0 | 0 | 0 | 0 | 0 | 0 | 0 | 0 | 0 | 0 | 0 | 0 | 0 | 0 | 0 | 0 | 0 | 0 | 0 | 0 | 0 | 0 | 0 | 0 | 0 | 0 | 0 | 0
F1_Industrial_Food Processing_Existing_Process_Natural Gas_Other Process_E3 | F1 | Industrial | Food Processing | Existing | Process | Natural Gas | Other Process | E3 | RVT - Cost of Equipment | 0 | 0 | 0 | 0 | 0 | 0 | 0 | 0 | 0 | 0 | 0 | 0 | 0 | 0 | 0 | 0 | 0 | 0 | 0 | 0 | 0 | 0 | 0 | 0 | 0 | 0 | 0 | 0 | 0 | 0 | 0 | 0 | 0
F1_Industrial_Food Processing_Existing_Process_Natural Gas_Other Process_E4 | F1 | Industrial | Food Processing | Existing | Process | Natural Gas | Other Process | E4 | RVT - Cost of Equipment | 0 | 0 | 0 | 0 | 0 | 0 | 0 | 0 | 0 | 0 | 0 | 0 | 0 | 0 | 0 | 0 | 0 | 0 | 0 | 0 | 0 | 0 | 0 | 0 | 0 | 0 | 0 | 0 | 0 | 0 | 0 | 0 | 0
F1_Industrial_Food Processing_Existing_Process_Natural Gas_Other Process_E5 | F1 | Industrial | Food Processing | Existing | Process | Natural Gas | Other Process | E5 | RVT - Cost of Equipment | 0 | 0 | 0 | 0 | 0 | 0 | 0 | 0 | 0 | 0 | 0 | 0 | 0 | 0 | 0 | 0 | 0 | 0 | 0 | 0 | 0 | 0 | 0 | 0 | 0 | 0 | 0 | 0 | 0 | 0 | 0 | 0 | 0
F1_Industrial_Food Processing_Existing_Process_Natural Gas_Other Process_E6 | F1 | Industrial | Food Processing | Existing | Process | Natural Gas | Other Process | E6 | RVT - Cost of Equipment | 0 | 0 | 0 | 0 | 0 | 0 | 0 | 0 | 0 | 0 | 0 | 0 | 0 | 0 | 0 | 0 | 0 | 0 | 0 | 0 | 0 | 0 | 0 | 0 | 0 | 0 | 0 | 0 | 0 | 0 | 0 | 0 | 0
F1_Industrial_Food Processing_Existing_Process_Natural Gas_Other Process_E7 | F1 | Industrial | Food Processing | Existing | Process | Natural Gas | Other Process | E7 | RVT - Cost of Equipment | 0 | 0 | 0 | 0 | 0 | 0 | 0 | 0 | 0 | 0 | 0 | 0 | 0 | 0 | 0 | 0 | 0 | 0 | 0 | 0 | 0 | 0 | 0 | 0 | 0 | 0 | 0 | 0 | 0 | 0 | 0 | 0 | 0
F1_Industrial_Food Processing_Existing_Process_Natural Gas_Other Process_E8 | F1 | Industrial | Food Processing | Existing | Process | Natural Gas | Other Process | E8 | RVT - Cost of Equipment | 0 | 0 | 0 | 0 | 0 | 0 | 0 | 0 | 0 | 0 | 0 | 0 | 0 | 0 | 0 | 0 | 0 | 0 | 0 | 0 | 0 | 0 | 0 | 0 | 0 | 0 | 0 | 0 | 0 | 0 | 0 | 0 | 0
F1_Industrial_Food Processing_Existing_Process_Natural Gas_Other Process_E9 | F1 | Industrial | Food Processing | Existing | Process | Natural Gas | Other Process | E9 | RVT - Cost of Equipment | 0 | 0 | 0 | 0 | 0 | 0 | 0 | 0 | 0 | 0 | 0 | 0 | 0 | 0 | 0 | 0 | 0 | 0 | 0 | 0 | 0 | 0 | 0 | 0 | 0 | 0 | 0 | 0 | 0 | 0 | 0 | 0 | 0
F1_Industrial_Food Processing_Existing_Process_Natural Gas_Other Process_E10 | F1 | Industrial | Food Processing | Existing | Process | Natural Gas | Other Process | E10 | RVT - Cost of Equipment | 0 | 0 | 0 | 0 | 0 | 0 | 0 | 0 | 0 | 0 | 0 | 0 | 0 | 0 | 0 | 0 | 0 | 0 | 0 | 0 | 0 | 0 | 0 | 0 | 0 | 0 | 0 | 0 | 0 | 0 | 0 | 0 | 0
F2_Industrial_Food Processing_Existing_Process_Natural Gas_Other Process_E1 | F2 | Industrial | Food Processing | Existing | Process | Natural Gas | Other Process | E1 | RVT - Cost of Operation | 0 | 0 | 0 | 0 | 0 | 0 | 0 | 0 | 0 | 0 | 0 | 0 | 0 | 0 | 0 | 0 | 0 | 0 | 0 | 0 | 0 | 0 | 0 | 0 | 0 | 0 | 0 | 0 | 0 | 0 | 0 | 0 | 0
F2_Industrial_Food Processing_Existing_Process_Natural Gas_Other Process_E2 | F2 | Industrial | Food Processing | Existing | Process | Natural Gas | Other Process | E2 | RVT - Cost of Operation | 0 | 0 | 0 | 0 | 0 | 0 | 0 | 0 | 0 | 0 | 0 | 0 | 0 | 0 | 0 | 0 | 0 | 0 | 0 | 0 | 0 | 0 | 0 | 0 | 0 | 0 | 0 | 0 | 0 | 0 | 0 | 0 | 0
F2_Industrial_Food Processing_Existing_Process_Natural Gas_Other Process_E3 | F2 | Industrial | Food Processing | Existing | Process | Natural Gas | Other Process | E3 | RVT - Cost of Operation | 0 | 0 | 0 | 0 | 0 | 0 | 0 | 0 | 0 | 0 | 0 | 0 | 0 | 0 | 0 | 0 | 0 | 0 | 0 | 0 | 0 | 0 | 0 | 0 | 0 | 0 | 0 | 0 | 0 | 0 | 0 | 0 | 0
F2_Industrial_Food Processing_Existing_Process_Natural Gas_Other Process_E4 | F2 | Industrial | Food Processing | Existing | Process | Natural Gas | Other Process | E4 | RVT - Cost of Operation | 0 | 0 | 0 | 0 | 0 | 0 | 0 | 0 | 0 | 0 | 0 | 0 | 0 | 0 | 0 | 0 | 0 | 0 | 0 | 0 | 0 | 0 | 0 | 0 | 0 | 0 | 0 | 0 | 0 | 0 | 0 | 0 | 0
F2_Industrial_Food Processing_Existing_Process_Natural Gas_Other Process_E5 | F2 | Industrial | Food Processing | Existing | Process | Natural Gas | Other Process | E5 | RVT - Cost of Operation | 0 | 0 | 0 | 0 | 0 | 0 | 0 | 0 | 0 | 0 | 0 | 0 | 0 | 0 | 0 | 0 | 0 | 0 | 0 | 0 | 0 | 0 | 0 | 0 | 0 | 0 | 0 | 0 | 0 | 0 | 0 | 0 | 0
F2_Industrial_Food Processing_Existing_Process_Natural Gas_Other Process_E6 | F2 | Industrial | Food Processing | Existing | Process | Natural Gas | Other Process | E6 | RVT - Cost of Operation | 0 | 0 | 0 | 0 | 0 | 0 | 0 | 0 | 0 | 0 | 0 | 0 | 0 | 0 | 0 | 0 | 0 | 0 | 0 | 0 | 0 | 0 | 0 | 0 | 0 | 0 | 0 | 0 | 0 | 0 | 0 | 0 | 0
F2_Industrial_Food Processing_Existing_Process_Natural Gas_Other Process_E7 | F2 | Industrial | Food Processing | Existing | Process | Natural Gas | Other Process | E7 | RVT - Cost of Operation | 0 | 0 | 0 | 0 | 0 | 0 | 0 | 0 | 0 | 0 | 0 | 0 | 0 | 0 | 0 | 0 | 0 | 0 | 0 | 0 | 0 | 0 | 0 | 0 | 0 | 0 | 0 | 0 | 0 | 0 | 0 | 0 | 0
F2_Industrial_Food Processing_Existing_Process_Natural Gas_Other Process_E8 | F2 | Industrial | Food Processing | Existing | Process | Natural Gas | Other Process | E8 | RVT - Cost of Operation | 0 | 0 | 0 | 0 | 0 | 0 | 0 | 0 | 0 | 0 | 0 | 0 | 0 | 0 | 0 | 0 | 0 | 0 | 0 | 0 | 0 | 0 | 0 | 0 | 0 | 0 | 0 | 0 | 0 | 0 | 0 | 0 | 0
F2_Industrial_Food Processing_Existing_Process_Natural Gas_Other Process_E9 | F2 | Industrial | Food Processing | Existing | Process | Natural Gas | Other Process | E9 | RVT - Cost of Operation | 0 | 0 | 0 | 0 | 0 | 0 | 0 | 0 | 0 | 0 | 0 | 0 | 0 | 0 | 0 | 0 | 0 | 0 | 0 | 0 | 0 | 0 | 0 | 0 | 0 | 0 | 0 | 0 | 0 | 0 | 0 | 0 | 0
F2_Industrial_Food Processing_Existing_Process_Natural Gas_Other Process_E10 | F2 | Industrial | Food Processing | Existing | Process | Natural Gas | Other Process | E10 | RVT - Cost of Operation | 0 | 0 | 0 | 0 | 0 | 0 | 0 | 0 | 0 | 0 | 0 | 0 | 0 | 0 | 0 | 0 | 0 | 0 | 0 | 0 | 0 | 0 | 0 | 0 | 0 | 0 | 0 | 0 | 0 | 0 | 0 | 0 | 0
F3_Industrial_Food Processing_Existing_Process_Natural Gas_Other Process_E1 | F3 | Industrial | Food Processing | Existing | Process | Natural Gas | Other Process | E1 | System - kBTUs of Consumption | 0 | 0 | 0 | 0 | 0 | 0 | 0 | 0 | 0 | 0 | 0 | 0 | 0 | 0 | 0 | 0 | 0 | 0 | 0 | 0 | 0 | 0 | 0 | 0 | 0 | 0 | 0 | 0 | 0 | 0 | 0 | 0 | 0
F3_Industrial_Food Processing_Existing_Process_Natural Gas_Other Process_E2 | F3 | Industrial | Food Processing | Existing | Process | Natural Gas | Other Process | E2 | System - kBTUs of Consumption | 0 | 0 | 0 | 0 | 0 | 0 | 0 | 0 | 0 | 0 | 0 | 0 | 0 | 0 | 0 | 0 | 0 | 0 | 0 | 0 | 0 | 0 | 0 | 0 | 0 | 0 | 0 | 0 | 0 | 0 | 0 | 0 | 0
F3_Industrial_Food Processing_Existing_Process_Natural Gas_Other Process_E3 | F3 | Industrial | Food Processing | Existing | Process | Natural Gas | Other Process | E3 | System - kBTUs of Consumption | 0 | 0 | 0 | 0 | 0 | 0 | 0 | 0 | 0 | 0 | 0 | 0 | 0 | 0 | 0 | 0 | 0 | 0 | 0 | 0 | 0 | 0 | 0 | 0 | 0 | 0 | 0 | 0 | 0 | 0 | 0 | 0 | 0
F3_Industrial_Food Processing_Existing_Process_Natural Gas_Other Process_E4 | F3 | Industrial | Food Processing | Existing | Process | Natural Gas | Other Process | E4 | System - kBTUs of Consumption | 0 | 0 | 0 | 0 | 0 | 0 | 0 | 0 | 0 | 0 | 0 | 0 | 0 | 0 | 0 | 0 | 0 | 0 | 0 | 0 | 0 | 0 | 0 | 0 | 0 | 0 | 0 | 0 | 0 | 0 | 0 | 0 | 0
F3_Industrial_Food Processing_Existing_Process_Natural Gas_Other Process_E5 | F3 | Industrial | Food Processing | Existing | Process | Natural Gas | Other Process | E5 | System - kBTUs of Consumption | 0 | 0 | 0 | 0 | 0 | 0 | 0 | 0 | 0 | 0 | 0 | 0 | 0 | 0 | 0 | 0 | 0 | 0 | 0 | 0 | 0 | 0 | 0 | 0 | 0 | 0 | 0 | 0 | 0 | 0 | 0 | 0 | 0
F3_Industrial_Food Processing_Existing_Process_Natural Gas_Other Process_E6 | F3 | Industrial | Food Processing | Existing | Process | Natural Gas | Other Process | E6 | System - kBTUs of Consumption | 0 | 0 | 0 | 0 | 0 | 0 | 0 | 0 | 0 | 0 | 0 | 0 | 0 | 0 | 0 | 0 | 0 | 0 | 0 | 0 | 0 | 0 | 0 | 0 | 0 | 0 | 0 | 0 | 0 | 0 | 0 | 0 | 0
F3_Industrial_Food Processing_Existing_Process_Natural Gas_Other Process_E7 | F3 | Industrial | Food Processing | Existing | Process | Natural Gas | Other Process | E7 | System - kBTUs of Consumption | 0 | 0 | 0 | 0 | 0 | 0 | 0 | 0 | 0 | 0 | 0 | 0 | 0 | 0 | 0 | 0 | 0 | 0 | 0 | 0 | 0 | 0 | 0 | 0 | 0 | 0 | 0 | 0 | 0 | 0 | 0 | 0 | 0
F3_Industrial_Food Processing_Existing_Process_Natural Gas_Other Process_E8 | F3 | Industrial | Food Processing | Existing | Process | Natural Gas | Other Process | E8 | System - kBTUs of Consumption | 0 | 0 | 0 | 0 | 0 | 0 | 0 | 0 | 0 | 0 | 0 | 0 | 0 | 0 | 0 | 0 | 0 | 0 | 0 | 0 | 0 | 0 | 0 | 0 | 0 | 0 | 0 | 0 | 0 | 0 | 0 | 0 | 0
F3_Industrial_Food Processing_Existing_Process_Natural Gas_Other Process_E9 | F3 | Industrial | Food Processing | Existing | Process | Natural Gas | Other Process | E9 | System - kBTUs of Consumption | 0 | 0 | 0 | 0 | 0 | 0 | 0 | 0 | 0 | 0 | 0 | 0 | 0 | 0 | 0 | 0 | 0 | 0 | 0 | 0 | 0 | 0 | 0 | 0 | 0 | 0 | 0 | 0 | 0 | 0 | 0 | 0 | 0
F3_Industrial_Food Processing_Existing_Process_Natural Gas_Other Process_E10 | F3 | Industrial | Food Processing | Existing | Process | Natural Gas | Other Process | E10 | System - kBTUs of Consumption | 0 | 0 | 0 | 0 | 0 | 0 | 0 | 0 | 0 | 0 | 0 | 0 | 0 | 0 | 0 | 0 | 0 | 0 | 0 | 0 | 0 | 0 | 0 | 0 | 0 | 0 | 0 | 0 | 0 | 0 | 0 | 0 | 0
F4_Industrial_Food Processing_Existing_Process_Natural Gas_Other Process_E1 | F4 | Industrial | Food Processing | Existing | Process | Natural Gas | Other Process | E1 | Utility - Cost of Equipment | 0 | 0 | 0 | 0 | 0 | 0 | 0 | 0 | 0 | 0 | 0 | 0 | 0 | 0 | 0 | 0 | 0 | 0 | 0 | 0 | 0 | 0 | 0 | 0 | 0 | 0 | 0 | 0 | 0 | 0 | 0 | 0 | 0
F4_Industrial_Food Processing_Existing_Process_Natural Gas_Other Process_E2 | F4 | Industrial | Food Processing | Existing | Process | Natural Gas | Other Process | E2 | Utility - Cost of Equipment | 0 | 0 | 0 | 0 | 0 | 0 | 0 | 0 | 0 | 0 | 0 | 0 | 0 | 0 | 0 | 0 | 0 | 0 | 0 | 0 | 0 | 0 | 0 | 0 | 0 | 0 | 0 | 0 | 0 | 0 | 0 | 0 | 0
F4_Industrial_Food Processing_Existing_Process_Natural Gas_Other Process_E3 | F4 | Industrial | Food Processing | Existing | Process | Natural Gas | Other Process | E3 | Utility - Cost of Equipment | 0 | 0 | 0 | 0 | 0 | 0 | 0 | 0 | 0 | 0 | 0 | 0 | 0 | 0 | 0 | 0 | 0 | 0 | 0 | 0 | 0 | 0 | 0 | 0 | 0 | 0 | 0 | 0 | 0 | 0 | 0 | 0 | 0
F4_Industrial_Food Processing_Existing_Process_Natural Gas_Other Process_E4 | F4 | Industrial | Food Processing | Existing | Process | Natural Gas | Other Process | E4 | Utility - Cost of Equipment | 0 | 0 | 0 | 0 | 0 | 0 | 0 | 0 | 0 | 0 | 0 | 0 | 0 | 0 | 0 | 0 | 0 | 0 | 0 | 0 | 0 | 0 | 0 | 0 | 0 | 0 | 0 | 0 | 0 | 0 | 0 | 0 | 0
F4_Industrial_Food Processing_Existing_Process_Natural Gas_Other Process_E5 | F4 | Industrial | Food Processing | Existing | Process | Natural Gas | Other Process | E5 | Utility - Cost of Equipment | 0 | 0 | 0 | 0 | 0 | 0 | 0 | 0 | 0 | 0 | 0 | 0 | 0 | 0 | 0 | 0 | 0 | 0 | 0 | 0 | 0 | 0 | 0 | 0 | 0 | 0 | 0 | 0 | 0 | 0 | 0 | 0 | 0
F4_Industrial_Food Processing_Existing_Process_Natural Gas_Other Process_E6 | F4 | Industrial | Food Processing | Existing | Process | Natural Gas | Other Process | E6 | Utility - Cost of Equipment | 0 | 0 | 0 | 0 | 0 | 0 | 0 | 0 | 0 | 0 | 0 | 0 | 0 | 0 | 0 | 0 | 0 | 0 | 0 | 0 | 0 | 0 | 0 | 0 | 0 | 0 | 0 | 0 | 0 | 0 | 0 | 0 | 0
F4_Industrial_Food Processing_Existing_Process_Natural Gas_Other Process_E7 | F4 | Industrial | Food Processing | Existing | Process | Natural Gas | Other Process | E7 | Utility - Cost of Equipment | 0 | 0 | 0 | 0 | 0 | 0 | 0 | 0 | 0 | 0 | 0 | 0 | 0 | 0 | 0 | 0 | 0 | 0 | 0 | 0 | 0 | 0 | 0 | 0 | 0 | 0 | 0 | 0 | 0 | 0 | 0 | 0 | 0
F4_Industrial_Food Processing_Existing_Process_Natural Gas_Other Process_E8 | F4 | Industrial | Food Processing | Existing | Process | Natural Gas | Other Process | E8 | Utility - Cost of Equipment | 0 | 0 | 0 | 0 | 0 | 0 | 0 | 0 | 0 | 0 | 0 | 0 | 0 | 0 | 0 | 0 | 0 | 0 | 0 | 0 | 0 | 0 | 0 | 0 | 0 | 0 | 0 | 0 | 0 | 0 | 0 | 0 | 0
F4_Industrial_Food Processing_Existing_Process_Natural Gas_Other Process_E9 | F4 | Industrial | Food Processing | Existing | Process | Natural Gas | Other Process | E9 | Utility - Cost of Equipment | 0 | 0 | 0 | 0 | 0 | 0 | 0 | 0 | 0 | 0 | 0 | 0 | 0 | 0 | 0 | 0 | 0 | 0 | 0 | 0 | 0 | 0 | 0 | 0 | 0 | 0 | 0 | 0 | 0 | 0 | 0 | 0 | 0
F4_Industrial_Food Processing_Existing_Process_Natural Gas_Other Process_E10 | F4 | Industrial | Food Processing | Existing | Process | Natural Gas | Other Process | E10 | Utility - Cost of Equipment | 0 | 0 | 0 | 0 | 0 | 0 | 0 | 0 | 0 | 0 | 0 | 0 | 0 | 0 | 0 | 0 | 0 | 0 | 0 | 0 | 0 | 0 | 0 | 0 | 0 | 0 | 0 | 0 | 0 | 0 | 0 | 0 | 0
F5_Industrial_Food Processing_Existing_Process_Natural Gas_Other Process_E1 | F5 | Industrial | Food Processing | Existing | Process | Natural Gas | Other Process | E1 | Utility - Cost of Operation | 0 | 0 | 0 | 0 | 0 | 0 | 0 | 0 | 0 | 0 | 0 | 0 | 0 | 0 | 0 | 0 | 0 | 0 | 0 | 0 | 0 | 0 | 0 | 0 | 0 | 0 | 0 | 0 | 0 | 0 | 0 | 0 | 0
F5_Industrial_Food Processing_Existing_Process_Natural Gas_Other Process_E2 | F5 | Industrial | Food Processing | Existing | Process | Natural Gas | Other Process | E2 | Utility - Cost of Operation | 0 | 0 | 0 | 0 | 0 | 0 | 0 | 0 | 0 | 0 | 0 | 0 | 0 | 0 | 0 | 0 | 0 | 0 | 0 | 0 | 0 | 0 | 0 | 0 | 0 | 0 | 0 | 0 | 0 | 0 | 0 | 0 | 0
F5_Industrial_Food Processing_Existing_Process_Natural Gas_Other Process_E3 | F5 | Industrial | Food Processing | Existing | Process | Natural Gas | Other Process | E3 | Utility - Cost of Operation | 0 | 0 | 0 | 0 | 0 | 0 | 0 | 0 | 0 | 0 | 0 | 0 | 0 | 0 | 0 | 0 | 0 | 0 | 0 | 0 | 0 | 0 | 0 | 0 | 0 | 0 | 0 | 0 | 0 | 0 | 0 | 0 | 0
F5_Industrial_Food Processing_Existing_Process_Natural Gas_Other Process_E4 | F5 | Industrial | Food Processing | Existing | Process | Natural Gas | Other Process | E4 | Utility - Cost of Operation | 0 | 0 | 0 | 0 | 0 | 0 | 0 | 0 | 0 | 0 | 0 | 0 | 0 | 0 | 0 | 0 | 0 | 0 | 0 | 0 | 0 | 0 | 0 | 0 | 0 | 0 | 0 | 0 | 0 | 0 | 0 | 0 | 0
F5_Industrial_Food Processing_Existing_Process_Natural Gas_Other Process_E5 | F5 | Industrial | Food Processing | Existing | Process | Natural Gas | Other Process | E5 | Utility - Cost of Operation | 0 | 0 | 0 | 0 | 0 | 0 | 0 | 0 | 0 | 0 | 0 | 0 | 0 | 0 | 0 | 0 | 0 | 0 | 0 | 0 | 0 | 0 | 0 | 0 | 0 | 0 | 0 | 0 | 0 | 0 | 0 | 0 | 0
F5_Industrial_Food Processing_Existing_Process_Natural Gas_Other Process_E6 | F5 | Industrial | Food Processing | Existing | Process | Natural Gas | Other Process | E6 | Utility - Cost of Operation | 0 | 0 | 0 | 0 | 0 | 0 | 0 | 0 | 0 | 0 | 0 | 0 | 0 | 0 | 0 | 0 | 0 | 0 | 0 | 0 | 0 | 0 | 0 | 0 | 0 | 0 | 0 | 0 | 0 | 0 | 0 | 0 | 0
F5_Industrial_Food Processing_Existing_Process_Natural Gas_Other Process_E7 | F5 | Industrial | Food Processing | Existing | Process | Natural Gas | Other Process | E7 | Utility - Cost of Operation | 0 | 0 | 0 | 0 | 0 | 0 | 0 | 0 | 0 | 0 | 0 | 0 | 0 | 0 | 0 | 0 | 0 | 0 | 0 | 0 | 0 | 0 | 0 | 0 | 0 | 0 | 0 | 0 | 0 | 0 | 0 | 0 | 0
F5_Industrial_Food Processing_Existing_Process_Natural Gas_Other Process_E8 | F5 | Industrial | Food Processing | Existing | Process | Natural Gas | Other Process | E8 | Utility - Cost of Operation | 0 | 0 | 0 | 0 | 0 | 0 | 0 | 0 | 0 | 0 | 0 | 0 | 0 | 0 | 0 | 0 | 0 | 0 | 0 | 0 | 0 | 0 | 0 | 0 | 0 | 0 | 0 | 0 | 0 | 0 | 0 | 0 | 0
F5_Industrial_Food Processing_Existing_Process_Natural Gas_Other Process_E9 | F5 | Industrial | Food Processing | Existing | Process | Natural Gas | Other Process | E9 | Utility - Cost of Operation | 0 | 0 | 0 | 0 | 0 | 0 | 0 | 0 | 0 | 0 | 0 | 0 | 0 | 0 | 0 | 0 | 0 | 0 | 0 | 0 | 0 | 0 | 0 | 0 | 0 | 0 | 0 | 0 | 0 | 0 | 0 | 0 | 0
F5_Industrial_Food Processing_Existing_Process_Natural Gas_Other Process_E10 | F5 | Industrial | Food Processing | Existing | Process | Natural Gas | Other Process | E10 | Utility - Cost of Operation | 0 | 0 | 0 | 0 | 0 | 0 | 0 | 0 | 0 | 0 | 0 | 0 | 0 | 0 | 0 | 0 | 0 | 0 | 0 | 0 | 0 | 0 | 0 | 0 | 0 | 0 | 0 | 0 | 0 | 0 | 0 | 0 | 0
F6_Industrial_Food Processing_Existing_Process_Natural Gas_Other Process_E1 | F6 | Industrial | Food Processing | Existing | Process | Natural Gas | Other Process | E1 | Utility - Value of Sales | 0 | 0 | 0 | 0 | 0 | 0 | 0 | 0 | 0 | 0 | 0 | 0 | 0 | 0 | 0 | 0 | 0 | 0 | 0 | 0 | 0 | 0 | 0 | 0 | 0 | 0 | 0 | 0 | 0 | 0 | 0 | 0 | 0
F6_Industrial_Food Processing_Existing_Process_Natural Gas_Other Process_E2 | F6 | Industrial | Food Processing | Existing | Process | Natural Gas | Other Process | E2 | Utility - Value of Sales | 0 | 0 | 0 | 0 | 0 | 0 | 0 | 0 | 0 | 0 | 0 | 0 | 0 | 0 | 0 | 0 | 0 | 0 | 0 | 0 | 0 | 0 | 0 | 0 | 0 | 0 | 0 | 0 | 0 | 0 | 0 | 0 | 0
F6_Industrial_Food Processing_Existing_Process_Natural Gas_Other Process_E3 | F6 | Industrial | Food Processing | Existing | Process | Natural Gas | Other Process | E3 | Utility - Value of Sales | 0 | 0 | 0 | 0 | 0 | 0 | 0 | 0 | 0 | 0 | 0 | 0 | 0 | 0 | 0 | 0 | 0 | 0 | 0 | 0 | 0 | 0 | 0 | 0 | 0 | 0 | 0 | 0 | 0 | 0 | 0 | 0 | 0
F6_Industrial_Food Processing_Existing_Process_Natural Gas_Other Process_E4 | F6 | Industrial | Food Processing | Existing | Process | Natural Gas | Other Process | E4 | Utility - Value of Sales | 0 | 0 | 0 | 0 | 0 | 0 | 0 | 0 | 0 | 0 | 0 | 0 | 0 | 0 | 0 | 0 | 0 | 0 | 0 | 0 | 0 | 0 | 0 | 0 | 0 | 0 | 0 | 0 | 0 | 0 | 0 | 0 | 0
F6_Industrial_Food Processing_Existing_Process_Natural Gas_Other Process_E5 | F6 | Industrial | Food Processing | Existing | Process | Natural Gas | Other Process | E5 | Utility - Value of Sales | 0 | 0 | 0 | 0 | 0 | 0 | 0 | 0 | 0 | 0 | 0 | 0 | 0 | 0 | 0 | 0 | 0 | 0 | 0 | 0 | 0 | 0 | 0 | 0 | 0 | 0 | 0 | 0 | 0 | 0 | 0 | 0 | 0
F6_Industrial_Food Processing_Existing_Process_Natural Gas_Other Process_E6 | F6 | Industrial | Food Processing | Existing | Process | Natural Gas | Other Process | E6 | Utility - Value of Sales | 0 | 0 | 0 | 0 | 0 | 0 | 0 | 0 | 0 | 0 | 0 | 0 | 0 | 0 | 0 | 0 | 0 | 0 | 0 | 0 | 0 | 0 | 0 | 0 | 0 | 0 | 0 | 0 | 0 | 0 | 0 | 0 | 0
F6_Industrial_Food Processing_Existing_Process_Natural Gas_Other Process_E7 | F6 | Industrial | Food Processing | Existing | Process | Natural Gas | Other Process | E7 | Utility - Value of Sales | 0 | 0 | 0 | 0 | 0 | 0 | 0 | 0 | 0 | 0 | 0 | 0 | 0 | 0 | 0 | 0 | 0 | 0 | 0 | 0 | 0 | 0 | 0 | 0 | 0 | 0 | 0 | 0 | 0 | 0 | 0 | 0 | 0
F6_Industrial_Food Processing_Existing_Process_Natural Gas_Other Process_E8 | F6 | Industrial | Food Processing | Existing | Process | Natural Gas | Other Process | E8 | Utility - Value of Sales | 0 | 0 | 0 | 0 | 0 | 0 | 0 | 0 | 0 | 0 | 0 | 0 | 0 | 0 | 0 | 0 | 0 | 0 | 0 | 0 | 0 | 0 | 0 | 0 | 0 | 0 | 0 | 0 | 0 | 0 | 0 | 0 | 0
F6_Industrial_Food Processing_Existing_Process_Natural Gas_Other Process_E9 | F6 | Industrial | Food Processing | Existing | Process | Natural Gas | Other Process | E9 | Utility - Value of Sales | 0 | 0 | 0 | 0 | 0 | 0 | 0 | 0 | 0 | 0 | 0 | 0 | 0 | 0 | 0 | 0 | 0 | 0 | 0 | 0 | 0 | 0 | 0 | 0 | 0 | 0 | 0 | 0 | 0 | 0 | 0 | 0 | 0
F6_Industrial_Food Processing_Existing_Process_Natural Gas_Other Process_E10 | F6 | Industrial | Food Processing | Existing | Process | Natural Gas | Other Process | E10 | Utility - Value of Sales | 0 | 0 | 0 | 0 | 0 | 0 | 0 | 0 | 0 | 0 | 0 | 0 | 0 | 0 | 0 | 0 | 0 | 0 | 0 | 0 | 0 | 0 | 0 | 0 | 0 | 0 | 0 | 0 | 0 | 0 | 0 | 0 | 0
F1_Industrial_Food Processing_Existing_Miscellaneous_Natural Gas_Miscellaneous_E1 | F1 | Industrial | Food Processing | Existing | Miscellaneous | Natural Gas | Miscellaneous | E1 | RVT - Cost of Equipment | 0 | 0 | 0 | 0 | 0 | 0 | 0 | 0 | 0 | 0 | 0 | 0 | 0 | 0 | 0 | 0 | 0 | 0 | 0 | 0 | 0 | 0 | 0 | 0 | 0 | 0 | 0 | 0 | 0 | 0 | 0 | 0 | 0
F1_Industrial_Food Processing_Existing_Miscellaneous_Natural Gas_Miscellaneous_E2 | F1 | Industrial | Food Processing | Existing | Miscellaneous | Natural Gas | Miscellaneous | E2 | RVT - Cost of Equipment | 0 | 0 | 0 | 0 | 0 | 0 | 0 | 0 | 0 | 0 | 0 | 0 | 0 | 0 | 0 | 0 | 0 | 0 | 0 | 0 | 0 | 0 | 0 | 0 | 0 | 0 | 0 | 0 | 0 | 0 | 0 | 0 | 0
F1_Industrial_Food Processing_Existing_Miscellaneous_Natural Gas_Miscellaneous_E3 | F1 | Industrial | Food Processing | Existing | Miscellaneous | Natural Gas | Miscellaneous | E3 | RVT - Cost of Equipment | 0 | 0 | 0 | 0 | 0 | 0 | 0 | 0 | 0 | 0 | 0 | 0 | 0 | 0 | 0 | 0 | 0 | 0 | 0 | 0 | 0 | 0 | 0 | 0 | 0 | 0 | 0 | 0 | 0 | 0 | 0 | 0 | 0
F1_Industrial_Food Processing_Existing_Miscellaneous_Natural Gas_Miscellaneous_E4 | F1 | Industrial | Food Processing | Existing | Miscellaneous | Natural Gas | Miscellaneous | E4 | RVT - Cost of Equipment | 0 | 0 | 0 | 0 | 0 | 0 | 0 | 0 | 0 | 0 | 0 | 0 | 0 | 0 | 0 | 0 | 0 | 0 | 0 | 0 | 0 | 0 | 0 | 0 | 0 | 0 | 0 | 0 | 0 | 0 | 0 | 0 | 0
F1_Industrial_Food Processing_Existing_Miscellaneous_Natural Gas_Miscellaneous_E5 | F1 | Industrial | Food Processing | Existing | Miscellaneous | Natural Gas | Miscellaneous | E5 | RVT - Cost of Equipment | 0 | 0 | 0 | 0 | 0 | 0 | 0 | 0 | 0 | 0 | 0 | 0 | 0 | 0 | 0 | 0 | 0 | 0 | 0 | 0 | 0 | 0 | 0 | 0 | 0 | 0 | 0 | 0 | 0 | 0 | 0 | 0 | 0
F1_Industrial_Food Processing_Existing_Miscellaneous_Natural Gas_Miscellaneous_E6 | F1 | Industrial | Food Processing | Existing | Miscellaneous | Natural Gas | Miscellaneous | E6 | RVT - Cost of Equipment | 0 | 0 | 0 | 0 | 0 | 0 | 0 | 0 | 0 | 0 | 0 | 0 | 0 | 0 | 0 | 0 | 0 | 0 | 0 | 0 | 0 | 0 | 0 | 0 | 0 | 0 | 0 | 0 | 0 | 0 | 0 | 0 | 0
F1_Industrial_Food Processing_Existing_Miscellaneous_Natural Gas_Miscellaneous_E7 | F1 | Industrial | Food Processing | Existing | Miscellaneous | Natural Gas | Miscellaneous | E7 | RVT - Cost of Equipment | 0 | 0 | 0 | 0 | 0 | 0 | 0 | 0 | 0 | 0 | 0 | 0 | 0 | 0 | 0 | 0 | 0 | 0 | 0 | 0 | 0 | 0 | 0 | 0 | 0 | 0 | 0 | 0 | 0 | 0 | 0 | 0 | 0
F1_Industrial_Food Processing_Existing_Miscellaneous_Natural Gas_Miscellaneous_E8 | F1 | Industrial | Food Processing | Existing | Miscellaneous | Natural Gas | Miscellaneous | E8 | RVT - Cost of Equipment | 0 | 0 | 0 | 0 | 0 | 0 | 0 | 0 | 0 | 0 | 0 | 0 | 0 | 0 | 0 | 0 | 0 | 0 | 0 | 0 | 0 | 0 | 0 | 0 | 0 | 0 | 0 | 0 | 0 | 0 | 0 | 0 | 0
F1_Industrial_Food Processing_Existing_Miscellaneous_Natural Gas_Miscellaneous_E9 | F1 | Industrial | Food Processing | Existing | Miscellaneous | Natural Gas | Miscellaneous | E9 | RVT - Cost of Equipment | 0 | 0 | 0 | 0 | 0 | 0 | 0 | 0 | 0 | 0 | 0 | 0 | 0 | 0 | 0 | 0 | 0 | 0 | 0 | 0 | 0 | 0 | 0 | 0 | 0 | 0 | 0 | 0 | 0 | 0 | 0 | 0 | 0
F1_Industrial_Food Processing_Existing_Miscellaneous_Natural Gas_Miscellaneous_E10 | F1 | Industrial | Food Processing | Existing | Miscellaneous | Natural Gas | Miscellaneous | E10 | RVT - Cost of Equipment | 0 | 0 | 0 | 0 | 0 | 0 | 0 | 0 | 0 | 0 | 0 | 0 | 0 | 0 | 0 | 0 | 0 | 0 | 0 | 0 | 0 | 0 | 0 | 0 | 0 | 0 | 0 | 0 | 0 | 0 | 0 | 0 | 0
F2_Industrial_Food Processing_Existing_Miscellaneous_Natural Gas_Miscellaneous_E1 | F2 | Industrial | Food Processing | Existing | Miscellaneous | Natural Gas | Miscellaneous | E1 | RVT - Cost of Operation | 0 | 0 | 0 | 0 | 0 | 0 | 0 | 0 | 0 | 0 | 0 | 0 | 0 | 0 | 0 | 0 | 0 | 0 | 0 | 0 | 0 | 0 | 0 | 0 | 0 | 0 | 0 | 0 | 0 | 0 | 0 | 0 | 0
F2_Industrial_Food Processing_Existing_Miscellaneous_Natural Gas_Miscellaneous_E2 | F2 | Industrial | Food Processing | Existing | Miscellaneous | Natural Gas | Miscellaneous | E2 | RVT - Cost of Operation | 0 | 0 | 0 | 0 | 0 | 0 | 0 | 0 | 0 | 0 | 0 | 0 | 0 | 0 | 0 | 0 | 0 | 0 | 0 | 0 | 0 | 0 | 0 | 0 | 0 | 0 | 0 | 0 | 0 | 0 | 0 | 0 | 0
F2_Industrial_Food Processing_Existing_Miscellaneous_Natural Gas_Miscellaneous_E3 | F2 | Industrial | Food Processing | Existing | Miscellaneous | Natural Gas | Miscellaneous | E3 | RVT - Cost of Operation | 0 | 0 | 0 | 0 | 0 | 0 | 0 | 0 | 0 | 0 | 0 | 0 | 0 | 0 | 0 | 0 | 0 | 0 | 0 | 0 | 0 | 0 | 0 | 0 | 0 | 0 | 0 | 0 | 0 | 0 | 0 | 0 | 0
F2_Industrial_Food Processing_Existing_Miscellaneous_Natural Gas_Miscellaneous_E4 | F2 | Industrial | Food Processing | Existing | Miscellaneous | Natural Gas | Miscellaneous | E4 | RVT - Cost of Operation | 0 | 0 | 0 | 0 | 0 | 0 | 0 | 0 | 0 | 0 | 0 | 0 | 0 | 0 | 0 | 0 | 0 | 0 | 0 | 0 | 0 | 0 | 0 | 0 | 0 | 0 | 0 | 0 | 0 | 0 | 0 | 0 | 0
F2_Industrial_Food Processing_Existing_Miscellaneous_Natural Gas_Miscellaneous_E5 | F2 | Industrial | Food Processing | Existing | Miscellaneous | Natural Gas | Miscellaneous | E5 | RVT - Cost of Operation | 0 | 0 | 0 | 0 | 0 | 0 | 0 | 0 | 0 | 0 | 0 | 0 | 0 | 0 | 0 | 0 | 0 | 0 | 0 | 0 | 0 | 0 | 0 | 0 | 0 | 0 | 0 | 0 | 0 | 0 | 0 | 0 | 0
F2_Industrial_Food Processing_Existing_Miscellaneous_Natural Gas_Miscellaneous_E6 | F2 | Industrial | Food Processing | Existing | Miscellaneous | Natural Gas | Miscellaneous | E6 | RVT - Cost of Operation | 0 | 0 | 0 | 0 | 0 | 0 | 0 | 0 | 0 | 0 | 0 | 0 | 0 | 0 | 0 | 0 | 0 | 0 | 0 | 0 | 0 | 0 | 0 | 0 | 0 | 0 | 0 | 0 | 0 | 0 | 0 | 0 | 0
F2_Industrial_Food Processing_Existing_Miscellaneous_Natural Gas_Miscellaneous_E7 | F2 | Industrial | Food Processing | Existing | Miscellaneous | Natural Gas | Miscellaneous | E7 | RVT - Cost of Operation | 0 | 0 | 0 | 0 | 0 | 0 | 0 | 0 | 0 | 0 | 0 | 0 | 0 | 0 | 0 | 0 | 0 | 0 | 0 | 0 | 0 | 0 | 0 | 0 | 0 | 0 | 0 | 0 | 0 | 0 | 0 | 0 | 0
F2_Industrial_Food Processing_Existing_Miscellaneous_Natural Gas_Miscellaneous_E8 | F2 | Industrial | Food Processing | Existing | Miscellaneous | Natural Gas | Miscellaneous | E8 | RVT - Cost of Operation | 0 | 0 | 0 | 0 | 0 | 0 | 0 | 0 | 0 | 0 | 0 | 0 | 0 | 0 | 0 | 0 | 0 | 0 | 0 | 0 | 0 | 0 | 0 | 0 | 0 | 0 | 0 | 0 | 0 | 0 | 0 | 0 | 0
F2_Industrial_Food Processing_Existing_Miscellaneous_Natural Gas_Miscellaneous_E9 | F2 | Industrial | Food Processing | Existing | Miscellaneous | Natural Gas | Miscellaneous | E9 | RVT - Cost of Operation | 0 | 0 | 0 | 0 | 0 | 0 | 0 | 0 | 0 | 0 | 0 | 0 | 0 | 0 | 0 | 0 | 0 | 0 | 0 | 0 | 0 | 0 | 0 | 0 | 0 | 0 | 0 | 0 | 0 | 0 | 0 | 0 | 0
F2_Industrial_Food Processing_Existing_Miscellaneous_Natural Gas_Miscellaneous_E10 | F2 | Industrial | Food Processing | Existing | Miscellaneous | Natural Gas | Miscellaneous | E10 | RVT - Cost of Operation | 0 | 0 | 0 | 0 | 0 | 0 | 0 | 0 | 0 | 0 | 0 | 0 | 0 | 0 | 0 | 0 | 0 | 0 | 0 | 0 | 0 | 0 | 0 | 0 | 0 | 0 | 0 | 0 | 0 | 0 | 0 | 0 | 0
F3_Industrial_Food Processing_Existing_Miscellaneous_Natural Gas_Miscellaneous_E1 | F3 | Industrial | Food Processing | Existing | Miscellaneous | Natural Gas | Miscellaneous | E1 | System - kBTUs of Consumption | 0 | 0 | 0 | 0 | 0 | 0 | 0 | 0 | 0 | 0 | 0 | 0 | 0 | 0 | 0 | 0 | 0 | 0 | 0 | 0 | 0 | 0 | 0 | 0 | 0 | 0 | 0 | 0 | 0 | 0 | 0 | 0 | 0
F3_Industrial_Food Processing_Existing_Miscellaneous_Natural Gas_Miscellaneous_E2 | F3 | Industrial | Food Processing | Existing | Miscellaneous | Natural Gas | Miscellaneous | E2 | System - kBTUs of Consumption | 0 | 0 | 0 | 0 | 0 | 0 | 0 | 0 | 0 | 0 | 0 | 0 | 0 | 0 | 0 | 0 | 0 | 0 | 0 | 0 | 0 | 0 | 0 | 0 | 0 | 0 | 0 | 0 | 0 | 0 | 0 | 0 | 0
F3_Industrial_Food Processing_Existing_Miscellaneous_Natural Gas_Miscellaneous_E3 | F3 | Industrial | Food Processing | Existing | Miscellaneous | Natural Gas | Miscellaneous | E3 | System - kBTUs of Consumption | 0 | 0 | 0 | 0 | 0 | 0 | 0 | 0 | 0 | 0 | 0 | 0 | 0 | 0 | 0 | 0 | 0 | 0 | 0 | 0 | 0 | 0 | 0 | 0 | 0 | 0 | 0 | 0 | 0 | 0 | 0 | 0 | 0
F3_Industrial_Food Processing_Existing_Miscellaneous_Natural Gas_Miscellaneous_E4 | F3 | Industrial | Food Processing | Existing | Miscellaneous | Natural Gas | Miscellaneous | E4 | System - kBTUs of Consumption | 0 | 0 | 0 | 0 | 0 | 0 | 0 | 0 | 0 | 0 | 0 | 0 | 0 | 0 | 0 | 0 | 0 | 0 | 0 | 0 | 0 | 0 | 0 | 0 | 0 | 0 | 0 | 0 | 0 | 0 | 0 | 0 | 0
F3_Industrial_Food Processing_Existing_Miscellaneous_Natural Gas_Miscellaneous_E5 | F3 | Industrial | Food Processing | Existing | Miscellaneous | Natural Gas | Miscellaneous | E5 | System - kBTUs of Consumption | 0 | 0 | 0 | 0 | 0 | 0 | 0 | 0 | 0 | 0 | 0 | 0 | 0 | 0 | 0 | 0 | 0 | 0 | 0 | 0 | 0 | 0 | 0 | 0 | 0 | 0 | 0 | 0 | 0 | 0 | 0 | 0 | 0
F3_Industrial_Food Processing_Existing_Miscellaneous_Natural Gas_Miscellaneous_E6 | F3 | Industrial | Food Processing | Existing | Miscellaneous | Natural Gas | Miscellaneous | E6 | System - kBTUs of Consumption | 0 | 0 | 0 | 0 | 0 | 0 | 0 | 0 | 0 | 0 | 0 | 0 | 0 | 0 | 0 | 0 | 0 | 0 | 0 | 0 | 0 | 0 | 0 | 0 | 0 | 0 | 0 | 0 | 0 | 0 | 0 | 0 | 0
F3_Industrial_Food Processing_Existing_Miscellaneous_Natural Gas_Miscellaneous_E7 | F3 | Industrial | Food Processing | Existing | Miscellaneous | Natural Gas | Miscellaneous | E7 | System - kBTUs of Consumption | 0 | 0 | 0 | 0 | 0 | 0 | 0 | 0 | 0 | 0 | 0 | 0 | 0 | 0 | 0 | 0 | 0 | 0 | 0 | 0 | 0 | 0 | 0 | 0 | 0 | 0 | 0 | 0 | 0 | 0 | 0 | 0 | 0
F3_Industrial_Food Processing_Existing_Miscellaneous_Natural Gas_Miscellaneous_E8 | F3 | Industrial | Food Processing | Existing | Miscellaneous | Natural Gas | Miscellaneous | E8 | System - kBTUs of Consumption | 0 | 0 | 0 | 0 | 0 | 0 | 0 | 0 | 0 | 0 | 0 | 0 | 0 | 0 | 0 | 0 | 0 | 0 | 0 | 0 | 0 | 0 | 0 | 0 | 0 | 0 | 0 | 0 | 0 | 0 | 0 | 0 | 0
F3_Industrial_Food Processing_Existing_Miscellaneous_Natural Gas_Miscellaneous_E9 | F3 | Industrial | Food Processing | Existing | Miscellaneous | Natural Gas | Miscellaneous | E9 | System - kBTUs of Consumption | 0 | 0 | 0 | 0 | 0 | 0 | 0 | 0 | 0 | 0 | 0 | 0 | 0 | 0 | 0 | 0 | 0 | 0 | 0 | 0 | 0 | 0 | 0 | 0 | 0 | 0 | 0 | 0 | 0 | 0 | 0 | 0 | 0
F3_Industrial_Food Processing_Existing_Miscellaneous_Natural Gas_Miscellaneous_E10 | F3 | Industrial | Food Processing | Existing | Miscellaneous | Natural Gas | Miscellaneous | E10 | System - kBTUs of Consumption | 0 | 0 | 0 | 0 | 0 | 0 | 0 | 0 | 0 | 0 | 0 | 0 | 0 | 0 | 0 | 0 | 0 | 0 | 0 | 0 | 0 | 0 | 0 | 0 | 0 | 0 | 0 | 0 | 0 | 0 | 0 | 0 | 0
F4_Industrial_Food Processing_Existing_Miscellaneous_Natural Gas_Miscellaneous_E1 | F4 | Industrial | Food Processing | Existing | Miscellaneous | Natural Gas | Miscellaneous | E1 | Utility - Cost of Equipment | 0 | 0 | 0 | 0 | 0 | 0 | 0 | 0 | 0 | 0 | 0 | 0 | 0 | 0 | 0 | 0 | 0 | 0 | 0 | 0 | 0 | 0 | 0 | 0 | 0 | 0 | 0 | 0 | 0 | 0 | 0 | 0 | 0
F4_Industrial_Food Processing_Existing_Miscellaneous_Natural Gas_Miscellaneous_E2 | F4 | Industrial | Food Processing | Existing | Miscellaneous | Natural Gas | Miscellaneous | E2 | Utility - Cost of Equipment | 0 | 0 | 0 | 0 | 0 | 0 | 0 | 0 | 0 | 0 | 0 | 0 | 0 | 0 | 0 | 0 | 0 | 0 | 0 | 0 | 0 | 0 | 0 | 0 | 0 | 0 | 0 | 0 | 0 | 0 | 0 | 0 | 0
F4_Industrial_Food Processing_Existing_Miscellaneous_Natural Gas_Miscellaneous_E3 | F4 | Industrial | Food Processing | Existing | Miscellaneous | Natural Gas | Miscellaneous | E3 | Utility - Cost of Equipment | 0 | 0 | 0 | 0 | 0 | 0 | 0 | 0 | 0 | 0 | 0 | 0 | 0 | 0 | 0 | 0 | 0 | 0 | 0 | 0 | 0 | 0 | 0 | 0 | 0 | 0 | 0 | 0 | 0 | 0 | 0 | 0 | 0
F4_Industrial_Food Processing_Existing_Miscellaneous_Natural Gas_Miscellaneous_E4 | F4 | Industrial | Food Processing | Existing | Miscellaneous | Natural Gas | Miscellaneous | E4 | Utility - Cost of Equipment | 0 | 0 | 0 | 0 | 0 | 0 | 0 | 0 | 0 | 0 | 0 | 0 | 0 | 0 | 0 | 0 | 0 | 0 | 0 | 0 | 0 | 0 | 0 | 0 | 0 | 0 | 0 | 0 | 0 | 0 | 0 | 0 | 0
F4_Industrial_Food Processing_Existing_Miscellaneous_Natural Gas_Miscellaneous_E5 | F4 | Industrial | Food Processing | Existing | Miscellaneous | Natural Gas | Miscellaneous | E5 | Utility - Cost of Equipment | 0 | 0 | 0 | 0 | 0 | 0 | 0 | 0 | 0 | 0 | 0 | 0 | 0 | 0 | 0 | 0 | 0 | 0 | 0 | 0 | 0 | 0 | 0 | 0 | 0 | 0 | 0 | 0 | 0 | 0 | 0 | 0 | 0
F4_Industrial_Food Processing_Existing_Miscellaneous_Natural Gas_Miscellaneous_E6 | F4 | Industrial | Food Processing | Existing | Miscellaneous | Natural Gas | Miscellaneous | E6 | Utility - Cost of Equipment | 0 | 0 | 0 | 0 | 0 | 0 | 0 | 0 | 0 | 0 | 0 | 0 | 0 | 0 | 0 | 0 | 0 | 0 | 0 | 0 | 0 | 0 | 0 | 0 | 0 | 0 | 0 | 0 | 0 | 0 | 0 | 0 | 0
F4_Industrial_Food Processing_Existing_Miscellaneous_Natural Gas_Miscellaneous_E7 | F4 | Industrial | Food Processing | Existing | Miscellaneous | Natural Gas | Miscellaneous | E7 | Utility - Cost of Equipment | 0 | 0 | 0 | 0 | 0 | 0 | 0 | 0 | 0 | 0 | 0 | 0 | 0 | 0 | 0 | 0 | 0 | 0 | 0 | 0 | 0 | 0 | 0 | 0 | 0 | 0 | 0 | 0 | 0 | 0 | 0 | 0 | 0
F4_Industrial_Food Processing_Existing_Miscellaneous_Natural Gas_Miscellaneous_E8 | F4 | Industrial | Food Processing | Existing | Miscellaneous | Natural Gas | Miscellaneous | E8 | Utility - Cost of Equipment | 0 | 0 | 0 | 0 | 0 | 0 | 0 | 0 | 0 | 0 | 0 | 0 | 0 | 0 | 0 | 0 | 0 | 0 | 0 | 0 | 0 | 0 | 0 | 0 | 0 | 0 | 0 | 0 | 0 | 0 | 0 | 0 | 0
F4_Industrial_Food Processing_Existing_Miscellaneous_Natural Gas_Miscellaneous_E9 | F4 | Industrial | Food Processing | Existing | Miscellaneous | Natural Gas | Miscellaneous | E9 | Utility - Cost of Equipment | 0 | 0 | 0 | 0 | 0 | 0 | 0 | 0 | 0 | 0 | 0 | 0 | 0 | 0 | 0 | 0 | 0 | 0 | 0 | 0 | 0 | 0 | 0 | 0 | 0 | 0 | 0 | 0 | 0 | 0 | 0 | 0 | 0
F4_Industrial_Food Processing_Existing_Miscellaneous_Natural Gas_Miscellaneous_E10 | F4 | Industrial | Food Processing | Existing | Miscellaneous | Natural Gas | Miscellaneous | E10 | Utility - Cost of Equipment | 0 | 0 | 0 | 0 | 0 | 0 | 0 | 0 | 0 | 0 | 0 | 0 | 0 | 0 | 0 | 0 | 0 | 0 | 0 | 0 | 0 | 0 | 0 | 0 | 0 | 0 | 0 | 0 | 0 | 0 | 0 | 0 | 0
F5_Industrial_Food Processing_Existing_Miscellaneous_Natural Gas_Miscellaneous_E1 | F5 | Industrial | Food Processing | Existing | Miscellaneous | Natural Gas | Miscellaneous | E1 | Utility - Cost of Operation | 0 | 0 | 0 | 0 | 0 | 0 | 0 | 0 | 0 | 0 | 0 | 0 | 0 | 0 | 0 | 0 | 0 | 0 | 0 | 0 | 0 | 0 | 0 | 0 | 0 | 0 | 0 | 0 | 0 | 0 | 0 | 0 | 0
F5_Industrial_Food Processing_Existing_Miscellaneous_Natural Gas_Miscellaneous_E2 | F5 | Industrial | Food Processing | Existing | Miscellaneous | Natural Gas | Miscellaneous | E2 | Utility - Cost of Operation | 0 | 0 | 0 | 0 | 0 | 0 | 0 | 0 | 0 | 0 | 0 | 0 | 0 | 0 | 0 | 0 | 0 | 0 | 0 | 0 | 0 | 0 | 0 | 0 | 0 | 0 | 0 | 0 | 0 | 0 | 0 | 0 | 0
F5_Industrial_Food Processing_Existing_Miscellaneous_Natural Gas_Miscellaneous_E3 | F5 | Industrial | Food Processing | Existing | Miscellaneous | Natural Gas | Miscellaneous | E3 | Utility - Cost of Operation | 0 | 0 | 0 | 0 | 0 | 0 | 0 | 0 | 0 | 0 | 0 | 0 | 0 | 0 | 0 | 0 | 0 | 0 | 0 | 0 | 0 | 0 | 0 | 0 | 0 | 0 | 0 | 0 | 0 | 0 | 0 | 0 | 0
F5_Industrial_Food Processing_Existing_Miscellaneous_Natural Gas_Miscellaneous_E4 | F5 | Industrial | Food Processing | Existing | Miscellaneous | Natural Gas | Miscellaneous | E4 | Utility - Cost of Operation | 0 | 0 | 0 | 0 | 0 | 0 | 0 | 0 | 0 | 0 | 0 | 0 | 0 | 0 | 0 | 0 | 0 | 0 | 0 | 0 | 0 | 0 | 0 | 0 | 0 | 0 | 0 | 0 | 0 | 0 | 0 | 0 | 0
F5_Industrial_Food Processing_Existing_Miscellaneous_Natural Gas_Miscellaneous_E5 | F5 | Industrial | Food Processing | Existing | Miscellaneous | Natural Gas | Miscellaneous | E5 | Utility - Cost of Operation | 0 | 0 | 0 | 0 | 0 | 0 | 0 | 0 | 0 | 0 | 0 | 0 | 0 | 0 | 0 | 0 | 0 | 0 | 0 | 0 | 0 | 0 | 0 | 0 | 0 | 0 | 0 | 0 | 0 | 0 | 0 | 0 | 0
F5_Industrial_Food Processing_Existing_Miscellaneous_Natural Gas_Miscellaneous_E6 | F5 | Industrial | Food Processing | Existing | Miscellaneous | Natural Gas | Miscellaneous | E6 | Utility - Cost of Operation | 0 | 0 | 0 | 0 | 0 | 0 | 0 | 0 | 0 | 0 | 0 | 0 | 0 | 0 | 0 | 0 | 0 | 0 | 0 | 0 | 0 | 0 | 0 | 0 | 0 | 0 | 0 | 0 | 0 | 0 | 0 | 0 | 0
F5_Industrial_Food Processing_Existing_Miscellaneous_Natural Gas_Miscellaneous_E7 | F5 | Industrial | Food Processing | Existing | Miscellaneous | Natural Gas | Miscellaneous | E7 | Utility - Cost of Operation | 0 | 0 | 0 | 0 | 0 | 0 | 0 | 0 | 0 | 0 | 0 | 0 | 0 | 0 | 0 | 0 | 0 | 0 | 0 | 0 | 0 | 0 | 0 | 0 | 0 | 0 | 0 | 0 | 0 | 0 | 0 | 0 | 0
F5_Industrial_Food Processing_Existing_Miscellaneous_Natural Gas_Miscellaneous_E8 | F5 | Industrial | Food Processing | Existing | Miscellaneous | Natural Gas | Miscellaneous | E8 | Utility - Cost of Operation | 0 | 0 | 0 | 0 | 0 | 0 | 0 | 0 | 0 | 0 | 0 | 0 | 0 | 0 | 0 | 0 | 0 | 0 | 0 | 0 | 0 | 0 | 0 | 0 | 0 | 0 | 0 | 0 | 0 | 0 | 0 | 0 | 0
F5_Industrial_Food Processing_Existing_Miscellaneous_Natural Gas_Miscellaneous_E9 | F5 | Industrial | Food Processing | Existing | Miscellaneous | Natural Gas | Miscellaneous | E9 | Utility - Cost of Operation | 0 | 0 | 0 | 0 | 0 | 0 | 0 | 0 | 0 | 0 | 0 | 0 | 0 | 0 | 0 | 0 | 0 | 0 | 0 | 0 | 0 | 0 | 0 | 0 | 0 | 0 | 0 | 0 | 0 | 0 | 0 | 0 | 0
F5_Industrial_Food Processing_Existing_Miscellaneous_Natural Gas_Miscellaneous_E10 | F5 | Industrial | Food Processing | Existing | Miscellaneous | Natural Gas | Miscellaneous | E10 | Utility - Cost of Operation | 0 | 0 | 0 | 0 | 0 | 0 | 0 | 0 | 0 | 0 | 0 | 0 | 0 | 0 | 0 | 0 | 0 | 0 | 0 | 0 | 0 | 0 | 0 | 0 | 0 | 0 | 0 | 0 | 0 | 0 | 0 | 0 | 0
F6_Industrial_Food Processing_Existing_Miscellaneous_Natural Gas_Miscellaneous_E1 | F6 | Industrial | Food Processing | Existing | Miscellaneous | Natural Gas | Miscellaneous | E1 | Utility - Value of Sales | 0 | 0 | 0 | 0 | 0 | 0 | 0 | 0 | 0 | 0 | 0 | 0 | 0 | 0 | 0 | 0 | 0 | 0 | 0 | 0 | 0 | 0 | 0 | 0 | 0 | 0 | 0 | 0 | 0 | 0 | 0 | 0 | 0
F6_Industrial_Food Processing_Existing_Miscellaneous_Natural Gas_Miscellaneous_E2 | F6 | Industrial | Food Processing | Existing | Miscellaneous | Natural Gas | Miscellaneous | E2 | Utility - Value of Sales | 0 | 0 | 0 | 0 | 0 | 0 | 0 | 0 | 0 | 0 | 0 | 0 | 0 | 0 | 0 | 0 | 0 | 0 | 0 | 0 | 0 | 0 | 0 | 0 | 0 | 0 | 0 | 0 | 0 | 0 | 0 | 0 | 0
F6_Industrial_Food Processing_Existing_Miscellaneous_Natural Gas_Miscellaneous_E3 | F6 | Industrial | Food Processing | Existing | Miscellaneous | Natural Gas | Miscellaneous | E3 | Utility - Value of Sales | 0 | 0 | 0 | 0 | 0 | 0 | 0 | 0 | 0 | 0 | 0 | 0 | 0 | 0 | 0 | 0 | 0 | 0 | 0 | 0 | 0 | 0 | 0 | 0 | 0 | 0 | 0 | 0 | 0 | 0 | 0 | 0 | 0
F6_Industrial_Food Processing_Existing_Miscellaneous_Natural Gas_Miscellaneous_E4 | F6 | Industrial | Food Processing | Existing | Miscellaneous | Natural Gas | Miscellaneous | E4 | Utility - Value of Sales | 0 | 0 | 0 | 0 | 0 | 0 | 0 | 0 | 0 | 0 | 0 | 0 | 0 | 0 | 0 | 0 | 0 | 0 | 0 | 0 | 0 | 0 | 0 | 0 | 0 | 0 | 0 | 0 | 0 | 0 | 0 | 0 | 0
F6_Industrial_Food Processing_Existing_Miscellaneous_Natural Gas_Miscellaneous_E5 | F6 | Industrial | Food Processing | Existing | Miscellaneous | Natural Gas | Miscellaneous | E5 | Utility - Value of Sales | 0 | 0 | 0 | 0 | 0 | 0 | 0 | 0 | 0 | 0 | 0 | 0 | 0 | 0 | 0 | 0 | 0 | 0 | 0 | 0 | 0 | 0 | 0 | 0 | 0 | 0 | 0 | 0 | 0 | 0 | 0 | 0 | 0
F6_Industrial_Food Processing_Existing_Miscellaneous_Natural Gas_Miscellaneous_E6 | F6 | Industrial | Food Processing | Existing | Miscellaneous | Natural Gas | Miscellaneous | E6 | Utility - Value of Sales | 0 | 0 | 0 | 0 | 0 | 0 | 0 | 0 | 0 | 0 | 0 | 0 | 0 | 0 | 0 | 0 | 0 | 0 | 0 | 0 | 0 | 0 | 0 | 0 | 0 | 0 | 0 | 0 | 0 | 0 | 0 | 0 | 0
F6_Industrial_Food Processing_Existing_Miscellaneous_Natural Gas_Miscellaneous_E7 | F6 | Industrial | Food Processing | Existing | Miscellaneous | Natural Gas | Miscellaneous | E7 | Utility - Value of Sales | 0 | 0 | 0 | 0 | 0 | 0 | 0 | 0 | 0 | 0 | 0 | 0 | 0 | 0 | 0 | 0 | 0 | 0 | 0 | 0 | 0 | 0 | 0 | 0 | 0 | 0 | 0 | 0 | 0 | 0 | 0 | 0 | 0
F6_Industrial_Food Processing_Existing_Miscellaneous_Natural Gas_Miscellaneous_E8 | F6 | Industrial | Food Processing | Existing | Miscellaneous | Natural Gas | Miscellaneous | E8 | Utility - Value of Sales | 0 | 0 | 0 | 0 | 0 | 0 | 0 | 0 | 0 | 0 | 0 | 0 | 0 | 0 | 0 | 0 | 0 | 0 | 0 | 0 | 0 | 0 | 0 | 0 | 0 | 0 | 0 | 0 | 0 | 0 | 0 | 0 | 0
F6_Industrial_Food Processing_Existing_Miscellaneous_Natural Gas_Miscellaneous_E9 | F6 | Industrial | Food Processing | Existing | Miscellaneous | Natural Gas | Miscellaneous | E9 | Utility - Value of Sales | 0 | 0 | 0 | 0 | 0 | 0 | 0 | 0 | 0 | 0 | 0 | 0 | 0 | 0 | 0 | 0 | 0 | 0 | 0 | 0 | 0 | 0 | 0 | 0 | 0 | 0 | 0 | 0 | 0 | 0 | 0 | 0 | 0
F6_Industrial_Food Processing_Existing_Miscellaneous_Natural Gas_Miscellaneous_E10 | F6 | Industrial | Food Processing | Existing | Miscellaneous | Natural Gas | Miscellaneous | E10 | Utility - Value of Sales | 0 | 0 | 0 | 0 | 0 | 0 | 0 | 0 | 0 | 0 | 0 | 0 | 0 | 0 | 0 | 0 | 0 | 0 | 0 | 0 | 0 | 0 | 0 | 0 | 0 | 0 | 0 | 0 | 0 | 0 | 0 | 0 | 0
F1_Industrial_Food Processing_New_Space Heating_Natural Gas_Furnace_E1 | F1 | Industrial | Food Processing | New | Space Heating | Natural Gas | Furnace | E1 | RVT - Cost of Equipment | 0 | 0 | 0 | 0 | 0 | 0 | 0 | 0 | 0 | 0 | 0 | 0 | 0 | 0 | 0 | 0 | 0 | 0 | 0 | 0 | 0 | 0 | 0 | 0 | 0 | 0 | 0 | 0 | 0 | 0 | 0 | 0 | 0
F1_Industrial_Food Processing_New_Space Heating_Natural Gas_Furnace_E2 | F1 | Industrial | Food Processing | New | Space Heating | Natural Gas | Furnace | E2 | RVT - Cost of Equipment | 0 | 0 | 0 | 0 | 0 | 0 | 0 | 0 | 0 | 0 | 0 | 0 | 0 | 0 | 0 | 0 | 0 | 0 | 0 | 0 | 0 | 0 | 0 | 0 | 0 | 0 | 0 | 0 | 0 | 0 | 0 | 0 | 0
F1_Industrial_Food Processing_New_Space Heating_Natural Gas_Furnace_E3 | F1 | Industrial | Food Processing | New | Space Heating | Natural Gas | Furnace | E3 | RVT - Cost of Equipment | 0 | 0 | 0 | 0 | 0 | 0 | 0 | 0 | 0 | 0 | 0 | 0 | 0 | 0 | 0 | 0 | 0 | 0 | 0 | 0 | 0 | 0 | 0 | 0 | 0 | 0 | 0 | 0 | 0 | 0 | 0 | 0 | 0
F1_Industrial_Food Processing_New_Space Heating_Natural Gas_Furnace_E4 | F1 | Industrial | Food Processing | New | Space Heating | Natural Gas | Furnace | E4 | RVT - Cost of Equipment | 0 | 0 | 0 | 0 | 0 | 0 | 0 | 0 | 0 | 0 | 0 | 0 | 0 | 0 | 0 | 0 | 0 | 0 | 0 | 0 | 0 | 0 | 0 | 0 | 0 | 0 | 0 | 0 | 0 | 0 | 0 | 0 | 0
F1_Industrial_Food Processing_New_Space Heating_Natural Gas_Furnace_E5 | F1 | Industrial | Food Processing | New | Space Heating | Natural Gas | Furnace | E5 | RVT - Cost of Equipment | 0 | 0 | 0 | 0 | 0 | 0 | 0 | 0 | 0 | 0 | 0 | 0 | 0 | 0 | 0 | 0 | 0 | 0 | 0 | 0 | 0 | 0 | 0 | 0 | 0 | 0 | 0 | 0 | 0 | 0 | 0 | 0 | 0
F1_Industrial_Food Processing_New_Space Heating_Natural Gas_Furnace_E6 | F1 | Industrial | Food Processing | New | Space Heating | Natural Gas | Furnace | E6 | RVT - Cost of Equipment | 0 | 0 | 0 | 0 | 0 | 0 | 0 | 0 | 0 | 0 | 0 | 0 | 0 | 0 | 0 | 0 | 0 | 0 | 0 | 0 | 0 | 0 | 0 | 0 | 0 | 0 | 0 | 0 | 0 | 0 | 0 | 0 | 0
F1_Industrial_Food Processing_New_Space Heating_Natural Gas_Furnace_E7 | F1 | Industrial | Food Processing | New | Space Heating | Natural Gas | Furnace | E7 | RVT - Cost of Equipment | 0 | 0 | 0 | 0 | 0 | 0 | 0 | 0 | 0 | 0 | 0 | 0 | 0 | 0 | 0 | 0 | 0 | 0 | 0 | 0 | 0 | 0 | 0 | 0 | 0 | 0 | 0 | 0 | 0 | 0 | 0 | 0 | 0
F1_Industrial_Food Processing_New_Space Heating_Natural Gas_Furnace_E8 | F1 | Industrial | Food Processing | New | Space Heating | Natural Gas | Furnace | E8 | RVT - Cost of Equipment | 0 | 0 | 0 | 0 | 0 | 0 | 0 | 0 | 0 | 0 | 0 | 0 | 0 | 0 | 0 | 0 | 0 | 0 | 0 | 0 | 0 | 0 | 0 | 0 | 0 | 0 | 0 | 0 | 0 | 0 | 0 | 0 | 0
F1_Industrial_Food Processing_New_Space Heating_Natural Gas_Furnace_E9 | F1 | Industrial | Food Processing | New | Space Heating | Natural Gas | Furnace | E9 | RVT - Cost of Equipment | 0 | 0 | 0 | 0 | 0 | 0 | 0 | 0 | 0 | 0 | 0 | 0 | 0 | 0 | 0 | 0 | 0 | 0 | 0 | 0 | 0 | 0 | 0 | 0 | 0 | 0 | 0 | 0 | 0 | 0 | 0 | 0 | 0
F1_Industrial_Food Processing_New_Space Heating_Natural Gas_Furnace_E10 | F1 | Industrial | Food Processing | New | Space Heating | Natural Gas | Furnace | E10 | RVT - Cost of Equipment | 0 | 0 | 0 | 0 | 0 | 0 | 0 | 0 | 0 | 0 | 0 | 0 | 0 | 0 | 0 | 0 | 0 | 0 | 0 | 0 | 0 | 0 | 0 | 0 | 0 | 0 | 0 | 0 | 0 | 0 | 0 | 0 | 0
F2_Industrial_Food Processing_New_Space Heating_Natural Gas_Furnace_E1 | F2 | Industrial | Food Processing | New | Space Heating | Natural Gas | Furnace | E1 | RVT - Cost of Operation | 0 | 0 | 0 | 0 | 0 | 0 | 0 | 0 | 0 | 0 | 0 | 0 | 0 | 0 | 0 | 0 | 0 | 0 | 0 | 0 | 0 | 0 | 0 | 0 | 0 | 0 | 0 | 0 | 0 | 0 | 0 | 0 | 0
F2_Industrial_Food Processing_New_Space Heating_Natural Gas_Furnace_E2 | F2 | Industrial | Food Processing | New | Space Heating | Natural Gas | Furnace | E2 | RVT - Cost of Operation | 0 | 0 | 0 | 0 | 0 | 0 | 0 | 0 | 0 | 0 | 0 | 0 | 0 | 0 | 0 | 0 | 0 | 0 | 0 | 0 | 0 | 0 | 0 | 0 | 0 | 0 | 0 | 0 | 0 | 0 | 0 | 0 | 0
F2_Industrial_Food Processing_New_Space Heating_Natural Gas_Furnace_E3 | F2 | Industrial | Food Processing | New | Space Heating | Natural Gas | Furnace | E3 | RVT - Cost of Operation | 0 | 0 | 0 | 0 | 0 | 0 | 0 | 0 | 0 | 0 | 0 | 0 | 0 | 0 | 0 | 0 | 0 | 0 | 0 | 0 | 0 | 0 | 0 | 0 | 0 | 0 | 0 | 0 | 0 | 0 | 0 | 0 | 0
F2_Industrial_Food Processing_New_Space Heating_Natural Gas_Furnace_E4 | F2 | Industrial | Food Processing | New | Space Heating | Natural Gas | Furnace | E4 | RVT - Cost of Operation | 0 | 0 | 0 | 0 | 0 | 0 | 0 | 0 | 0 | 0 | 0 | 0 | 0 | 0 | 0 | 0 | 0 | 0 | 0 | 0 | 0 | 0 | 0 | 0 | 0 | 0 | 0 | 0 | 0 | 0 | 0 | 0 | 0
F2_Industrial_Food Processing_New_Space Heating_Natural Gas_Furnace_E5 | F2 | Industrial | Food Processing | New | Space Heating | Natural Gas | Furnace | E5 | RVT - Cost of Operation | 0 | 0 | 0 | 0 | 0 | 0 | 0 | 0 | 0 | 0 | 0 | 0 | 0 | 0 | 0 | 0 | 0 | 0 | 0 | 0 | 0 | 0 | 0 | 0 | 0 | 0 | 0 | 0 | 0 | 0 | 0 | 0 | 0
F2_Industrial_Food Processing_New_Space Heating_Natural Gas_Furnace_E6 | F2 | Industrial | Food Processing | New | Space Heating | Natural Gas | Furnace | E6 | RVT - Cost of Operation | 0 | 0 | 0 | 0 | 0 | 0 | 0 | 0 | 0 | 0 | 0 | 0 | 0 | 0 | 0 | 0 | 0 | 0 | 0 | 0 | 0 | 0 | 0 | 0 | 0 | 0 | 0 | 0 | 0 | 0 | 0 | 0 | 0
F2_Industrial_Food Processing_New_Space Heating_Natural Gas_Furnace_E7 | F2 | Industrial | Food Processing | New | Space Heating | Natural Gas | Furnace | E7 | RVT - Cost of Operation | 0 | 0 | 0 | 0 | 0 | 0 | 0 | 0 | 0 | 0 | 0 | 0 | 0 | 0 | 0 | 0 | 0 | 0 | 0 | 0 | 0 | 0 | 0 | 0 | 0 | 0 | 0 | 0 | 0 | 0 | 0 | 0 | 0
F2_Industrial_Food Processing_New_Space Heating_Natural Gas_Furnace_E8 | F2 | Industrial | Food Processing | New | Space Heating | Natural Gas | Furnace | E8 | RVT - Cost of Operation | 0 | 0 | 0 | 0 | 0 | 0 | 0 | 0 | 0 | 0 | 0 | 0 | 0 | 0 | 0 | 0 | 0 | 0 | 0 | 0 | 0 | 0 | 0 | 0 | 0 | 0 | 0 | 0 | 0 | 0 | 0 | 0 | 0
F2_Industrial_Food Processing_New_Space Heating_Natural Gas_Furnace_E9 | F2 | Industrial | Food Processing | New | Space Heating | Natural Gas | Furnace | E9 | RVT - Cost of Operation | 0 | 0 | 0 | 0 | 0 | 0 | 0 | 0 | 0 | 0 | 0 | 0 | 0 | 0 | 0 | 0 | 0 | 0 | 0 | 0 | 0 | 0 | 0 | 0 | 0 | 0 | 0 | 0 | 0 | 0 | 0 | 0 | 0
F2_Industrial_Food Processing_New_Space Heating_Natural Gas_Furnace_E10 | F2 | Industrial | Food Processing | New | Space Heating | Natural Gas | Furnace | E10 | RVT - Cost of Operation | 0 | 0 | 0 | 0 | 0 | 0 | 0 | 0 | 0 | 0 | 0 | 0 | 0 | 0 | 0 | 0 | 0 | 0 | 0 | 0 | 0 | 0 | 0 | 0 | 0 | 0 | 0 | 0 | 0 | 0 | 0 | 0 | 0
F3_Industrial_Food Processing_New_Space Heating_Natural Gas_Furnace_E1 | F3 | Industrial | Food Processing | New | Space Heating | Natural Gas | Furnace | E1 | System - kBTUs of Consumption | 0 | 0 | 0 | 0 | 0 | 0 | 0 | 0 | 0 | 0 | 0 | 0 | 0 | 0 | 0 | 0 | 0 | 0 | 0 | 0 | 0 | 0 | 0 | 0 | 0 | 0 | 0 | 0 | 0 | 0 | 0 | 0 | 0
F3_Industrial_Food Processing_New_Space Heating_Natural Gas_Furnace_E2 | F3 | Industrial | Food Processing | New | Space Heating | Natural Gas | Furnace | E2 | System - kBTUs of Consumption | 0 | 0 | 0 | 0 | 0 | 0 | 0 | 0 | 0 | 0 | 0 | 0 | 0 | 0 | 0 | 0 | 0 | 0 | 0 | 0 | 0 | 0 | 0 | 0 | 0 | 0 | 0 | 0 | 0 | 0 | 0 | 0 | 0
F3_Industrial_Food Processing_New_Space Heating_Natural Gas_Furnace_E3 | F3 | Industrial | Food Processing | New | Space Heating | Natural Gas | Furnace | E3 | System - kBTUs of Consumption | 0 | 0 | 0 | 0 | 0 | 0 | 0 | 0 | 0 | 0 | 0 | 0 | 0 | 0 | 0 | 0 | 0 | 0 | 0 | 0 | 0 | 0 | 0 | 0 | 0 | 0 | 0 | 0 | 0 | 0 | 0 | 0 | 0
F3_Industrial_Food Processing_New_Space Heating_Natural Gas_Furnace_E4 | F3 | Industrial | Food Processing | New | Space Heating | Natural Gas | Furnace | E4 | System - kBTUs of Consumption | 0 | 0 | 0 | 0 | 0 | 0 | 0 | 0 | 0 | 0 | 0 | 0 | 0 | 0 | 0 | 0 | 0 | 0 | 0 | 0 | 0 | 0 | 0 | 0 | 0 | 0 | 0 | 0 | 0 | 0 | 0 | 0 | 0
F3_Industrial_Food Processing_New_Space Heating_Natural Gas_Furnace_E5 | F3 | Industrial | Food Processing | New | Space Heating | Natural Gas | Furnace | E5 | System - kBTUs of Consumption | 0 | 0 | 0 | 0 | 0 | 0 | 0 | 0 | 0 | 0 | 0 | 0 | 0 | 0 | 0 | 0 | 0 | 0 | 0 | 0 | 0 | 0 | 0 | 0 | 0 | 0 | 0 | 0 | 0 | 0 | 0 | 0 | 0
F3_Industrial_Food Processing_New_Space Heating_Natural Gas_Furnace_E6 | F3 | Industrial | Food Processing | New | Space Heating | Natural Gas | Furnace | E6 | System - kBTUs of Consumption | 0 | 0 | 0 | 0 | 0 | 0 | 0 | 0 | 0 | 0 | 0 | 0 | 0 | 0 | 0 | 0 | 0 | 0 | 0 | 0 | 0 | 0 | 0 | 0 | 0 | 0 | 0 | 0 | 0 | 0 | 0 | 0 | 0
F3_Industrial_Food Processing_New_Space Heating_Natural Gas_Furnace_E7 | F3 | Industrial | Food Processing | New | Space Heating | Natural Gas | Furnace | E7 | System - kBTUs of Consumption | 0 | 0 | 0 | 0 | 0 | 0 | 0 | 0 | 0 | 0 | 0 | 0 | 0 | 0 | 0 | 0 | 0 | 0 | 0 | 0 | 0 | 0 | 0 | 0 | 0 | 0 | 0 | 0 | 0 | 0 | 0 | 0 | 0
F3_Industrial_Food Processing_New_Space Heating_Natural Gas_Furnace_E8 | F3 | Industrial | Food Processing | New | Space Heating | Natural Gas | Furnace | E8 | System - kBTUs of Consumption | 0 | 0 | 0 | 0 | 0 | 0 | 0 | 0 | 0 | 0 | 0 | 0 | 0 | 0 | 0 | 0 | 0 | 0 | 0 | 0 | 0 | 0 | 0 | 0 | 0 | 0 | 0 | 0 | 0 | 0 | 0 | 0 | 0
F3_Industrial_Food Processing_New_Space Heating_Natural Gas_Furnace_E9 | F3 | Industrial | Food Processing | New | Space Heating | Natural Gas | Furnace | E9 | System - kBTUs of Consumption | 0 | 0 | 0 | 0 | 0 | 0 | 0 | 0 | 0 | 0 | 0 | 0 | 0 | 0 | 0 | 0 | 0 | 0 | 0 | 0 | 0 | 0 | 0 | 0 | 0 | 0 | 0 | 0 | 0 | 0 | 0 | 0 | 0
F3_Industrial_Food Processing_New_Space Heating_Natural Gas_Furnace_E10 | F3 | Industrial | Food Processing | New | Space Heating | Natural Gas | Furnace | E10 | System - kBTUs of Consumption | 0 | 0 | 0 | 0 | 0 | 0 | 0 | 0 | 0 | 0 | 0 | 0 | 0 | 0 | 0 | 0 | 0 | 0 | 0 | 0 | 0 | 0 | 0 | 0 | 0 | 0 | 0 | 0 | 0 | 0 | 0 | 0 | 0
F4_Industrial_Food Processing_New_Space Heating_Natural Gas_Furnace_E1 | F4 | Industrial | Food Processing | New | Space Heating | Natural Gas | Furnace | E1 | Utility - Cost of Equipment | 0 | 0 | 0 | 0 | 0 | 0 | 0 | 0 | 0 | 0 | 0 | 0 | 0 | 0 | 0 | 0 | 0 | 0 | 0 | 0 | 0 | 0 | 0 | 0 | 0 | 0 | 0 | 0 | 0 | 0 | 0 | 0 | 0
F4_Industrial_Food Processing_New_Space Heating_Natural Gas_Furnace_E2 | F4 | Industrial | Food Processing | New | Space Heating | Natural Gas | Furnace | E2 | Utility - Cost of Equipment | 0 | 0 | 0 | 0 | 0 | 0 | 0 | 0 | 0 | 0 | 0 | 0 | 0 | 0 | 0 | 0 | 0 | 0 | 0 | 0 | 0 | 0 | 0 | 0 | 0 | 0 | 0 | 0 | 0 | 0 | 0 | 0 | 0
F4_Industrial_Food Processing_New_Space Heating_Natural Gas_Furnace_E3 | F4 | Industrial | Food Processing | New | Space Heating | Natural Gas | Furnace | E3 | Utility - Cost of Equipment | 0 | 0 | 0 | 0 | 0 | 0 | 0 | 0 | 0 | 0 | 0 | 0 | 0 | 0 | 0 | 0 | 0 | 0 | 0 | 0 | 0 | 0 | 0 | 0 | 0 | 0 | 0 | 0 | 0 | 0 | 0 | 0 | 0
F4_Industrial_Food Processing_New_Space Heating_Natural Gas_Furnace_E4 | F4 | Industrial | Food Processing | New | Space Heating | Natural Gas | Furnace | E4 | Utility - Cost of Equipment | 0 | 0 | 0 | 0 | 0 | 0 | 0 | 0 | 0 | 0 | 0 | 0 | 0 | 0 | 0 | 0 | 0 | 0 | 0 | 0 | 0 | 0 | 0 | 0 | 0 | 0 | 0 | 0 | 0 | 0 | 0 | 0 | 0
F4_Industrial_Food Processing_New_Space Heating_Natural Gas_Furnace_E5 | F4 | Industrial | Food Processing | New | Space Heating | Natural Gas | Furnace | E5 | Utility - Cost of Equipment | 0 | 0 | 0 | 0 | 0 | 0 | 0 | 0 | 0 | 0 | 0 | 0 | 0 | 0 | 0 | 0 | 0 | 0 | 0 | 0 | 0 | 0 | 0 | 0 | 0 | 0 | 0 | 0 | 0 | 0 | 0 | 0 | 0
F4_Industrial_Food Processing_New_Space Heating_Natural Gas_Furnace_E6 | F4 | Industrial | Food Processing | New | Space Heating | Natural Gas | Furnace | E6 | Utility - Cost of Equipment | 0 | 0 | 0 | 0 | 0 | 0 | 0 | 0 | 0 | 0 | 0 | 0 | 0 | 0 | 0 | 0 | 0 | 0 | 0 | 0 | 0 | 0 | 0 | 0 | 0 | 0 | 0 | 0 | 0 | 0 | 0 | 0 | 0
F4_Industrial_Food Processing_New_Space Heating_Natural Gas_Furnace_E7 | F4 | Industrial | Food Processing | New | Space Heating | Natural Gas | Furnace | E7 | Utility - Cost of Equipment | 0 | 0 | 0 | 0 | 0 | 0 | 0 | 0 | 0 | 0 | 0 | 0 | 0 | 0 | 0 | 0 | 0 | 0 | 0 | 0 | 0 | 0 | 0 | 0 | 0 | 0 | 0 | 0 | 0 | 0 | 0 | 0 | 0
F4_Industrial_Food Processing_New_Space Heating_Natural Gas_Furnace_E8 | F4 | Industrial | Food Processing | New | Space Heating | Natural Gas | Furnace | E8 | Utility - Cost of Equipment | 0 | 0 | 0 | 0 | 0 | 0 | 0 | 0 | 0 | 0 | 0 | 0 | 0 | 0 | 0 | 0 | 0 | 0 | 0 | 0 | 0 | 0 | 0 | 0 | 0 | 0 | 0 | 0 | 0 | 0 | 0 | 0 | 0
F4_Industrial_Food Processing_New_Space Heating_Natural Gas_Furnace_E9 | F4 | Industrial | Food Processing | New | Space Heating | Natural Gas | Furnace | E9 | Utility - Cost of Equipment | 0 | 0 | 0 | 0 | 0 | 0 | 0 | 0 | 0 | 0 | 0 | 0 | 0 | 0 | 0 | 0 | 0 | 0 | 0 | 0 | 0 | 0 | 0 | 0 | 0 | 0 | 0 | 0 | 0 | 0 | 0 | 0 | 0
F4_Industrial_Food Processing_New_Space Heating_Natural Gas_Furnace_E10 | F4 | Industrial | Food Processing | New | Space Heating | Natural Gas | Furnace | E10 | Utility - Cost of Equipment | 0 | 0 | 0 | 0 | 0 | 0 | 0 | 0 | 0 | 0 | 0 | 0 | 0 | 0 | 0 | 0 | 0 | 0 | 0 | 0 | 0 | 0 | 0 | 0 | 0 | 0 | 0 | 0 | 0 | 0 | 0 | 0 | 0
F5_Industrial_Food Processing_New_Space Heating_Natural Gas_Furnace_E1 | F5 | Industrial | Food Processing | New | Space Heating | Natural Gas | Furnace | E1 | Utility - Cost of Operation | 0 | 0 | 0 | 0 | 0 | 0 | 0 | 0 | 0 | 0 | 0 | 0 | 0 | 0 | 0 | 0 | 0 | 0 | 0 | 0 | 0 | 0 | 0 | 0 | 0 | 0 | 0 | 0 | 0 | 0 | 0 | 0 | 0
F5_Industrial_Food Processing_New_Space Heating_Natural Gas_Furnace_E2 | F5 | Industrial | Food Processing | New | Space Heating | Natural Gas | Furnace | E2 | Utility - Cost of Operation | 0 | 0 | 0 | 0 | 0 | 0 | 0 | 0 | 0 | 0 | 0 | 0 | 0 | 0 | 0 | 0 | 0 | 0 | 0 | 0 | 0 | 0 | 0 | 0 | 0 | 0 | 0 | 0 | 0 | 0 | 0 | 0 | 0
F5_Industrial_Food Processing_New_Space Heating_Natural Gas_Furnace_E3 | F5 | Industrial | Food Processing | New | Space Heating | Natural Gas | Furnace | E3 | Utility - Cost of Operation | 0 | 0 | 0 | 0 | 0 | 0 | 0 | 0 | 0 | 0 | 0 | 0 | 0 | 0 | 0 | 0 | 0 | 0 | 0 | 0 | 0 | 0 | 0 | 0 | 0 | 0 | 0 | 0 | 0 | 0 | 0 | 0 | 0
F5_Industrial_Food Processing_New_Space Heating_Natural Gas_Furnace_E4 | F5 | Industrial | Food Processing | New | Space Heating | Natural Gas | Furnace | E4 | Utility - Cost of Operation | 0 | 0 | 0 | 0 | 0 | 0 | 0 | 0 | 0 | 0 | 0 | 0 | 0 | 0 | 0 | 0 | 0 | 0 | 0 | 0 | 0 | 0 | 0 | 0 | 0 | 0 | 0 | 0 | 0 | 0 | 0 | 0 | 0
F5_Industrial_Food Processing_New_Space Heating_Natural Gas_Furnace_E5 | F5 | Industrial | Food Processing | New | Space Heating | Natural Gas | Furnace | E5 | Utility - Cost of Operation | 0 | 0 | 0 | 0 | 0 | 0 | 0 | 0 | 0 | 0 | 0 | 0 | 0 | 0 | 0 | 0 | 0 | 0 | 0 | 0 | 0 | 0 | 0 | 0 | 0 | 0 | 0 | 0 | 0 | 0 | 0 | 0 | 0
F5_Industrial_Food Processing_New_Space Heating_Natural Gas_Furnace_E6 | F5 | Industrial | Food Processing | New | Space Heating | Natural Gas | Furnace | E6 | Utility - Cost of Operation | 0 | 0 | 0 | 0 | 0 | 0 | 0 | 0 | 0 | 0 | 0 | 0 | 0 | 0 | 0 | 0 | 0 | 0 | 0 | 0 | 0 | 0 | 0 | 0 | 0 | 0 | 0 | 0 | 0 | 0 | 0 | 0 | 0
F5_Industrial_Food Processing_New_Space Heating_Natural Gas_Furnace_E7 | F5 | Industrial | Food Processing | New | Space Heating | Natural Gas | Furnace | E7 | Utility - Cost of Operation | 0 | 0 | 0 | 0 | 0 | 0 | 0 | 0 | 0 | 0 | 0 | 0 | 0 | 0 | 0 | 0 | 0 | 0 | 0 | 0 | 0 | 0 | 0 | 0 | 0 | 0 | 0 | 0 | 0 | 0 | 0 | 0 | 0
F5_Industrial_Food Processing_New_Space Heating_Natural Gas_Furnace_E8 | F5 | Industrial | Food Processing | New | Space Heating | Natural Gas | Furnace | E8 | Utility - Cost of Operation | 0 | 0 | 0 | 0 | 0 | 0 | 0 | 0 | 0 | 0 | 0 | 0 | 0 | 0 | 0 | 0 | 0 | 0 | 0 | 0 | 0 | 0 | 0 | 0 | 0 | 0 | 0 | 0 | 0 | 0 | 0 | 0 | 0
F5_Industrial_Food Processing_New_Space Heating_Natural Gas_Furnace_E9 | F5 | Industrial | Food Processing | New | Space Heating | Natural Gas | Furnace | E9 | Utility - Cost of Operation | 0 | 0 | 0 | 0 | 0 | 0 | 0 | 0 | 0 | 0 | 0 | 0 | 0 | 0 | 0 | 0 | 0 | 0 | 0 | 0 | 0 | 0 | 0 | 0 | 0 | 0 | 0 | 0 | 0 | 0 | 0 | 0 | 0
F5_Industrial_Food Processing_New_Space Heating_Natural Gas_Furnace_E10 | F5 | Industrial | Food Processing | New | Space Heating | Natural Gas | Furnace | E10 | Utility - Cost of Operation | 0 | 0 | 0 | 0 | 0 | 0 | 0 | 0 | 0 | 0 | 0 | 0 | 0 | 0 | 0 | 0 | 0 | 0 | 0 | 0 | 0 | 0 | 0 | 0 | 0 | 0 | 0 | 0 | 0 | 0 | 0 | 0 | 0
F6_Industrial_Food Processing_New_Space Heating_Natural Gas_Furnace_E1 | F6 | Industrial | Food Processing | New | Space Heating | Natural Gas | Furnace | E1 | Utility - Value of Sales | 0 | 0 | 0 | 0 | 0 | 0 | 0 | 0 | 0 | 0 | 0 | 0 | 0 | 0 | 0 | 0 | 0 | 0 | 0 | 0 | 0 | 0 | 0 | 0 | 0 | 0 | 0 | 0 | 0 | 0 | 0 | 0 | 0
F6_Industrial_Food Processing_New_Space Heating_Natural Gas_Furnace_E2 | F6 | Industrial | Food Processing | New | Space Heating | Natural Gas | Furnace | E2 | Utility - Value of Sales | 0 | 0 | 0 | 0 | 0 | 0 | 0 | 0 | 0 | 0 | 0 | 0 | 0 | 0 | 0 | 0 | 0 | 0 | 0 | 0 | 0 | 0 | 0 | 0 | 0 | 0 | 0 | 0 | 0 | 0 | 0 | 0 | 0
F6_Industrial_Food Processing_New_Space Heating_Natural Gas_Furnace_E3 | F6 | Industrial | Food Processing | New | Space Heating | Natural Gas | Furnace | E3 | Utility - Value of Sales | 0 | 0 | 0 | 0 | 0 | 0 | 0 | 0 | 0 | 0 | 0 | 0 | 0 | 0 | 0 | 0 | 0 | 0 | 0 | 0 | 0 | 0 | 0 | 0 | 0 | 0 | 0 | 0 | 0 | 0 | 0 | 0 | 0
F6_Industrial_Food Processing_New_Space Heating_Natural Gas_Furnace_E4 | F6 | Industrial | Food Processing | New | Space Heating | Natural Gas | Furnace | E4 | Utility - Value of Sales | 0 | 0 | 0 | 0 | 0 | 0 | 0 | 0 | 0 | 0 | 0 | 0 | 0 | 0 | 0 | 0 | 0 | 0 | 0 | 0 | 0 | 0 | 0 | 0 | 0 | 0 | 0 | 0 | 0 | 0 | 0 | 0 | 0
F6_Industrial_Food Processing_New_Space Heating_Natural Gas_Furnace_E5 | F6 | Industrial | Food Processing | New | Space Heating | Natural Gas | Furnace | E5 | Utility - Value of Sales | 0 | 0 | 0 | 0 | 0 | 0 | 0 | 0 | 0 | 0 | 0 | 0 | 0 | 0 | 0 | 0 | 0 | 0 | 0 | 0 | 0 | 0 | 0 | 0 | 0 | 0 | 0 | 0 | 0 | 0 | 0 | 0 | 0
F6_Industrial_Food Processing_New_Space Heating_Natural Gas_Furnace_E6 | F6 | Industrial | Food Processing | New | Space Heating | Natural Gas | Furnace | E6 | Utility - Value of Sales | 0 | 0 | 0 | 0 | 0 | 0 | 0 | 0 | 0 | 0 | 0 | 0 | 0 | 0 | 0 | 0 | 0 | 0 | 0 | 0 | 0 | 0 | 0 | 0 | 0 | 0 | 0 | 0 | 0 | 0 | 0 | 0 | 0
F6_Industrial_Food Processing_New_Space Heating_Natural Gas_Furnace_E7 | F6 | Industrial | Food Processing | New | Space Heating | Natural Gas | Furnace | E7 | Utility - Value of Sales | 0 | 0 | 0 | 0 | 0 | 0 | 0 | 0 | 0 | 0 | 0 | 0 | 0 | 0 | 0 | 0 | 0 | 0 | 0 | 0 | 0 | 0 | 0 | 0 | 0 | 0 | 0 | 0 | 0 | 0 | 0 | 0 | 0
F6_Industrial_Food Processing_New_Space Heating_Natural Gas_Furnace_E8 | F6 | Industrial | Food Processing | New | Space Heating | Natural Gas | Furnace | E8 | Utility - Value of Sales | 0 | 0 | 0 | 0 | 0 | 0 | 0 | 0 | 0 | 0 | 0 | 0 | 0 | 0 | 0 | 0 | 0 | 0 | 0 | 0 | 0 | 0 | 0 | 0 | 0 | 0 | 0 | 0 | 0 | 0 | 0 | 0 | 0
F6_Industrial_Food Processing_New_Space Heating_Natural Gas_Furnace_E9 | F6 | Industrial | Food Processing | New | Space Heating | Natural Gas | Furnace | E9 | Utility - Value of Sales | 0 | 0 | 0 | 0 | 0 | 0 | 0 | 0 | 0 | 0 | 0 | 0 | 0 | 0 | 0 | 0 | 0 | 0 | 0 | 0 | 0 | 0 | 0 | 0 | 0 | 0 | 0 | 0 | 0 | 0 | 0 | 0 | 0
F6_Industrial_Food Processing_New_Space Heating_Natural Gas_Furnace_E10 | F6 | Industrial | Food Processing | New | Space Heating | Natural Gas | Furnace | E10 | Utility - Value of Sales | 0 | 0 | 0 | 0 | 0 | 0 | 0 | 0 | 0 | 0 | 0 | 0 | 0 | 0 | 0 | 0 | 0 | 0 | 0 | 0 | 0 | 0 | 0 | 0 | 0 | 0 | 0 | 0 | 0 | 0 | 0 | 0 | 0
F1_Industrial_Food Processing_New_Space Heating_Natural Gas_Boiler_E1 | F1 | Industrial | Food Processing | New | Space Heating | Natural Gas | Boiler | E1 | RVT - Cost of Equipment | 0 | 0 | 0 | 0 | 0 | 0 | 0 | 0 | 0 | 0 | 0 | 0 | 0 | 0 | 0 | 0 | 0 | 0 | 0 | 0 | 0 | 0 | 0 | 0 | 0 | 0 | 0 | 0 | 0 | 0 | 0 | 0 | 0
F1_Industrial_Food Processing_New_Space Heating_Natural Gas_Boiler_E2 | F1 | Industrial | Food Processing | New | Space Heating | Natural Gas | Boiler | E2 | RVT - Cost of Equipment | 0 | 0 | 0 | 0 | 0 | 0 | 0 | 0 | 0 | 0 | 0 | 0 | 0 | 0 | 0 | 0 | 0 | 0 | 0 | 0 | 0 | 0 | 0 | 0 | 0 | 0 | 0 | 0 | 0 | 0 | 0 | 0 | 0
F1_Industrial_Food Processing_New_Space Heating_Natural Gas_Boiler_E3 | F1 | Industrial | Food Processing | New | Space Heating | Natural Gas | Boiler | E3 | RVT - Cost of Equipment | 0 | 0 | 0 | 0 | 0 | 0 | 0 | 0 | 0 | 0 | 0 | 0 | 0 | 0 | 0 | 0 | 0 | 0 | 0 | 0 | 0 | 0 | 0 | 0 | 0 | 0 | 0 | 0 | 0 | 0 | 0 | 0 | 0
F1_Industrial_Food Processing_New_Space Heating_Natural Gas_Boiler_E4 | F1 | Industrial | Food Processing | New | Space Heating | Natural Gas | Boiler | E4 | RVT - Cost of Equipment | 0 | 0 | 0 | 0 | 0 | 0 | 0 | 0 | 0 | 0 | 0 | 0 | 0 | 0 | 0 | 0 | 0 | 0 | 0 | 0 | 0 | 0 | 0 | 0 | 0 | 0 | 0 | 0 | 0 | 0 | 0 | 0 | 0
F1_Industrial_Food Processing_New_Space Heating_Natural Gas_Boiler_E5 | F1 | Industrial | Food Processing | New | Space Heating | Natural Gas | Boiler | E5 | RVT - Cost of Equipment | 0 | 0 | 0 | 0 | 0 | 0 | 0 | 0 | 0 | 0 | 0 | 0 | 0 | 0 | 0 | 0 | 0 | 0 | 0 | 0 | 0 | 0 | 0 | 0 | 0 | 0 | 0 | 0 | 0 | 0 | 0 | 0 | 0
F1_Industrial_Food Processing_New_Space Heating_Natural Gas_Boiler_E6 | F1 | Industrial | Food Processing | New | Space Heating | Natural Gas | Boiler | E6 | RVT - Cost of Equipment | 0 | 0 | 0 | 0 | 0 | 0 | 0 | 0 | 0 | 0 | 0 | 0 | 0 | 0 | 0 | 0 | 0 | 0 | 0 | 0 | 0 | 0 | 0 | 0 | 0 | 0 | 0 | 0 | 0 | 0 | 0 | 0 | 0
F1_Industrial_Food Processing_New_Space Heating_Natural Gas_Boiler_E7 | F1 | Industrial | Food Processing | New | Space Heating | Natural Gas | Boiler | E7 | RVT - Cost of Equipment | 0 | 0 | 0 | 0 | 0 | 0 | 0 | 0 | 0 | 0 | 0 | 0 | 0 | 0 | 0 | 0 | 0 | 0 | 0 | 0 | 0 | 0 | 0 | 0 | 0 | 0 | 0 | 0 | 0 | 0 | 0 | 0 | 0
F1_Industrial_Food Processing_New_Space Heating_Natural Gas_Boiler_E8 | F1 | Industrial | Food Processing | New | Space Heating | Natural Gas | Boiler | E8 | RVT - Cost of Equipment | 0 | 0 | 0 | 0 | 0 | 0 | 0 | 0 | 0 | 0 | 0 | 0 | 0 | 0 | 0 | 0 | 0 | 0 | 0 | 0 | 0 | 0 | 0 | 0 | 0 | 0 | 0 | 0 | 0 | 0 | 0 | 0 | 0
F1_Industrial_Food Processing_New_Space Heating_Natural Gas_Boiler_E9 | F1 | Industrial | Food Processing | New | Space Heating | Natural Gas | Boiler | E9 | RVT - Cost of Equipment | 0 | 0 | 0 | 0 | 0 | 0 | 0 | 0 | 0 | 0 | 0 | 0 | 0 | 0 | 0 | 0 | 0 | 0 | 0 | 0 | 0 | 0 | 0 | 0 | 0 | 0 | 0 | 0 | 0 | 0 | 0 | 0 | 0
F1_Industrial_Food Processing_New_Space Heating_Natural Gas_Boiler_E10 | F1 | Industrial | Food Processing | New | Space Heating | Natural Gas | Boiler | E10 | RVT - Cost of Equipment | 0 | 0 | 0 | 0 | 0 | 0 | 0 | 0 | 0 | 0 | 0 | 0 | 0 | 0 | 0 | 0 | 0 | 0 | 0 | 0 | 0 | 0 | 0 | 0 | 0 | 0 | 0 | 0 | 0 | 0 | 0 | 0 | 0
F2_Industrial_Food Processing_New_Space Heating_Natural Gas_Boiler_E1 | F2 | Industrial | Food Processing | New | Space Heating | Natural Gas | Boiler | E1 | RVT - Cost of Operation | 0 | 0 | 0 | 0 | 0 | 0 | 0 | 0 | 0 | 0 | 0 | 0 | 0 | 0 | 0 | 0 | 0 | 0 | 0 | 0 | 0 | 0 | 0 | 0 | 0 | 0 | 0 | 0 | 0 | 0 | 0 | 0 | 0
F2_Industrial_Food Processing_New_Space Heating_Natural Gas_Boiler_E2 | F2 | Industrial | Food Processing | New | Space Heating | Natural Gas | Boiler | E2 | RVT - Cost of Operation | 0 | 0 | 0 | 0 | 0 | 0 | 0 | 0 | 0 | 0 | 0 | 0 | 0 | 0 | 0 | 0 | 0 | 0 | 0 | 0 | 0 | 0 | 0 | 0 | 0 | 0 | 0 | 0 | 0 | 0 | 0 | 0 | 0
F2_Industrial_Food Processing_New_Space Heating_Natural Gas_Boiler_E3 | F2 | Industrial | Food Processing | New | Space Heating | Natural Gas | Boiler | E3 | RVT - Cost of Operation | 0 | 0 | 0 | 0 | 0 | 0 | 0 | 0 | 0 | 0 | 0 | 0 | 0 | 0 | 0 | 0 | 0 | 0 | 0 | 0 | 0 | 0 | 0 | 0 | 0 | 0 | 0 | 0 | 0 | 0 | 0 | 0 | 0
F2_Industrial_Food Processing_New_Space Heating_Natural Gas_Boiler_E4 | F2 | Industrial | Food Processing | New | Space Heating | Natural Gas | Boiler | E4 | RVT - Cost of Operation | 0 | 0 | 0 | 0 | 0 | 0 | 0 | 0 | 0 | 0 | 0 | 0 | 0 | 0 | 0 | 0 | 0 | 0 | 0 | 0 | 0 | 0 | 0 | 0 | 0 | 0 | 0 | 0 | 0 | 0 | 0 | 0 | 0
F2_Industrial_Food Processing_New_Space Heating_Natural Gas_Boiler_E5 | F2 | Industrial | Food Processing | New | Space Heating | Natural Gas | Boiler | E5 | RVT - Cost of Operation | 0 | 0 | 0 | 0 | 0 | 0 | 0 | 0 | 0 | 0 | 0 | 0 | 0 | 0 | 0 | 0 | 0 | 0 | 0 | 0 | 0 | 0 | 0 | 0 | 0 | 0 | 0 | 0 | 0 | 0 | 0 | 0 | 0
F2_Industrial_Food Processing_New_Space Heating_Natural Gas_Boiler_E6 | F2 | Industrial | Food Processing | New | Space Heating | Natural Gas | Boiler | E6 | RVT - Cost of Operation | 0 | 0 | 0 | 0 | 0 | 0 | 0 | 0 | 0 | 0 | 0 | 0 | 0 | 0 | 0 | 0 | 0 | 0 | 0 | 0 | 0 | 0 | 0 | 0 | 0 | 0 | 0 | 0 | 0 | 0 | 0 | 0 | 0
F2_Industrial_Food Processing_New_Space Heating_Natural Gas_Boiler_E7 | F2 | Industrial | Food Processing | New | Space Heating | Natural Gas | Boiler | E7 | RVT - Cost of Operation | 0 | 0 | 0 | 0 | 0 | 0 | 0 | 0 | 0 | 0 | 0 | 0 | 0 | 0 | 0 | 0 | 0 | 0 | 0 | 0 | 0 | 0 | 0 | 0 | 0 | 0 | 0 | 0 | 0 | 0 | 0 | 0 | 0
F2_Industrial_Food Processing_New_Space Heating_Natural Gas_Boiler_E8 | F2 | Industrial | Food Processing | New | Space Heating | Natural Gas | Boiler | E8 | RVT - Cost of Operation | 0 | 0 | 0 | 0 | 0 | 0 | 0 | 0 | 0 | 0 | 0 | 0 | 0 | 0 | 0 | 0 | 0 | 0 | 0 | 0 | 0 | 0 | 0 | 0 | 0 | 0 | 0 | 0 | 0 | 0 | 0 | 0 | 0
F2_Industrial_Food Processing_New_Space Heating_Natural Gas_Boiler_E9 | F2 | Industrial | Food Processing | New | Space Heating | Natural Gas | Boiler | E9 | RVT - Cost of Operation | 0 | 0 | 0 | 0 | 0 | 0 | 0 | 0 | 0 | 0 | 0 | 0 | 0 | 0 | 0 | 0 | 0 | 0 | 0 | 0 | 0 | 0 | 0 | 0 | 0 | 0 | 0 | 0 | 0 | 0 | 0 | 0 | 0
F2_Industrial_Food Processing_New_Space Heating_Natural Gas_Boiler_E10 | F2 | Industrial | Food Processing | New | Space Heating | Natural Gas | Boiler | E10 | RVT - Cost of Operation | 0 | 0 | 0 | 0 | 0 | 0 | 0 | 0 | 0 | 0 | 0 | 0 | 0 | 0 | 0 | 0 | 0 | 0 | 0 | 0 | 0 | 0 | 0 | 0 | 0 | 0 | 0 | 0 | 0 | 0 | 0 | 0 | 0
F3_Industrial_Food Processing_New_Space Heating_Natural Gas_Boiler_E1 | F3 | Industrial | Food Processing | New | Space Heating | Natural Gas | Boiler | E1 | System - kBTUs of Consumption | 0 | 0 | 0 | 0 | 0 | 0 | 0 | 0 | 0 | 0 | 0 | 0 | 0 | 0 | 0 | 0 | 0 | 0 | 0 | 0 | 0 | 0 | 0 | 0 | 0 | 0 | 0 | 0 | 0 | 0 | 0 | 0 | 0
F3_Industrial_Food Processing_New_Space Heating_Natural Gas_Boiler_E2 | F3 | Industrial | Food Processing | New | Space Heating | Natural Gas | Boiler | E2 | System - kBTUs of Consumption | 0 | 0 | 0 | 0 | 0 | 0 | 0 | 0 | 0 | 0 | 0 | 0 | 0 | 0 | 0 | 0 | 0 | 0 | 0 | 0 | 0 | 0 | 0 | 0 | 0 | 0 | 0 | 0 | 0 | 0 | 0 | 0 | 0
F3_Industrial_Food Processing_New_Space Heating_Natural Gas_Boiler_E3 | F3 | Industrial | Food Processing | New | Space Heating | Natural Gas | Boiler | E3 | System - kBTUs of Consumption | 0 | 0 | 0 | 0 | 0 | 0 | 0 | 0 | 0 | 0 | 0 | 0 | 0 | 0 | 0 | 0 | 0 | 0 | 0 | 0 | 0 | 0 | 0 | 0 | 0 | 0 | 0 | 0 | 0 | 0 | 0 | 0 | 0
F3_Industrial_Food Processing_New_Space Heating_Natural Gas_Boiler_E4 | F3 | Industrial | Food Processing | New | Space Heating | Natural Gas | Boiler | E4 | System - kBTUs of Consumption | 0 | 0 | 0 | 0 | 0 | 0 | 0 | 0 | 0 | 0 | 0 | 0 | 0 | 0 | 0 | 0 | 0 | 0 | 0 | 0 | 0 | 0 | 0 | 0 | 0 | 0 | 0 | 0 | 0 | 0 | 0 | 0 | 0
F3_Industrial_Food Processing_New_Space Heating_Natural Gas_Boiler_E5 | F3 | Industrial | Food Processing | New | Space Heating | Natural Gas | Boiler | E5 | System - kBTUs of Consumption | 0 | 0 | 0 | 0 | 0 | 0 | 0 | 0 | 0 | 0 | 0 | 0 | 0 | 0 | 0 | 0 | 0 | 0 | 0 | 0 | 0 | 0 | 0 | 0 | 0 | 0 | 0 | 0 | 0 | 0 | 0 | 0 | 0
F3_Industrial_Food Processing_New_Space Heating_Natural Gas_Boiler_E6 | F3 | Industrial | Food Processing | New | Space Heating | Natural Gas | Boiler | E6 | System - kBTUs of Consumption | 0 | 0 | 0 | 0 | 0 | 0 | 0 | 0 | 0 | 0 | 0 | 0 | 0 | 0 | 0 | 0 | 0 | 0 | 0 | 0 | 0 | 0 | 0 | 0 | 0 | 0 | 0 | 0 | 0 | 0 | 0 | 0 | 0
F3_Industrial_Food Processing_New_Space Heating_Natural Gas_Boiler_E7 | F3 | Industrial | Food Processing | New | Space Heating | Natural Gas | Boiler | E7 | System - kBTUs of Consumption | 0 | 0 | 0 | 0 | 0 | 0 | 0 | 0 | 0 | 0 | 0 | 0 | 0 | 0 | 0 | 0 | 0 | 0 | 0 | 0 | 0 | 0 | 0 | 0 | 0 | 0 | 0 | 0 | 0 | 0 | 0 | 0 | 0
F3_Industrial_Food Processing_New_Space Heating_Natural Gas_Boiler_E8 | F3 | Industrial | Food Processing | New | Space Heating | Natural Gas | Boiler | E8 | System - kBTUs of Consumption | 0 | 0 | 0 | 0 | 0 | 0 | 0 | 0 | 0 | 0 | 0 | 0 | 0 | 0 | 0 | 0 | 0 | 0 | 0 | 0 | 0 | 0 | 0 | 0 | 0 | 0 | 0 | 0 | 0 | 0 | 0 | 0 | 0
F3_Industrial_Food Processing_New_Space Heating_Natural Gas_Boiler_E9 | F3 | Industrial | Food Processing | New | Space Heating | Natural Gas | Boiler | E9 | System - kBTUs of Consumption | 0 | 0 | 0 | 0 | 0 | 0 | 0 | 0 | 0 | 0 | 0 | 0 | 0 | 0 | 0 | 0 | 0 | 0 | 0 | 0 | 0 | 0 | 0 | 0 | 0 | 0 | 0 | 0 | 0 | 0 | 0 | 0 | 0
F3_Industrial_Food Processing_New_Space Heating_Natural Gas_Boiler_E10 | F3 | Industrial | Food Processing | New | Space Heating | Natural Gas | Boiler | E10 | System - kBTUs of Consumption | 0 | 0 | 0 | 0 | 0 | 0 | 0 | 0 | 0 | 0 | 0 | 0 | 0 | 0 | 0 | 0 | 0 | 0 | 0 | 0 | 0 | 0 | 0 | 0 | 0 | 0 | 0 | 0 | 0 | 0 | 0 | 0 | 0
F4_Industrial_Food Processing_New_Space Heating_Natural Gas_Boiler_E1 | F4 | Industrial | Food Processing | New | Space Heating | Natural Gas | Boiler | E1 | Utility - Cost of Equipment | 0 | 0 | 0 | 0 | 0 | 0 | 0 | 0 | 0 | 0 | 0 | 0 | 0 | 0 | 0 | 0 | 0 | 0 | 0 | 0 | 0 | 0 | 0 | 0 | 0 | 0 | 0 | 0 | 0 | 0 | 0 | 0 | 0
F4_Industrial_Food Processing_New_Space Heating_Natural Gas_Boiler_E2 | F4 | Industrial | Food Processing | New | Space Heating | Natural Gas | Boiler | E2 | Utility - Cost of Equipment | 0 | 0 | 0 | 0 | 0 | 0 | 0 | 0 | 0 | 0 | 0 | 0 | 0 | 0 | 0 | 0 | 0 | 0 | 0 | 0 | 0 | 0 | 0 | 0 | 0 | 0 | 0 | 0 | 0 | 0 | 0 | 0 | 0
F4_Industrial_Food Processing_New_Space Heating_Natural Gas_Boiler_E3 | F4 | Industrial | Food Processing | New | Space Heating | Natural Gas | Boiler | E3 | Utility - Cost of Equipment | 0 | 0 | 0 | 0 | 0 | 0 | 0 | 0 | 0 | 0 | 0 | 0 | 0 | 0 | 0 | 0 | 0 | 0 | 0 | 0 | 0 | 0 | 0 | 0 | 0 | 0 | 0 | 0 | 0 | 0 | 0 | 0 | 0
F4_Industrial_Food Processing_New_Space Heating_Natural Gas_Boiler_E4 | F4 | Industrial | Food Processing | New | Space Heating | Natural Gas | Boiler | E4 | Utility - Cost of Equipment | 0 | 0 | 0 | 0 | 0 | 0 | 0 | 0 | 0 | 0 | 0 | 0 | 0 | 0 | 0 | 0 | 0 | 0 | 0 | 0 | 0 | 0 | 0 | 0 | 0 | 0 | 0 | 0 | 0 | 0 | 0 | 0 | 0
F4_Industrial_Food Processing_New_Space Heating_Natural Gas_Boiler_E5 | F4 | Industrial | Food Processing | New | Space Heating | Natural Gas | Boiler | E5 | Utility - Cost of Equipment | 0 | 0 | 0 | 0 | 0 | 0 | 0 | 0 | 0 | 0 | 0 | 0 | 0 | 0 | 0 | 0 | 0 | 0 | 0 | 0 | 0 | 0 | 0 | 0 | 0 | 0 | 0 | 0 | 0 | 0 | 0 | 0 | 0
F4_Industrial_Food Processing_New_Space Heating_Natural Gas_Boiler_E6 | F4 | Industrial | Food Processing | New | Space Heating | Natural Gas | Boiler | E6 | Utility - Cost of Equipment | 0 | 0 | 0 | 0 | 0 | 0 | 0 | 0 | 0 | 0 | 0 | 0 | 0 | 0 | 0 | 0 | 0 | 0 | 0 | 0 | 0 | 0 | 0 | 0 | 0 | 0 | 0 | 0 | 0 | 0 | 0 | 0 | 0
F4_Industrial_Food Processing_New_Space Heating_Natural Gas_Boiler_E7 | F4 | Industrial | Food Processing | New | Space Heating | Natural Gas | Boiler | E7 | Utility - Cost of Equipment | 0 | 0 | 0 | 0 | 0 | 0 | 0 | 0 | 0 | 0 | 0 | 0 | 0 | 0 | 0 | 0 | 0 | 0 | 0 | 0 | 0 | 0 | 0 | 0 | 0 | 0 | 0 | 0 | 0 | 0 | 0 | 0 | 0
F4_Industrial_Food Processing_New_Space Heating_Natural Gas_Boiler_E8 | F4 | Industrial | Food Processing | New | Space Heating | Natural Gas | Boiler | E8 | Utility - Cost of Equipment | 0 | 0 | 0 | 0 | 0 | 0 | 0 | 0 | 0 | 0 | 0 | 0 | 0 | 0 | 0 | 0 | 0 | 0 | 0 | 0 | 0 | 0 | 0 | 0 | 0 | 0 | 0 | 0 | 0 | 0 | 0 | 0 | 0
F4_Industrial_Food Processing_New_Space Heating_Natural Gas_Boiler_E9 | F4 | Industrial | Food Processing | New | Space Heating | Natural Gas | Boiler | E9 | Utility - Cost of Equipment | 0 | 0 | 0 | 0 | 0 | 0 | 0 | 0 | 0 | 0 | 0 | 0 | 0 | 0 | 0 | 0 | 0 | 0 | 0 | 0 | 0 | 0 | 0 | 0 | 0 | 0 | 0 | 0 | 0 | 0 | 0 | 0 | 0
F4_Industrial_Food Processing_New_Space Heating_Natural Gas_Boiler_E10 | F4 | Industrial | Food Processing | New | Space Heating | Natural Gas | Boiler | E10 | Utility - Cost of Equipment | 0 | 0 | 0 | 0 | 0 | 0 | 0 | 0 | 0 | 0 | 0 | 0 | 0 | 0 | 0 | 0 | 0 | 0 | 0 | 0 | 0 | 0 | 0 | 0 | 0 | 0 | 0 | 0 | 0 | 0 | 0 | 0 | 0
F5_Industrial_Food Processing_New_Space Heating_Natural Gas_Boiler_E1 | F5 | Industrial | Food Processing | New | Space Heating | Natural Gas | Boiler | E1 | Utility - Cost of Operation | 0 | 0 | 0 | 0 | 0 | 0 | 0 | 0 | 0 | 0 | 0 | 0 | 0 | 0 | 0 | 0 | 0 | 0 | 0 | 0 | 0 | 0 | 0 | 0 | 0 | 0 | 0 | 0 | 0 | 0 | 0 | 0 | 0
F5_Industrial_Food Processing_New_Space Heating_Natural Gas_Boiler_E2 | F5 | Industrial | Food Processing | New | Space Heating | Natural Gas | Boiler | E2 | Utility - Cost of Operation | 0 | 0 | 0 | 0 | 0 | 0 | 0 | 0 | 0 | 0 | 0 | 0 | 0 | 0 | 0 | 0 | 0 | 0 | 0 | 0 | 0 | 0 | 0 | 0 | 0 | 0 | 0 | 0 | 0 | 0 | 0 | 0 | 0
F5_Industrial_Food Processing_New_Space Heating_Natural Gas_Boiler_E3 | F5 | Industrial | Food Processing | New | Space Heating | Natural Gas | Boiler | E3 | Utility - Cost of Operation | 0 | 0 | 0 | 0 | 0 | 0 | 0 | 0 | 0 | 0 | 0 | 0 | 0 | 0 | 0 | 0 | 0 | 0 | 0 | 0 | 0 | 0 | 0 | 0 | 0 | 0 | 0 | 0 | 0 | 0 | 0 | 0 | 0
F5_Industrial_Food Processing_New_Space Heating_Natural Gas_Boiler_E4 | F5 | Industrial | Food Processing | New | Space Heating | Natural Gas | Boiler | E4 | Utility - Cost of Operation | 0 | 0 | 0 | 0 | 0 | 0 | 0 | 0 | 0 | 0 | 0 | 0 | 0 | 0 | 0 | 0 | 0 | 0 | 0 | 0 | 0 | 0 | 0 | 0 | 0 | 0 | 0 | 0 | 0 | 0 | 0 | 0 | 0
F5_Industrial_Food Processing_New_Space Heating_Natural Gas_Boiler_E5 | F5 | Industrial | Food Processing | New | Space Heating | Natural Gas | Boiler | E5 | Utility - Cost of Operation | 0 | 0 | 0 | 0 | 0 | 0 | 0 | 0 | 0 | 0 | 0 | 0 | 0 | 0 | 0 | 0 | 0 | 0 | 0 | 0 | 0 | 0 | 0 | 0 | 0 | 0 | 0 | 0 | 0 | 0 | 0 | 0 | 0
F5_Industrial_Food Processing_New_Space Heating_Natural Gas_Boiler_E6 | F5 | Industrial | Food Processing | New | Space Heating | Natural Gas | Boiler | E6 | Utility - Cost of Operation | 0 | 0 | 0 | 0 | 0 | 0 | 0 | 0 | 0 | 0 | 0 | 0 | 0 | 0 | 0 | 0 | 0 | 0 | 0 | 0 | 0 | 0 | 0 | 0 | 0 | 0 | 0 | 0 | 0 | 0 | 0 | 0 | 0
F5_Industrial_Food Processing_New_Space Heating_Natural Gas_Boiler_E7 | F5 | Industrial | Food Processing | New | Space Heating | Natural Gas | Boiler | E7 | Utility - Cost of Operation | 0 | 0 | 0 | 0 | 0 | 0 | 0 | 0 | 0 | 0 | 0 | 0 | 0 | 0 | 0 | 0 | 0 | 0 | 0 | 0 | 0 | 0 | 0 | 0 | 0 | 0 | 0 | 0 | 0 | 0 | 0 | 0 | 0
F5_Industrial_Food Processing_New_Space Heating_Natural Gas_Boiler_E8 | F5 | Industrial | Food Processing | New | Space Heating | Natural Gas | Boiler | E8 | Utility - Cost of Operation | 0 | 0 | 0 | 0 | 0 | 0 | 0 | 0 | 0 | 0 | 0 | 0 | 0 | 0 | 0 | 0 | 0 | 0 | 0 | 0 | 0 | 0 | 0 | 0 | 0 | 0 | 0 | 0 | 0 | 0 | 0 | 0 | 0
F5_Industrial_Food Processing_New_Space Heating_Natural Gas_Boiler_E9 | F5 | Industrial | Food Processing | New | Space Heating | Natural Gas | Boiler | E9 | Utility - Cost of Operation | 0 | 0 | 0 | 0 | 0 | 0 | 0 | 0 | 0 | 0 | 0 | 0 | 0 | 0 | 0 | 0 | 0 | 0 | 0 | 0 | 0 | 0 | 0 | 0 | 0 | 0 | 0 | 0 | 0 | 0 | 0 | 0 | 0
F5_Industrial_Food Processing_New_Space Heating_Natural Gas_Boiler_E10 | F5 | Industrial | Food Processing | New | Space Heating | Natural Gas | Boiler | E10 | Utility - Cost of Operation | 0 | 0 | 0 | 0 | 0 | 0 | 0 | 0 | 0 | 0 | 0 | 0 | 0 | 0 | 0 | 0 | 0 | 0 | 0 | 0 | 0 | 0 | 0 | 0 | 0 | 0 | 0 | 0 | 0 | 0 | 0 | 0 | 0
F6_Industrial_Food Processing_New_Space Heating_Natural Gas_Boiler_E1 | F6 | Industrial | Food Processing | New | Space Heating | Natural Gas | Boiler | E1 | Utility - Value of Sales | 0 | 0 | 0 | 0 | 0 | 0 | 0 | 0 | 0 | 0 | 0 | 0 | 0 | 0 | 0 | 0 | 0 | 0 | 0 | 0 | 0 | 0 | 0 | 0 | 0 | 0 | 0 | 0 | 0 | 0 | 0 | 0 | 0
F6_Industrial_Food Processing_New_Space Heating_Natural Gas_Boiler_E2 | F6 | Industrial | Food Processing | New | Space Heating | Natural Gas | Boiler | E2 | Utility - Value of Sales | 0 | 0 | 0 | 0 | 0 | 0 | 0 | 0 | 0 | 0 | 0 | 0 | 0 | 0 | 0 | 0 | 0 | 0 | 0 | 0 | 0 | 0 | 0 | 0 | 0 | 0 | 0 | 0 | 0 | 0 | 0 | 0 | 0
F6_Industrial_Food Processing_New_Space Heating_Natural Gas_Boiler_E3 | F6 | Industrial | Food Processing | New | Space Heating | Natural Gas | Boiler | E3 | Utility - Value of Sales | 0 | 0 | 0 | 0 | 0 | 0 | 0 | 0 | 0 | 0 | 0 | 0 | 0 | 0 | 0 | 0 | 0 | 0 | 0 | 0 | 0 | 0 | 0 | 0 | 0 | 0 | 0 | 0 | 0 | 0 | 0 | 0 | 0
F6_Industrial_Food Processing_New_Space Heating_Natural Gas_Boiler_E4 | F6 | Industrial | Food Processing | New | Space Heating | Natural Gas | Boiler | E4 | Utility - Value of Sales | 0 | 0 | 0 | 0 | 0 | 0 | 0 | 0 | 0 | 0 | 0 | 0 | 0 | 0 | 0 | 0 | 0 | 0 | 0 | 0 | 0 | 0 | 0 | 0 | 0 | 0 | 0 | 0 | 0 | 0 | 0 | 0 | 0
F6_Industrial_Food Processing_New_Space Heating_Natural Gas_Boiler_E5 | F6 | Industrial | Food Processing | New | Space Heating | Natural Gas | Boiler | E5 | Utility - Value of Sales | 0 | 0 | 0 | 0 | 0 | 0 | 0 | 0 | 0 | 0 | 0 | 0 | 0 | 0 | 0 | 0 | 0 | 0 | 0 | 0 | 0 | 0 | 0 | 0 | 0 | 0 | 0 | 0 | 0 | 0 | 0 | 0 | 0
F6_Industrial_Food Processing_New_Space Heating_Natural Gas_Boiler_E6 | F6 | Industrial | Food Processing | New | Space Heating | Natural Gas | Boiler | E6 | Utility - Value of Sales | 0 | 0 | 0 | 0 | 0 | 0 | 0 | 0 | 0 | 0 | 0 | 0 | 0 | 0 | 0 | 0 | 0 | 0 | 0 | 0 | 0 | 0 | 0 | 0 | 0 | 0 | 0 | 0 | 0 | 0 | 0 | 0 | 0
F6_Industrial_Food Processing_New_Space Heating_Natural Gas_Boiler_E7 | F6 | Industrial | Food Processing | New | Space Heating | Natural Gas | Boiler | E7 | Utility - Value of Sales | 0 | 0 | 0 | 0 | 0 | 0 | 0 | 0 | 0 | 0 | 0 | 0 | 0 | 0 | 0 | 0 | 0 | 0 | 0 | 0 | 0 | 0 | 0 | 0 | 0 | 0 | 0 | 0 | 0 | 0 | 0 | 0 | 0
F6_Industrial_Food Processing_New_Space Heating_Natural Gas_Boiler_E8 | F6 | Industrial | Food Processing | New | Space Heating | Natural Gas | Boiler | E8 | Utility - Value of Sales | 0 | 0 | 0 | 0 | 0 | 0 | 0 | 0 | 0 | 0 | 0 | 0 | 0 | 0 | 0 | 0 | 0 | 0 | 0 | 0 | 0 | 0 | 0 | 0 | 0 | 0 | 0 | 0 | 0 | 0 | 0 | 0 | 0
F6_Industrial_Food Processing_New_Space Heating_Natural Gas_Boiler_E9 | F6 | Industrial | Food Processing | New | Space Heating | Natural Gas | Boiler | E9 | Utility - Value of Sales | 0 | 0 | 0 | 0 | 0 | 0 | 0 | 0 | 0 | 0 | 0 | 0 | 0 | 0 | 0 | 0 | 0 | 0 | 0 | 0 | 0 | 0 | 0 | 0 | 0 | 0 | 0 | 0 | 0 | 0 | 0 | 0 | 0
F6_Industrial_Food Processing_New_Space Heating_Natural Gas_Boiler_E10 | F6 | Industrial | Food Processing | New | Space Heating | Natural Gas | Boiler | E10 | Utility - Value of Sales | 0 | 0 | 0 | 0 | 0 | 0 | 0 | 0 | 0 | 0 | 0 | 0 | 0 | 0 | 0 | 0 | 0 | 0 | 0 | 0 | 0 | 0 | 0 | 0 | 0 | 0 | 0 | 0 | 0 | 0 | 0 | 0 | 0
F1_Industrial_Food Processing_New_Space Heating_Natural Gas_Unit Heater_E1 | F1 | Industrial | Food Processing | New | Space Heating | Natural Gas | Unit Heater | E1 | RVT - Cost of Equipment | 0 | 0 | 0 | 0 | 0 | 0 | 0 | 0 | 0 | 0 | 0 | 0 | 0 | 0 | 0 | 0 | 0 | 0 | 0 | 0 | 0 | 0 | 0 | 0 | 0 | 0 | 0 | 0 | 0 | 0 | 0 | 0 | 0
F1_Industrial_Food Processing_New_Space Heating_Natural Gas_Unit Heater_E2 | F1 | Industrial | Food Processing | New | Space Heating | Natural Gas | Unit Heater | E2 | RVT - Cost of Equipment | 0 | 0 | 0 | 0 | 0 | 0 | 0 | 0 | 0 | 0 | 0 | 0 | 0 | 0 | 0 | 0 | 0 | 0 | 0 | 0 | 0 | 0 | 0 | 0 | 0 | 0 | 0 | 0 | 0 | 0 | 0 | 0 | 0
F1_Industrial_Food Processing_New_Space Heating_Natural Gas_Unit Heater_E3 | F1 | Industrial | Food Processing | New | Space Heating | Natural Gas | Unit Heater | E3 | RVT - Cost of Equipment | 0 | 0 | 0 | 0 | 0 | 0 | 0 | 0 | 0 | 0 | 0 | 0 | 0 | 0 | 0 | 0 | 0 | 0 | 0 | 0 | 0 | 0 | 0 | 0 | 0 | 0 | 0 | 0 | 0 | 0 | 0 | 0 | 0
F1_Industrial_Food Processing_New_Space Heating_Natural Gas_Unit Heater_E4 | F1 | Industrial | Food Processing | New | Space Heating | Natural Gas | Unit Heater | E4 | RVT - Cost of Equipment | 0 | 0 | 0 | 0 | 0 | 0 | 0 | 0 | 0 | 0 | 0 | 0 | 0 | 0 | 0 | 0 | 0 | 0 | 0 | 0 | 0 | 0 | 0 | 0 | 0 | 0 | 0 | 0 | 0 | 0 | 0 | 0 | 0
F1_Industrial_Food Processing_New_Space Heating_Natural Gas_Unit Heater_E5 | F1 | Industrial | Food Processing | New | Space Heating | Natural Gas | Unit Heater | E5 | RVT - Cost of Equipment | 0 | 0 | 0 | 0 | 0 | 0 | 0 | 0 | 0 | 0 | 0 | 0 | 0 | 0 | 0 | 0 | 0 | 0 | 0 | 0 | 0 | 0 | 0 | 0 | 0 | 0 | 0 | 0 | 0 | 0 | 0 | 0 | 0
F1_Industrial_Food Processing_New_Space Heating_Natural Gas_Unit Heater_E6 | F1 | Industrial | Food Processing | New | Space Heating | Natural Gas | Unit Heater | E6 | RVT - Cost of Equipment | 0 | 0 | 0 | 0 | 0 | 0 | 0 | 0 | 0 | 0 | 0 | 0 | 0 | 0 | 0 | 0 | 0 | 0 | 0 | 0 | 0 | 0 | 0 | 0 | 0 | 0 | 0 | 0 | 0 | 0 | 0 | 0 | 0
F1_Industrial_Food Processing_New_Space Heating_Natural Gas_Unit Heater_E7 | F1 | Industrial | Food Processing | New | Space Heating | Natural Gas | Unit Heater | E7 | RVT - Cost of Equipment | 0 | 0 | 0 | 0 | 0 | 0 | 0 | 0 | 0 | 0 | 0 | 0 | 0 | 0 | 0 | 0 | 0 | 0 | 0 | 0 | 0 | 0 | 0 | 0 | 0 | 0 | 0 | 0 | 0 | 0 | 0 | 0 | 0
F1_Industrial_Food Processing_New_Space Heating_Natural Gas_Unit Heater_E8 | F1 | Industrial | Food Processing | New | Space Heating | Natural Gas | Unit Heater | E8 | RVT - Cost of Equipment | 0 | 0 | 0 | 0 | 0 | 0 | 0 | 0 | 0 | 0 | 0 | 0 | 0 | 0 | 0 | 0 | 0 | 0 | 0 | 0 | 0 | 0 | 0 | 0 | 0 | 0 | 0 | 0 | 0 | 0 | 0 | 0 | 0
F1_Industrial_Food Processing_New_Space Heating_Natural Gas_Unit Heater_E9 | F1 | Industrial | Food Processing | New | Space Heating | Natural Gas | Unit Heater | E9 | RVT - Cost of Equipment | 0 | 0 | 0 | 0 | 0 | 0 | 0 | 0 | 0 | 0 | 0 | 0 | 0 | 0 | 0 | 0 | 0 | 0 | 0 | 0 | 0 | 0 | 0 | 0 | 0 | 0 | 0 | 0 | 0 | 0 | 0 | 0 | 0
F1_Industrial_Food Processing_New_Space Heating_Natural Gas_Unit Heater_E10 | F1 | Industrial | Food Processing | New | Space Heating | Natural Gas | Unit Heater | E10 | RVT - Cost of Equipment | 0 | 0 | 0 | 0 | 0 | 0 | 0 | 0 | 0 | 0 | 0 | 0 | 0 | 0 | 0 | 0 | 0 | 0 | 0 | 0 | 0 | 0 | 0 | 0 | 0 | 0 | 0 | 0 | 0 | 0 | 0 | 0 | 0
F2_Industrial_Food Processing_New_Space Heating_Natural Gas_Unit Heater_E1 | F2 | Industrial | Food Processing | New | Space Heating | Natural Gas | Unit Heater | E1 | RVT - Cost of Operation | 0 | 0 | 0 | 0 | 0 | 0 | 0 | 0 | 0 | 0 | 0 | 0 | 0 | 0 | 0 | 0 | 0 | 0 | 0 | 0 | 0 | 0 | 0 | 0 | 0 | 0 | 0 | 0 | 0 | 0 | 0 | 0 | 0
F2_Industrial_Food Processing_New_Space Heating_Natural Gas_Unit Heater_E2 | F2 | Industrial | Food Processing | New | Space Heating | Natural Gas | Unit Heater | E2 | RVT - Cost of Operation | 0 | 0 | 0 | 0 | 0 | 0 | 0 | 0 | 0 | 0 | 0 | 0 | 0 | 0 | 0 | 0 | 0 | 0 | 0 | 0 | 0 | 0 | 0 | 0 | 0 | 0 | 0 | 0 | 0 | 0 | 0 | 0 | 0
F2_Industrial_Food Processing_New_Space Heating_Natural Gas_Unit Heater_E3 | F2 | Industrial | Food Processing | New | Space Heating | Natural Gas | Unit Heater | E3 | RVT - Cost of Operation | 0 | 0 | 0 | 0 | 0 | 0 | 0 | 0 | 0 | 0 | 0 | 0 | 0 | 0 | 0 | 0 | 0 | 0 | 0 | 0 | 0 | 0 | 0 | 0 | 0 | 0 | 0 | 0 | 0 | 0 | 0 | 0 | 0
F2_Industrial_Food Processing_New_Space Heating_Natural Gas_Unit Heater_E4 | F2 | Industrial | Food Processing | New | Space Heating | Natural Gas | Unit Heater | E4 | RVT - Cost of Operation | 0 | 0 | 0 | 0 | 0 | 0 | 0 | 0 | 0 | 0 | 0 | 0 | 0 | 0 | 0 | 0 | 0 | 0 | 0 | 0 | 0 | 0 | 0 | 0 | 0 | 0 | 0 | 0 | 0 | 0 | 0 | 0 | 0
F2_Industrial_Food Processing_New_Space Heating_Natural Gas_Unit Heater_E5 | F2 | Industrial | Food Processing | New | Space Heating | Natural Gas | Unit Heater | E5 | RVT - Cost of Operation | 0 | 0 | 0 | 0 | 0 | 0 | 0 | 0 | 0 | 0 | 0 | 0 | 0 | 0 | 0 | 0 | 0 | 0 | 0 | 0 | 0 | 0 | 0 | 0 | 0 | 0 | 0 | 0 | 0 | 0 | 0 | 0 | 0
F2_Industrial_Food Processing_New_Space Heating_Natural Gas_Unit Heater_E6 | F2 | Industrial | Food Processing | New | Space Heating | Natural Gas | Unit Heater | E6 | RVT - Cost of Operation | 0 | 0 | 0 | 0 | 0 | 0 | 0 | 0 | 0 | 0 | 0 | 0 | 0 | 0 | 0 | 0 | 0 | 0 | 0 | 0 | 0 | 0 | 0 | 0 | 0 | 0 | 0 | 0 | 0 | 0 | 0 | 0 | 0
F2_Industrial_Food Processing_New_Space Heating_Natural Gas_Unit Heater_E7 | F2 | Industrial | Food Processing | New | Space Heating | Natural Gas | Unit Heater | E7 | RVT - Cost of Operation | 0 | 0 | 0 | 0 | 0 | 0 | 0 | 0 | 0 | 0 | 0 | 0 | 0 | 0 | 0 | 0 | 0 | 0 | 0 | 0 | 0 | 0 | 0 | 0 | 0 | 0 | 0 | 0 | 0 | 0 | 0 | 0 | 0
F2_Industrial_Food Processing_New_Space Heating_Natural Gas_Unit Heater_E8 | F2 | Industrial | Food Processing | New | Space Heating | Natural Gas | Unit Heater | E8 | RVT - Cost of Operation | 0 | 0 | 0 | 0 | 0 | 0 | 0 | 0 | 0 | 0 | 0 | 0 | 0 | 0 | 0 | 0 | 0 | 0 | 0 | 0 | 0 | 0 | 0 | 0 | 0 | 0 | 0 | 0 | 0 | 0 | 0 | 0 | 0
F2_Industrial_Food Processing_New_Space Heating_Natural Gas_Unit Heater_E9 | F2 | Industrial | Food Processing | New | Space Heating | Natural Gas | Unit Heater | E9 | RVT - Cost of Operation | 0 | 0 | 0 | 0 | 0 | 0 | 0 | 0 | 0 | 0 | 0 | 0 | 0 | 0 | 0 | 0 | 0 | 0 | 0 | 0 | 0 | 0 | 0 | 0 | 0 | 0 | 0 | 0 | 0 | 0 | 0 | 0 | 0
F2_Industrial_Food Processing_New_Space Heating_Natural Gas_Unit Heater_E10 | F2 | Industrial | Food Processing | New | Space Heating | Natural Gas | Unit Heater | E10 | RVT - Cost of Operation | 0 | 0 | 0 | 0 | 0 | 0 | 0 | 0 | 0 | 0 | 0 | 0 | 0 | 0 | 0 | 0 | 0 | 0 | 0 | 0 | 0 | 0 | 0 | 0 | 0 | 0 | 0 | 0 | 0 | 0 | 0 | 0 | 0
F3_Industrial_Food Processing_New_Space Heating_Natural Gas_Unit Heater_E1 | F3 | Industrial | Food Processing | New | Space Heating | Natural Gas | Unit Heater | E1 | System - kBTUs of Consumption | 0 | 0 | 0 | 0 | 0 | 0 | 0 | 0 | 0 | 0 | 0 | 0 | 0 | 0 | 0 | 0 | 0 | 0 | 0 | 0 | 0 | 0 | 0 | 0 | 0 | 0 | 0 | 0 | 0 | 0 | 0 | 0 | 0
F3_Industrial_Food Processing_New_Space Heating_Natural Gas_Unit Heater_E2 | F3 | Industrial | Food Processing | New | Space Heating | Natural Gas | Unit Heater | E2 | System - kBTUs of Consumption | 0 | 0 | 0 | 0 | 0 | 0 | 0 | 0 | 0 | 0 | 0 | 0 | 0 | 0 | 0 | 0 | 0 | 0 | 0 | 0 | 0 | 0 | 0 | 0 | 0 | 0 | 0 | 0 | 0 | 0 | 0 | 0 | 0
F3_Industrial_Food Processing_New_Space Heating_Natural Gas_Unit Heater_E3 | F3 | Industrial | Food Processing | New | Space Heating | Natural Gas | Unit Heater | E3 | System - kBTUs of Consumption | 0 | 0 | 0 | 0 | 0 | 0 | 0 | 0 | 0 | 0 | 0 | 0 | 0 | 0 | 0 | 0 | 0 | 0 | 0 | 0 | 0 | 0 | 0 | 0 | 0 | 0 | 0 | 0 | 0 | 0 | 0 | 0 | 0
F3_Industrial_Food Processing_New_Space Heating_Natural Gas_Unit Heater_E4 | F3 | Industrial | Food Processing | New | Space Heating | Natural Gas | Unit Heater | E4 | System - kBTUs of Consumption | 0 | 0 | 0 | 0 | 0 | 0 | 0 | 0 | 0 | 0 | 0 | 0 | 0 | 0 | 0 | 0 | 0 | 0 | 0 | 0 | 0 | 0 | 0 | 0 | 0 | 0 | 0 | 0 | 0 | 0 | 0 | 0 | 0
F3_Industrial_Food Processing_New_Space Heating_Natural Gas_Unit Heater_E5 | F3 | Industrial | Food Processing | New | Space Heating | Natural Gas | Unit Heater | E5 | System - kBTUs of Consumption | 0 | 0 | 0 | 0 | 0 | 0 | 0 | 0 | 0 | 0 | 0 | 0 | 0 | 0 | 0 | 0 | 0 | 0 | 0 | 0 | 0 | 0 | 0 | 0 | 0 | 0 | 0 | 0 | 0 | 0 | 0 | 0 | 0
F3_Industrial_Food Processing_New_Space Heating_Natural Gas_Unit Heater_E6 | F3 | Industrial | Food Processing | New | Space Heating | Natural Gas | Unit Heater | E6 | System - kBTUs of Consumption | 0 | 0 | 0 | 0 | 0 | 0 | 0 | 0 | 0 | 0 | 0 | 0 | 0 | 0 | 0 | 0 | 0 | 0 | 0 | 0 | 0 | 0 | 0 | 0 | 0 | 0 | 0 | 0 | 0 | 0 | 0 | 0 | 0
F3_Industrial_Food Processing_New_Space Heating_Natural Gas_Unit Heater_E7 | F3 | Industrial | Food Processing | New | Space Heating | Natural Gas | Unit Heater | E7 | System - kBTUs of Consumption | 0 | 0 | 0 | 0 | 0 | 0 | 0 | 0 | 0 | 0 | 0 | 0 | 0 | 0 | 0 | 0 | 0 | 0 | 0 | 0 | 0 | 0 | 0 | 0 | 0 | 0 | 0 | 0 | 0 | 0 | 0 | 0 | 0
F3_Industrial_Food Processing_New_Space Heating_Natural Gas_Unit Heater_E8 | F3 | Industrial | Food Processing | New | Space Heating | Natural Gas | Unit Heater | E8 | System - kBTUs of Consumption | 0 | 0 | 0 | 0 | 0 | 0 | 0 | 0 | 0 | 0 | 0 | 0 | 0 | 0 | 0 | 0 | 0 | 0 | 0 | 0 | 0 | 0 | 0 | 0 | 0 | 0 | 0 | 0 | 0 | 0 | 0 | 0 | 0
F3_Industrial_Food Processing_New_Space Heating_Natural Gas_Unit Heater_E9 | F3 | Industrial | Food Processing | New | Space Heating | Natural Gas | Unit Heater | E9 | System - kBTUs of Consumption | 0 | 0 | 0 | 0 | 0 | 0 | 0 | 0 | 0 | 0 | 0 | 0 | 0 | 0 | 0 | 0 | 0 | 0 | 0 | 0 | 0 | 0 | 0 | 0 | 0 | 0 | 0 | 0 | 0 | 0 | 0 | 0 | 0
F3_Industrial_Food Processing_New_Space Heating_Natural Gas_Unit Heater_E10 | F3 | Industrial | Food Processing | New | Space Heating | Natural Gas | Unit Heater | E10 | System - kBTUs of Consumption | 0 | 0 | 0 | 0 | 0 | 0 | 0 | 0 | 0 | 0 | 0 | 0 | 0 | 0 | 0 | 0 | 0 | 0 | 0 | 0 | 0 | 0 | 0 | 0 | 0 | 0 | 0 | 0 | 0 | 0 | 0 | 0 | 0
F4_Industrial_Food Processing_New_Space Heating_Natural Gas_Unit Heater_E1 | F4 | Industrial | Food Processing | New | Space Heating | Natural Gas | Unit Heater | E1 | Utility - Cost of Equipment | 0 | 0 | 0 | 0 | 0 | 0 | 0 | 0 | 0 | 0 | 0 | 0 | 0 | 0 | 0 | 0 | 0 | 0 | 0 | 0 | 0 | 0 | 0 | 0 | 0 | 0 | 0 | 0 | 0 | 0 | 0 | 0 | 0
F4_Industrial_Food Processing_New_Space Heating_Natural Gas_Unit Heater_E2 | F4 | Industrial | Food Processing | New | Space Heating | Natural Gas | Unit Heater | E2 | Utility - Cost of Equipment | 0 | 0 | 0 | 0 | 0 | 0 | 0 | 0 | 0 | 0 | 0 | 0 | 0 | 0 | 0 | 0 | 0 | 0 | 0 | 0 | 0 | 0 | 0 | 0 | 0 | 0 | 0 | 0 | 0 | 0 | 0 | 0 | 0
F4_Industrial_Food Processing_New_Space Heating_Natural Gas_Unit Heater_E3 | F4 | Industrial | Food Processing | New | Space Heating | Natural Gas | Unit Heater | E3 | Utility - Cost of Equipment | 0 | 0 | 0 | 0 | 0 | 0 | 0 | 0 | 0 | 0 | 0 | 0 | 0 | 0 | 0 | 0 | 0 | 0 | 0 | 0 | 0 | 0 | 0 | 0 | 0 | 0 | 0 | 0 | 0 | 0 | 0 | 0 | 0
F4_Industrial_Food Processing_New_Space Heating_Natural Gas_Unit Heater_E4 | F4 | Industrial | Food Processing | New | Space Heating | Natural Gas | Unit Heater | E4 | Utility - Cost of Equipment | 0 | 0 | 0 | 0 | 0 | 0 | 0 | 0 | 0 | 0 | 0 | 0 | 0 | 0 | 0 | 0 | 0 | 0 | 0 | 0 | 0 | 0 | 0 | 0 | 0 | 0 | 0 | 0 | 0 | 0 | 0 | 0 | 0
F4_Industrial_Food Processing_New_Space Heating_Natural Gas_Unit Heater_E5 | F4 | Industrial | Food Processing | New | Space Heating | Natural Gas | Unit Heater | E5 | Utility - Cost of Equipment | 0 | 0 | 0 | 0 | 0 | 0 | 0 | 0 | 0 | 0 | 0 | 0 | 0 | 0 | 0 | 0 | 0 | 0 | 0 | 0 | 0 | 0 | 0 | 0 | 0 | 0 | 0 | 0 | 0 | 0 | 0 | 0 | 0
F4_Industrial_Food Processing_New_Space Heating_Natural Gas_Unit Heater_E6 | F4 | Industrial | Food Processing | New | Space Heating | Natural Gas | Unit Heater | E6 | Utility - Cost of Equipment | 0 | 0 | 0 | 0 | 0 | 0 | 0 | 0 | 0 | 0 | 0 | 0 | 0 | 0 | 0 | 0 | 0 | 0 | 0 | 0 | 0 | 0 | 0 | 0 | 0 | 0 | 0 | 0 | 0 | 0 | 0 | 0 | 0
F4_Industrial_Food Processing_New_Space Heating_Natural Gas_Unit Heater_E7 | F4 | Industrial | Food Processing | New | Space Heating | Natural Gas | Unit Heater | E7 | Utility - Cost of Equipment | 0 | 0 | 0 | 0 | 0 | 0 | 0 | 0 | 0 | 0 | 0 | 0 | 0 | 0 | 0 | 0 | 0 | 0 | 0 | 0 | 0 | 0 | 0 | 0 | 0 | 0 | 0 | 0 | 0 | 0 | 0 | 0 | 0
F4_Industrial_Food Processing_New_Space Heating_Natural Gas_Unit Heater_E8 | F4 | Industrial | Food Processing | New | Space Heating | Natural Gas | Unit Heater | E8 | Utility - Cost of Equipment | 0 | 0 | 0 | 0 | 0 | 0 | 0 | 0 | 0 | 0 | 0 | 0 | 0 | 0 | 0 | 0 | 0 | 0 | 0 | 0 | 0 | 0 | 0 | 0 | 0 | 0 | 0 | 0 | 0 | 0 | 0 | 0 | 0
F4_Industrial_Food Processing_New_Space Heating_Natural Gas_Unit Heater_E9 | F4 | Industrial | Food Processing | New | Space Heating | Natural Gas | Unit Heater | E9 | Utility - Cost of Equipment | 0 | 0 | 0 | 0 | 0 | 0 | 0 | 0 | 0 | 0 | 0 | 0 | 0 | 0 | 0 | 0 | 0 | 0 | 0 | 0 | 0 | 0 | 0 | 0 | 0 | 0 | 0 | 0 | 0 | 0 | 0 | 0 | 0
F4_Industrial_Food Processing_New_Space Heating_Natural Gas_Unit Heater_E10 | F4 | Industrial | Food Processing | New | Space Heating | Natural Gas | Unit Heater | E10 | Utility - Cost of Equipment | 0 | 0 | 0 | 0 | 0 | 0 | 0 | 0 | 0 | 0 | 0 | 0 | 0 | 0 | 0 | 0 | 0 | 0 | 0 | 0 | 0 | 0 | 0 | 0 | 0 | 0 | 0 | 0 | 0 | 0 | 0 | 0 | 0
F5_Industrial_Food Processing_New_Space Heating_Natural Gas_Unit Heater_E1 | F5 | Industrial | Food Processing | New | Space Heating | Natural Gas | Unit Heater | E1 | Utility - Cost of Operation | 0 | 0 | 0 | 0 | 0 | 0 | 0 | 0 | 0 | 0 | 0 | 0 | 0 | 0 | 0 | 0 | 0 | 0 | 0 | 0 | 0 | 0 | 0 | 0 | 0 | 0 | 0 | 0 | 0 | 0 | 0 | 0 | 0
F5_Industrial_Food Processing_New_Space Heating_Natural Gas_Unit Heater_E2 | F5 | Industrial | Food Processing | New | Space Heating | Natural Gas | Unit Heater | E2 | Utility - Cost of Operation | 0 | 0 | 0 | 0 | 0 | 0 | 0 | 0 | 0 | 0 | 0 | 0 | 0 | 0 | 0 | 0 | 0 | 0 | 0 | 0 | 0 | 0 | 0 | 0 | 0 | 0 | 0 | 0 | 0 | 0 | 0 | 0 | 0
F5_Industrial_Food Processing_New_Space Heating_Natural Gas_Unit Heater_E3 | F5 | Industrial | Food Processing | New | Space Heating | Natural Gas | Unit Heater | E3 | Utility - Cost of Operation | 0 | 0 | 0 | 0 | 0 | 0 | 0 | 0 | 0 | 0 | 0 | 0 | 0 | 0 | 0 | 0 | 0 | 0 | 0 | 0 | 0 | 0 | 0 | 0 | 0 | 0 | 0 | 0 | 0 | 0 | 0 | 0 | 0
F5_Industrial_Food Processing_New_Space Heating_Natural Gas_Unit Heater_E4 | F5 | Industrial | Food Processing | New | Space Heating | Natural Gas | Unit Heater | E4 | Utility - Cost of Operation | 0 | 0 | 0 | 0 | 0 | 0 | 0 | 0 | 0 | 0 | 0 | 0 | 0 | 0 | 0 | 0 | 0 | 0 | 0 | 0 | 0 | 0 | 0 | 0 | 0 | 0 | 0 | 0 | 0 | 0 | 0 | 0 | 0
F5_Industrial_Food Processing_New_Space Heating_Natural Gas_Unit Heater_E5 | F5 | Industrial | Food Processing | New | Space Heating | Natural Gas | Unit Heater | E5 | Utility - Cost of Operation | 0 | 0 | 0 | 0 | 0 | 0 | 0 | 0 | 0 | 0 | 0 | 0 | 0 | 0 | 0 | 0 | 0 | 0 | 0 | 0 | 0 | 0 | 0 | 0 | 0 | 0 | 0 | 0 | 0 | 0 | 0 | 0 | 0
F5_Industrial_Food Processing_New_Space Heating_Natural Gas_Unit Heater_E6 | F5 | Industrial | Food Processing | New | Space Heating | Natural Gas | Unit Heater | E6 | Utility - Cost of Operation | 0 | 0 | 0 | 0 | 0 | 0 | 0 | 0 | 0 | 0 | 0 | 0 | 0 | 0 | 0 | 0 | 0 | 0 | 0 | 0 | 0 | 0 | 0 | 0 | 0 | 0 | 0 | 0 | 0 | 0 | 0 | 0 | 0
F5_Industrial_Food Processing_New_Space Heating_Natural Gas_Unit Heater_E7 | F5 | Industrial | Food Processing | New | Space Heating | Natural Gas | Unit Heater | E7 | Utility - Cost of Operation | 0 | 0 | 0 | 0 | 0 | 0 | 0 | 0 | 0 | 0 | 0 | 0 | 0 | 0 | 0 | 0 | 0 | 0 | 0 | 0 | 0 | 0 | 0 | 0 | 0 | 0 | 0 | 0 | 0 | 0 | 0 | 0 | 0
F5_Industrial_Food Processing_New_Space Heating_Natural Gas_Unit Heater_E8 | F5 | Industrial | Food Processing | New | Space Heating | Natural Gas | Unit Heater | E8 | Utility - Cost of Operation | 0 | 0 | 0 | 0 | 0 | 0 | 0 | 0 | 0 | 0 | 0 | 0 | 0 | 0 | 0 | 0 | 0 | 0 | 0 | 0 | 0 | 0 | 0 | 0 | 0 | 0 | 0 | 0 | 0 | 0 | 0 | 0 | 0
F5_Industrial_Food Processing_New_Space Heating_Natural Gas_Unit Heater_E9 | F5 | Industrial | Food Processing | New | Space Heating | Natural Gas | Unit Heater | E9 | Utility - Cost of Operation | 0 | 0 | 0 | 0 | 0 | 0 | 0 | 0 | 0 | 0 | 0 | 0 | 0 | 0 | 0 | 0 | 0 | 0 | 0 | 0 | 0 | 0 | 0 | 0 | 0 | 0 | 0 | 0 | 0 | 0 | 0 | 0 | 0
F5_Industrial_Food Processing_New_Space Heating_Natural Gas_Unit Heater_E10 | F5 | Industrial | Food Processing | New | Space Heating | Natural Gas | Unit Heater | E10 | Utility - Cost of Operation | 0 | 0 | 0 | 0 | 0 | 0 | 0 | 0 | 0 | 0 | 0 | 0 | 0 | 0 | 0 | 0 | 0 | 0 | 0 | 0 | 0 | 0 | 0 | 0 | 0 | 0 | 0 | 0 | 0 | 0 | 0 | 0 | 0
F6_Industrial_Food Processing_New_Space Heating_Natural Gas_Unit Heater_E1 | F6 | Industrial | Food Processing | New | Space Heating | Natural Gas | Unit Heater | E1 | Utility - Value of Sales | 0 | 0 | 0 | 0 | 0 | 0 | 0 | 0 | 0 | 0 | 0 | 0 | 0 | 0 | 0 | 0 | 0 | 0 | 0 | 0 | 0 | 0 | 0 | 0 | 0 | 0 | 0 | 0 | 0 | 0 | 0 | 0 | 0
F6_Industrial_Food Processing_New_Space Heating_Natural Gas_Unit Heater_E2 | F6 | Industrial | Food Processing | New | Space Heating | Natural Gas | Unit Heater | E2 | Utility - Value of Sales | 0 | 0 | 0 | 0 | 0 | 0 | 0 | 0 | 0 | 0 | 0 | 0 | 0 | 0 | 0 | 0 | 0 | 0 | 0 | 0 | 0 | 0 | 0 | 0 | 0 | 0 | 0 | 0 | 0 | 0 | 0 | 0 | 0
F6_Industrial_Food Processing_New_Space Heating_Natural Gas_Unit Heater_E3 | F6 | Industrial | Food Processing | New | Space Heating | Natural Gas | Unit Heater | E3 | Utility - Value of Sales | 0 | 0 | 0 | 0 | 0 | 0 | 0 | 0 | 0 | 0 | 0 | 0 | 0 | 0 | 0 | 0 | 0 | 0 | 0 | 0 | 0 | 0 | 0 | 0 | 0 | 0 | 0 | 0 | 0 | 0 | 0 | 0 | 0
F6_Industrial_Food Processing_New_Space Heating_Natural Gas_Unit Heater_E4 | F6 | Industrial | Food Processing | New | Space Heating | Natural Gas | Unit Heater | E4 | Utility - Value of Sales | 0 | 0 | 0 | 0 | 0 | 0 | 0 | 0 | 0 | 0 | 0 | 0 | 0 | 0 | 0 | 0 | 0 | 0 | 0 | 0 | 0 | 0 | 0 | 0 | 0 | 0 | 0 | 0 | 0 | 0 | 0 | 0 | 0
F6_Industrial_Food Processing_New_Space Heating_Natural Gas_Unit Heater_E5 | F6 | Industrial | Food Processing | New | Space Heating | Natural Gas | Unit Heater | E5 | Utility - Value of Sales | 0 | 0 | 0 | 0 | 0 | 0 | 0 | 0 | 0 | 0 | 0 | 0 | 0 | 0 | 0 | 0 | 0 | 0 | 0 | 0 | 0 | 0 | 0 | 0 | 0 | 0 | 0 | 0 | 0 | 0 | 0 | 0 | 0
F6_Industrial_Food Processing_New_Space Heating_Natural Gas_Unit Heater_E6 | F6 | Industrial | Food Processing | New | Space Heating | Natural Gas | Unit Heater | E6 | Utility - Value of Sales | 0 | 0 | 0 | 0 | 0 | 0 | 0 | 0 | 0 | 0 | 0 | 0 | 0 | 0 | 0 | 0 | 0 | 0 | 0 | 0 | 0 | 0 | 0 | 0 | 0 | 0 | 0 | 0 | 0 | 0 | 0 | 0 | 0
F6_Industrial_Food Processing_New_Space Heating_Natural Gas_Unit Heater_E7 | F6 | Industrial | Food Processing | New | Space Heating | Natural Gas | Unit Heater | E7 | Utility - Value of Sales | 0 | 0 | 0 | 0 | 0 | 0 | 0 | 0 | 0 | 0 | 0 | 0 | 0 | 0 | 0 | 0 | 0 | 0 | 0 | 0 | 0 | 0 | 0 | 0 | 0 | 0 | 0 | 0 | 0 | 0 | 0 | 0 | 0
F6_Industrial_Food Processing_New_Space Heating_Natural Gas_Unit Heater_E8 | F6 | Industrial | Food Processing | New | Space Heating | Natural Gas | Unit Heater | E8 | Utility - Value of Sales | 0 | 0 | 0 | 0 | 0 | 0 | 0 | 0 | 0 | 0 | 0 | 0 | 0 | 0 | 0 | 0 | 0 | 0 | 0 | 0 | 0 | 0 | 0 | 0 | 0 | 0 | 0 | 0 | 0 | 0 | 0 | 0 | 0
F6_Industrial_Food Processing_New_Space Heating_Natural Gas_Unit Heater_E9 | F6 | Industrial | Food Processing | New | Space Heating | Natural Gas | Unit Heater | E9 | Utility - Value of Sales | 0 | 0 | 0 | 0 | 0 | 0 | 0 | 0 | 0 | 0 | 0 | 0 | 0 | 0 | 0 | 0 | 0 | 0 | 0 | 0 | 0 | 0 | 0 | 0 | 0 | 0 | 0 | 0 | 0 | 0 | 0 | 0 | 0
F6_Industrial_Food Processing_New_Space Heating_Natural Gas_Unit Heater_E10 | F6 | Industrial | Food Processing | New | Space Heating | Natural Gas | Unit Heater | E10 | Utility - Value of Sales | 0 | 0 | 0 | 0 | 0 | 0 | 0 | 0 | 0 | 0 | 0 | 0 | 0 | 0 | 0 | 0 | 0 | 0 | 0 | 0 | 0 | 0 | 0 | 0 | 0 | 0 | 0 | 0 | 0 | 0 | 0 | 0 | 0
F1_Industrial_Food Processing_New_Process_Natural Gas_Process Heating_E1 | F1 | Industrial | Food Processing | New | Process | Natural Gas | Process Heating | E1 | RVT - Cost of Equipment | 0 | 0 | 0 | 0 | 0 | 0 | 0 | 0 | 0 | 0 | 0 | 0 | 0 | 0 | 0 | 0 | 0 | 0 | 0 | 0 | 0 | 0 | 0 | 0 | 0 | 0 | 0 | 0 | 0 | 0 | 0 | 0 | 0
F1_Industrial_Food Processing_New_Process_Natural Gas_Process Heating_E2 | F1 | Industrial | Food Processing | New | Process | Natural Gas | Process Heating | E2 | RVT - Cost of Equipment | 0 | 0 | 0 | 0 | 0 | 0 | 0 | 0 | 0 | 0 | 0 | 0 | 0 | 0 | 0 | 0 | 0 | 0 | 0 | 0 | 0 | 0 | 0 | 0 | 0 | 0 | 0 | 0 | 0 | 0 | 0 | 0 | 0
F1_Industrial_Food Processing_New_Process_Natural Gas_Process Heating_E3 | F1 | Industrial | Food Processing | New | Process | Natural Gas | Process Heating | E3 | RVT - Cost of Equipment | 0 | 0 | 0 | 0 | 0 | 0 | 0 | 0 | 0 | 0 | 0 | 0 | 0 | 0 | 0 | 0 | 0 | 0 | 0 | 0 | 0 | 0 | 0 | 0 | 0 | 0 | 0 | 0 | 0 | 0 | 0 | 0 | 0
F1_Industrial_Food Processing_New_Process_Natural Gas_Process Heating_E4 | F1 | Industrial | Food Processing | New | Process | Natural Gas | Process Heating | E4 | RVT - Cost of Equipment | 0 | 0 | 0 | 0 | 0 | 0 | 0 | 0 | 0 | 0 | 0 | 0 | 0 | 0 | 0 | 0 | 0 | 0 | 0 | 0 | 0 | 0 | 0 | 0 | 0 | 0 | 0 | 0 | 0 | 0 | 0 | 0 | 0
F1_Industrial_Food Processing_New_Process_Natural Gas_Process Heating_E5 | F1 | Industrial | Food Processing | New | Process | Natural Gas | Process Heating | E5 | RVT - Cost of Equipment | 0 | 0 | 0 | 0 | 0 | 0 | 0 | 0 | 0 | 0 | 0 | 0 | 0 | 0 | 0 | 0 | 0 | 0 | 0 | 0 | 0 | 0 | 0 | 0 | 0 | 0 | 0 | 0 | 0 | 0 | 0 | 0 | 0
F1_Industrial_Food Processing_New_Process_Natural Gas_Process Heating_E6 | F1 | Industrial | Food Processing | New | Process | Natural Gas | Process Heating | E6 | RVT - Cost of Equipment | 0 | 0 | 0 | 0 | 0 | 0 | 0 | 0 | 0 | 0 | 0 | 0 | 0 | 0 | 0 | 0 | 0 | 0 | 0 | 0 | 0 | 0 | 0 | 0 | 0 | 0 | 0 | 0 | 0 | 0 | 0 | 0 | 0
F1_Industrial_Food Processing_New_Process_Natural Gas_Process Heating_E7 | F1 | Industrial | Food Processing | New | Process | Natural Gas | Process Heating | E7 | RVT - Cost of Equipment | 0 | 0 | 0 | 0 | 0 | 0 | 0 | 0 | 0 | 0 | 0 | 0 | 0 | 0 | 0 | 0 | 0 | 0 | 0 | 0 | 0 | 0 | 0 | 0 | 0 | 0 | 0 | 0 | 0 | 0 | 0 | 0 | 0
F1_Industrial_Food Processing_New_Process_Natural Gas_Process Heating_E8 | F1 | Industrial | Food Processing | New | Process | Natural Gas | Process Heating | E8 | RVT - Cost of Equipment | 0 | 0 | 0 | 0 | 0 | 0 | 0 | 0 | 0 | 0 | 0 | 0 | 0 | 0 | 0 | 0 | 0 | 0 | 0 | 0 | 0 | 0 | 0 | 0 | 0 | 0 | 0 | 0 | 0 | 0 | 0 | 0 | 0
F1_Industrial_Food Processing_New_Process_Natural Gas_Process Heating_E9 | F1 | Industrial | Food Processing | New | Process | Natural Gas | Process Heating | E9 | RVT - Cost of Equipment | 0 | 0 | 0 | 0 | 0 | 0 | 0 | 0 | 0 | 0 | 0 | 0 | 0 | 0 | 0 | 0 | 0 | 0 | 0 | 0 | 0 | 0 | 0 | 0 | 0 | 0 | 0 | 0 | 0 | 0 | 0 | 0 | 0
F1_Industrial_Food Processing_New_Process_Natural Gas_Process Heating_E10 | F1 | Industrial | Food Processing | New | Process | Natural Gas | Process Heating | E10 | RVT - Cost of Equipment | 0 | 0 | 0 | 0 | 0 | 0 | 0 | 0 | 0 | 0 | 0 | 0 | 0 | 0 | 0 | 0 | 0 | 0 | 0 | 0 | 0 | 0 | 0 | 0 | 0 | 0 | 0 | 0 | 0 | 0 | 0 | 0 | 0
F2_Industrial_Food Processing_New_Process_Natural Gas_Process Heating_E1 | F2 | Industrial | Food Processing | New | Process | Natural Gas | Process Heating | E1 | RVT - Cost of Operation | 0 | 0 | 0 | 0 | 0 | 0 | 0 | 0 | 0 | 0 | 0 | 0 | 0 | 0 | 0 | 0 | 0 | 0 | 0 | 0 | 0 | 0 | 0 | 0 | 0 | 0 | 0 | 0 | 0 | 0 | 0 | 0 | 0
F2_Industrial_Food Processing_New_Process_Natural Gas_Process Heating_E2 | F2 | Industrial | Food Processing | New | Process | Natural Gas | Process Heating | E2 | RVT - Cost of Operation | 0 | 0 | 0 | 0 | 0 | 0 | 0 | 0 | 0 | 0 | 0 | 0 | 0 | 0 | 0 | 0 | 0 | 0 | 0 | 0 | 0 | 0 | 0 | 0 | 0 | 0 | 0 | 0 | 0 | 0 | 0 | 0 | 0
F2_Industrial_Food Processing_New_Process_Natural Gas_Process Heating_E3 | F2 | Industrial | Food Processing | New | Process | Natural Gas | Process Heating | E3 | RVT - Cost of Operation | 0 | 0 | 0 | 0 | 0 | 0 | 0 | 0 | 0 | 0 | 0 | 0 | 0 | 0 | 0 | 0 | 0 | 0 | 0 | 0 | 0 | 0 | 0 | 0 | 0 | 0 | 0 | 0 | 0 | 0 | 0 | 0 | 0
F2_Industrial_Food Processing_New_Process_Natural Gas_Process Heating_E4 | F2 | Industrial | Food Processing | New | Process | Natural Gas | Process Heating | E4 | RVT - Cost of Operation | 0 | 0 | 0 | 0 | 0 | 0 | 0 | 0 | 0 | 0 | 0 | 0 | 0 | 0 | 0 | 0 | 0 | 0 | 0 | 0 | 0 | 0 | 0 | 0 | 0 | 0 | 0 | 0 | 0 | 0 | 0 | 0 | 0
F2_Industrial_Food Processing_New_Process_Natural Gas_Process Heating_E5 | F2 | Industrial | Food Processing | New | Process | Natural Gas | Process Heating | E5 | RVT - Cost of Operation | 0 | 0 | 0 | 0 | 0 | 0 | 0 | 0 | 0 | 0 | 0 | 0 | 0 | 0 | 0 | 0 | 0 | 0 | 0 | 0 | 0 | 0 | 0 | 0 | 0 | 0 | 0 | 0 | 0 | 0 | 0 | 0 | 0
F2_Industrial_Food Processing_New_Process_Natural Gas_Process Heating_E6 | F2 | Industrial | Food Processing | New | Process | Natural Gas | Process Heating | E6 | RVT - Cost of Operation | 0 | 0 | 0 | 0 | 0 | 0 | 0 | 0 | 0 | 0 | 0 | 0 | 0 | 0 | 0 | 0 | 0 | 0 | 0 | 0 | 0 | 0 | 0 | 0 | 0 | 0 | 0 | 0 | 0 | 0 | 0 | 0 | 0
F2_Industrial_Food Processing_New_Process_Natural Gas_Process Heating_E7 | F2 | Industrial | Food Processing | New | Process | Natural Gas | Process Heating | E7 | RVT - Cost of Operation | 0 | 0 | 0 | 0 | 0 | 0 | 0 | 0 | 0 | 0 | 0 | 0 | 0 | 0 | 0 | 0 | 0 | 0 | 0 | 0 | 0 | 0 | 0 | 0 | 0 | 0 | 0 | 0 | 0 | 0 | 0 | 0 | 0
F2_Industrial_Food Processing_New_Process_Natural Gas_Process Heating_E8 | F2 | Industrial | Food Processing | New | Process | Natural Gas | Process Heating | E8 | RVT - Cost of Operation | 0 | 0 | 0 | 0 | 0 | 0 | 0 | 0 | 0 | 0 | 0 | 0 | 0 | 0 | 0 | 0 | 0 | 0 | 0 | 0 | 0 | 0 | 0 | 0 | 0 | 0 | 0 | 0 | 0 | 0 | 0 | 0 | 0
F2_Industrial_Food Processing_New_Process_Natural Gas_Process Heating_E9 | F2 | Industrial | Food Processing | New | Process | Natural Gas | Process Heating | E9 | RVT - Cost of Operation | 0 | 0 | 0 | 0 | 0 | 0 | 0 | 0 | 0 | 0 | 0 | 0 | 0 | 0 | 0 | 0 | 0 | 0 | 0 | 0 | 0 | 0 | 0 | 0 | 0 | 0 | 0 | 0 | 0 | 0 | 0 | 0 | 0
F2_Industrial_Food Processing_New_Process_Natural Gas_Process Heating_E10 | F2 | Industrial | Food Processing | New | Process | Natural Gas | Process Heating | E10 | RVT - Cost of Operation | 0 | 0 | 0 | 0 | 0 | 0 | 0 | 0 | 0 | 0 | 0 | 0 | 0 | 0 | 0 | 0 | 0 | 0 | 0 | 0 | 0 | 0 | 0 | 0 | 0 | 0 | 0 | 0 | 0 | 0 | 0 | 0 | 0
F3_Industrial_Food Processing_New_Process_Natural Gas_Process Heating_E1 | F3 | Industrial | Food Processing | New | Process | Natural Gas | Process Heating | E1 | System - kBTUs of Consumption | 0 | 0 | 0 | 0 | 0 | 0 | 0 | 0 | 0 | 0 | 0 | 0 | 0 | 0 | 0 | 0 | 0 | 0 | 0 | 0 | 0 | 0 | 0 | 0 | 0 | 0 | 0 | 0 | 0 | 0 | 0 | 0 | 0
F3_Industrial_Food Processing_New_Process_Natural Gas_Process Heating_E2 | F3 | Industrial | Food Processing | New | Process | Natural Gas | Process Heating | E2 | System - kBTUs of Consumption | 0 | 0 | 0 | 0 | 0 | 0 | 0 | 0 | 0 | 0 | 0 | 0 | 0 | 0 | 0 | 0 | 0 | 0 | 0 | 0 | 0 | 0 | 0 | 0 | 0 | 0 | 0 | 0 | 0 | 0 | 0 | 0 | 0
F3_Industrial_Food Processing_New_Process_Natural Gas_Process Heating_E3 | F3 | Industrial | Food Processing | New | Process | Natural Gas | Process Heating | E3 | System - kBTUs of Consumption | 0 | 0 | 0 | 0 | 0 | 0 | 0 | 0 | 0 | 0 | 0 | 0 | 0 | 0 | 0 | 0 | 0 | 0 | 0 | 0 | 0 | 0 | 0 | 0 | 0 | 0 | 0 | 0 | 0 | 0 | 0 | 0 | 0
F3_Industrial_Food Processing_New_Process_Natural Gas_Process Heating_E4 | F3 | Industrial | Food Processing | New | Process | Natural Gas | Process Heating | E4 | System - kBTUs of Consumption | 0 | 0 | 0 | 0 | 0 | 0 | 0 | 0 | 0 | 0 | 0 | 0 | 0 | 0 | 0 | 0 | 0 | 0 | 0 | 0 | 0 | 0 | 0 | 0 | 0 | 0 | 0 | 0 | 0 | 0 | 0 | 0 | 0
F3_Industrial_Food Processing_New_Process_Natural Gas_Process Heating_E5 | F3 | Industrial | Food Processing | New | Process | Natural Gas | Process Heating | E5 | System - kBTUs of Consumption | 0 | 0 | 0 | 0 | 0 | 0 | 0 | 0 | 0 | 0 | 0 | 0 | 0 | 0 | 0 | 0 | 0 | 0 | 0 | 0 | 0 | 0 | 0 | 0 | 0 | 0 | 0 | 0 | 0 | 0 | 0 | 0 | 0
F3_Industrial_Food Processing_New_Process_Natural Gas_Process Heating_E6 | F3 | Industrial | Food Processing | New | Process | Natural Gas | Process Heating | E6 | System - kBTUs of Consumption | 0 | 0 | 0 | 0 | 0 | 0 | 0 | 0 | 0 | 0 | 0 | 0 | 0 | 0 | 0 | 0 | 0 | 0 | 0 | 0 | 0 | 0 | 0 | 0 | 0 | 0 | 0 | 0 | 0 | 0 | 0 | 0 | 0
F3_Industrial_Food Processing_New_Process_Natural Gas_Process Heating_E7 | F3 | Industrial | Food Processing | New | Process | Natural Gas | Process Heating | E7 | System - kBTUs of Consumption | 0 | 0 | 0 | 0 | 0 | 0 | 0 | 0 | 0 | 0 | 0 | 0 | 0 | 0 | 0 | 0 | 0 | 0 | 0 | 0 | 0 | 0 | 0 | 0 | 0 | 0 | 0 | 0 | 0 | 0 | 0 | 0 | 0
F3_Industrial_Food Processing_New_Process_Natural Gas_Process Heating_E8 | F3 | Industrial | Food Processing | New | Process | Natural Gas | Process Heating | E8 | System - kBTUs of Consumption | 0 | 0 | 0 | 0 | 0 | 0 | 0 | 0 | 0 | 0 | 0 | 0 | 0 | 0 | 0 | 0 | 0 | 0 | 0 | 0 | 0 | 0 | 0 | 0 | 0 | 0 | 0 | 0 | 0 | 0 | 0 | 0 | 0
F3_Industrial_Food Processing_New_Process_Natural Gas_Process Heating_E9 | F3 | Industrial | Food Processing | New | Process | Natural Gas | Process Heating | E9 | System - kBTUs of Consumption | 0 | 0 | 0 | 0 | 0 | 0 | 0 | 0 | 0 | 0 | 0 | 0 | 0 | 0 | 0 | 0 | 0 | 0 | 0 | 0 | 0 | 0 | 0 | 0 | 0 | 0 | 0 | 0 | 0 | 0 | 0 | 0 | 0
F3_Industrial_Food Processing_New_Process_Natural Gas_Process Heating_E10 | F3 | Industrial | Food Processing | New | Process | Natural Gas | Process Heating | E10 | System - kBTUs of Consumption | 0 | 0 | 0 | 0 | 0 | 0 | 0 | 0 | 0 | 0 | 0 | 0 | 0 | 0 | 0 | 0 | 0 | 0 | 0 | 0 | 0 | 0 | 0 | 0 | 0 | 0 | 0 | 0 | 0 | 0 | 0 | 0 | 0
F4_Industrial_Food Processing_New_Process_Natural Gas_Process Heating_E1 | F4 | Industrial | Food Processing | New | Process | Natural Gas | Process Heating | E1 | Utility - Cost of Equipment | 0 | 0 | 0 | 0 | 0 | 0 | 0 | 0 | 0 | 0 | 0 | 0 | 0 | 0 | 0 | 0 | 0 | 0 | 0 | 0 | 0 | 0 | 0 | 0 | 0 | 0 | 0 | 0 | 0 | 0 | 0 | 0 | 0
F4_Industrial_Food Processing_New_Process_Natural Gas_Process Heating_E2 | F4 | Industrial | Food Processing | New | Process | Natural Gas | Process Heating | E2 | Utility - Cost of Equipment | 0 | 0 | 0 | 0 | 0 | 0 | 0 | 0 | 0 | 0 | 0 | 0 | 0 | 0 | 0 | 0 | 0 | 0 | 0 | 0 | 0 | 0 | 0 | 0 | 0 | 0 | 0 | 0 | 0 | 0 | 0 | 0 | 0
F4_Industrial_Food Processing_New_Process_Natural Gas_Process Heating_E3 | F4 | Industrial | Food Processing | New | Process | Natural Gas | Process Heating | E3 | Utility - Cost of Equipment | 0 | 0 | 0 | 0 | 0 | 0 | 0 | 0 | 0 | 0 | 0 | 0 | 0 | 0 | 0 | 0 | 0 | 0 | 0 | 0 | 0 | 0 | 0 | 0 | 0 | 0 | 0 | 0 | 0 | 0 | 0 | 0 | 0
F4_Industrial_Food Processing_New_Process_Natural Gas_Process Heating_E4 | F4 | Industrial | Food Processing | New | Process | Natural Gas | Process Heating | E4 | Utility - Cost of Equipment | 0 | 0 | 0 | 0 | 0 | 0 | 0 | 0 | 0 | 0 | 0 | 0 | 0 | 0 | 0 | 0 | 0 | 0 | 0 | 0 | 0 | 0 | 0 | 0 | 0 | 0 | 0 | 0 | 0 | 0 | 0 | 0 | 0
F4_Industrial_Food Processing_New_Process_Natural Gas_Process Heating_E5 | F4 | Industrial | Food Processing | New | Process | Natural Gas | Process Heating | E5 | Utility - Cost of Equipment | 0 | 0 | 0 | 0 | 0 | 0 | 0 | 0 | 0 | 0 | 0 | 0 | 0 | 0 | 0 | 0 | 0 | 0 | 0 | 0 | 0 | 0 | 0 | 0 | 0 | 0 | 0 | 0 | 0 | 0 | 0 | 0 | 0
F4_Industrial_Food Processing_New_Process_Natural Gas_Process Heating_E6 | F4 | Industrial | Food Processing | New | Process | Natural Gas | Process Heating | E6 | Utility - Cost of Equipment | 0 | 0 | 0 | 0 | 0 | 0 | 0 | 0 | 0 | 0 | 0 | 0 | 0 | 0 | 0 | 0 | 0 | 0 | 0 | 0 | 0 | 0 | 0 | 0 | 0 | 0 | 0 | 0 | 0 | 0 | 0 | 0 | 0
F4_Industrial_Food Processing_New_Process_Natural Gas_Process Heating_E7 | F4 | Industrial | Food Processing | New | Process | Natural Gas | Process Heating | E7 | Utility - Cost of Equipment | 0 | 0 | 0 | 0 | 0 | 0 | 0 | 0 | 0 | 0 | 0 | 0 | 0 | 0 | 0 | 0 | 0 | 0 | 0 | 0 | 0 | 0 | 0 | 0 | 0 | 0 | 0 | 0 | 0 | 0 | 0 | 0 | 0
F4_Industrial_Food Processing_New_Process_Natural Gas_Process Heating_E8 | F4 | Industrial | Food Processing | New | Process | Natural Gas | Process Heating | E8 | Utility - Cost of Equipment | 0 | 0 | 0 | 0 | 0 | 0 | 0 | 0 | 0 | 0 | 0 | 0 | 0 | 0 | 0 | 0 | 0 | 0 | 0 | 0 | 0 | 0 | 0 | 0 | 0 | 0 | 0 | 0 | 0 | 0 | 0 | 0 | 0
F4_Industrial_Food Processing_New_Process_Natural Gas_Process Heating_E9 | F4 | Industrial | Food Processing | New | Process | Natural Gas | Process Heating | E9 | Utility - Cost of Equipment | 0 | 0 | 0 | 0 | 0 | 0 | 0 | 0 | 0 | 0 | 0 | 0 | 0 | 0 | 0 | 0 | 0 | 0 | 0 | 0 | 0 | 0 | 0 | 0 | 0 | 0 | 0 | 0 | 0 | 0 | 0 | 0 | 0
F4_Industrial_Food Processing_New_Process_Natural Gas_Process Heating_E10 | F4 | Industrial | Food Processing | New | Process | Natural Gas | Process Heating | E10 | Utility - Cost of Equipment | 0 | 0 | 0 | 0 | 0 | 0 | 0 | 0 | 0 | 0 | 0 | 0 | 0 | 0 | 0 | 0 | 0 | 0 | 0 | 0 | 0 | 0 | 0 | 0 | 0 | 0 | 0 | 0 | 0 | 0 | 0 | 0 | 0
F5_Industrial_Food Processing_New_Process_Natural Gas_Process Heating_E1 | F5 | Industrial | Food Processing | New | Process | Natural Gas | Process Heating | E1 | Utility - Cost of Operation | 0 | 0 | 0 | 0 | 0 | 0 | 0 | 0 | 0 | 0 | 0 | 0 | 0 | 0 | 0 | 0 | 0 | 0 | 0 | 0 | 0 | 0 | 0 | 0 | 0 | 0 | 0 | 0 | 0 | 0 | 0 | 0 | 0
F5_Industrial_Food Processing_New_Process_Natural Gas_Process Heating_E2 | F5 | Industrial | Food Processing | New | Process | Natural Gas | Process Heating | E2 | Utility - Cost of Operation | 0 | 0 | 0 | 0 | 0 | 0 | 0 | 0 | 0 | 0 | 0 | 0 | 0 | 0 | 0 | 0 | 0 | 0 | 0 | 0 | 0 | 0 | 0 | 0 | 0 | 0 | 0 | 0 | 0 | 0 | 0 | 0 | 0
F5_Industrial_Food Processing_New_Process_Natural Gas_Process Heating_E3 | F5 | Industrial | Food Processing | New | Process | Natural Gas | Process Heating | E3 | Utility - Cost of Operation | 0 | 0 | 0 | 0 | 0 | 0 | 0 | 0 | 0 | 0 | 0 | 0 | 0 | 0 | 0 | 0 | 0 | 0 | 0 | 0 | 0 | 0 | 0 | 0 | 0 | 0 | 0 | 0 | 0 | 0 | 0 | 0 | 0
F5_Industrial_Food Processing_New_Process_Natural Gas_Process Heating_E4 | F5 | Industrial | Food Processing | New | Process | Natural Gas | Process Heating | E4 | Utility - Cost of Operation | 0 | 0 | 0 | 0 | 0 | 0 | 0 | 0 | 0 | 0 | 0 | 0 | 0 | 0 | 0 | 0 | 0 | 0 | 0 | 0 | 0 | 0 | 0 | 0 | 0 | 0 | 0 | 0 | 0 | 0 | 0 | 0 | 0
F5_Industrial_Food Processing_New_Process_Natural Gas_Process Heating_E5 | F5 | Industrial | Food Processing | New | Process | Natural Gas | Process Heating | E5 | Utility - Cost of Operation | 0 | 0 | 0 | 0 | 0 | 0 | 0 | 0 | 0 | 0 | 0 | 0 | 0 | 0 | 0 | 0 | 0 | 0 | 0 | 0 | 0 | 0 | 0 | 0 | 0 | 0 | 0 | 0 | 0 | 0 | 0 | 0 | 0
F5_Industrial_Food Processing_New_Process_Natural Gas_Process Heating_E6 | F5 | Industrial | Food Processing | New | Process | Natural Gas | Process Heating | E6 | Utility - Cost of Operation | 0 | 0 | 0 | 0 | 0 | 0 | 0 | 0 | 0 | 0 | 0 | 0 | 0 | 0 | 0 | 0 | 0 | 0 | 0 | 0 | 0 | 0 | 0 | 0 | 0 | 0 | 0 | 0 | 0 | 0 | 0 | 0 | 0
F5_Industrial_Food Processing_New_Process_Natural Gas_Process Heating_E7 | F5 | Industrial | Food Processing | New | Process | Natural Gas | Process Heating | E7 | Utility - Cost of Operation | 0 | 0 | 0 | 0 | 0 | 0 | 0 | 0 | 0 | 0 | 0 | 0 | 0 | 0 | 0 | 0 | 0 | 0 | 0 | 0 | 0 | 0 | 0 | 0 | 0 | 0 | 0 | 0 | 0 | 0 | 0 | 0 | 0
F5_Industrial_Food Processing_New_Process_Natural Gas_Process Heating_E8 | F5 | Industrial | Food Processing | New | Process | Natural Gas | Process Heating | E8 | Utility - Cost of Operation | 0 | 0 | 0 | 0 | 0 | 0 | 0 | 0 | 0 | 0 | 0 | 0 | 0 | 0 | 0 | 0 | 0 | 0 | 0 | 0 | 0 | 0 | 0 | 0 | 0 | 0 | 0 | 0 | 0 | 0 | 0 | 0 | 0
F5_Industrial_Food Processing_New_Process_Natural Gas_Process Heating_E9 | F5 | Industrial | Food Processing | New | Process | Natural Gas | Process Heating | E9 | Utility - Cost of Operation | 0 | 0 | 0 | 0 | 0 | 0 | 0 | 0 | 0 | 0 | 0 | 0 | 0 | 0 | 0 | 0 | 0 | 0 | 0 | 0 | 0 | 0 | 0 | 0 | 0 | 0 | 0 | 0 | 0 | 0 | 0 | 0 | 0
F5_Industrial_Food Processing_New_Process_Natural Gas_Process Heating_E10 | F5 | Industrial | Food Processing | New | Process | Natural Gas | Process Heating | E10 | Utility - Cost of Operation | 0 | 0 | 0 | 0 | 0 | 0 | 0 | 0 | 0 | 0 | 0 | 0 | 0 | 0 | 0 | 0 | 0 | 0 | 0 | 0 | 0 | 0 | 0 | 0 | 0 | 0 | 0 | 0 | 0 | 0 | 0 | 0 | 0
F6_Industrial_Food Processing_New_Process_Natural Gas_Process Heating_E1 | F6 | Industrial | Food Processing | New | Process | Natural Gas | Process Heating | E1 | Utility - Value of Sales | 0 | 0 | 0 | 0 | 0 | 0 | 0 | 0 | 0 | 0 | 0 | 0 | 0 | 0 | 0 | 0 | 0 | 0 | 0 | 0 | 0 | 0 | 0 | 0 | 0 | 0 | 0 | 0 | 0 | 0 | 0 | 0 | 0
F6_Industrial_Food Processing_New_Process_Natural Gas_Process Heating_E2 | F6 | Industrial | Food Processing | New | Process | Natural Gas | Process Heating | E2 | Utility - Value of Sales | 0 | 0 | 0 | 0 | 0 | 0 | 0 | 0 | 0 | 0 | 0 | 0 | 0 | 0 | 0 | 0 | 0 | 0 | 0 | 0 | 0 | 0 | 0 | 0 | 0 | 0 | 0 | 0 | 0 | 0 | 0 | 0 | 0
F6_Industrial_Food Processing_New_Process_Natural Gas_Process Heating_E3 | F6 | Industrial | Food Processing | New | Process | Natural Gas | Process Heating | E3 | Utility - Value of Sales | 0 | 0 | 0 | 0 | 0 | 0 | 0 | 0 | 0 | 0 | 0 | 0 | 0 | 0 | 0 | 0 | 0 | 0 | 0 | 0 | 0 | 0 | 0 | 0 | 0 | 0 | 0 | 0 | 0 | 0 | 0 | 0 | 0
F6_Industrial_Food Processing_New_Process_Natural Gas_Process Heating_E4 | F6 | Industrial | Food Processing | New | Process | Natural Gas | Process Heating | E4 | Utility - Value of Sales | 0 | 0 | 0 | 0 | 0 | 0 | 0 | 0 | 0 | 0 | 0 | 0 | 0 | 0 | 0 | 0 | 0 | 0 | 0 | 0 | 0 | 0 | 0 | 0 | 0 | 0 | 0 | 0 | 0 | 0 | 0 | 0 | 0
F6_Industrial_Food Processing_New_Process_Natural Gas_Process Heating_E5 | F6 | Industrial | Food Processing | New | Process | Natural Gas | Process Heating | E5 | Utility - Value of Sales | 0 | 0 | 0 | 0 | 0 | 0 | 0 | 0 | 0 | 0 | 0 | 0 | 0 | 0 | 0 | 0 | 0 | 0 | 0 | 0 | 0 | 0 | 0 | 0 | 0 | 0 | 0 | 0 | 0 | 0 | 0 | 0 | 0
F6_Industrial_Food Processing_New_Process_Natural Gas_Process Heating_E6 | F6 | Industrial | Food Processing | New | Process | Natural Gas | Process Heating | E6 | Utility - Value of Sales | 0 | 0 | 0 | 0 | 0 | 0 | 0 | 0 | 0 | 0 | 0 | 0 | 0 | 0 | 0 | 0 | 0 | 0 | 0 | 0 | 0 | 0 | 0 | 0 | 0 | 0 | 0 | 0 | 0 | 0 | 0 | 0 | 0
F6_Industrial_Food Processing_New_Process_Natural Gas_Process Heating_E7 | F6 | Industrial | Food Processing | New | Process | Natural Gas | Process Heating | E7 | Utility - Value of Sales | 0 | 0 | 0 | 0 | 0 | 0 | 0 | 0 | 0 | 0 | 0 | 0 | 0 | 0 | 0 | 0 | 0 | 0 | 0 | 0 | 0 | 0 | 0 | 0 | 0 | 0 | 0 | 0 | 0 | 0 | 0 | 0 | 0
F6_Industrial_Food Processing_New_Process_Natural Gas_Process Heating_E8 | F6 | Industrial | Food Processing | New | Process | Natural Gas | Process Heating | E8 | Utility - Value of Sales | 0 | 0 | 0 | 0 | 0 | 0 | 0 | 0 | 0 | 0 | 0 | 0 | 0 | 0 | 0 | 0 | 0 | 0 | 0 | 0 | 0 | 0 | 0 | 0 | 0 | 0 | 0 | 0 | 0 | 0 | 0 | 0 | 0
F6_Industrial_Food Processing_New_Process_Natural Gas_Process Heating_E9 | F6 | Industrial | Food Processing | New | Process | Natural Gas | Process Heating | E9 | Utility - Value of Sales | 0 | 0 | 0 | 0 | 0 | 0 | 0 | 0 | 0 | 0 | 0 | 0 | 0 | 0 | 0 | 0 | 0 | 0 | 0 | 0 | 0 | 0 | 0 | 0 | 0 | 0 | 0 | 0 | 0 | 0 | 0 | 0 | 0
F6_Industrial_Food Processing_New_Process_Natural Gas_Process Heating_E10 | F6 | Industrial | Food Processing | New | Process | Natural Gas | Process Heating | E10 | Utility - Value of Sales | 0 | 0 | 0 | 0 | 0 | 0 | 0 | 0 | 0 | 0 | 0 | 0 | 0 | 0 | 0 | 0 | 0 | 0 | 0 | 0 | 0 | 0 | 0 | 0 | 0 | 0 | 0 | 0 | 0 | 0 | 0 | 0 | 0
F1_Industrial_Food Processing_New_Process_Natural Gas_Process Boiler_E1 | F1 | Industrial | Food Processing | New | Process | Natural Gas | Process Boiler | E1 | RVT - Cost of Equipment | 0 | 0 | 0 | 0 | 0 | 0 | 0 | 0 | 0 | 0 | 0 | 0 | 0 | 0 | 0 | 0 | 0 | 0 | 0 | 0 | 0 | 0 | 0 | 0 | 0 | 0 | 0 | 0 | 0 | 0 | 0 | 0 | 0
F1_Industrial_Food Processing_New_Process_Natural Gas_Process Boiler_E2 | F1 | Industrial | Food Processing | New | Process | Natural Gas | Process Boiler | E2 | RVT - Cost of Equipment | 0 | 0 | 0 | 0 | 0 | 0 | 0 | 0 | 0 | 0 | 0 | 0 | 0 | 0 | 0 | 0 | 0 | 0 | 0 | 0 | 0 | 0 | 0 | 0 | 0 | 0 | 0 | 0 | 0 | 0 | 0 | 0 | 0
F1_Industrial_Food Processing_New_Process_Natural Gas_Process Boiler_E3 | F1 | Industrial | Food Processing | New | Process | Natural Gas | Process Boiler | E3 | RVT - Cost of Equipment | 0 | 0 | 0 | 0 | 0 | 0 | 0 | 0 | 0 | 0 | 0 | 0 | 0 | 0 | 0 | 0 | 0 | 0 | 0 | 0 | 0 | 0 | 0 | 0 | 0 | 0 | 0 | 0 | 0 | 0 | 0 | 0 | 0
F1_Industrial_Food Processing_New_Process_Natural Gas_Process Boiler_E4 | F1 | Industrial | Food Processing | New | Process | Natural Gas | Process Boiler | E4 | RVT - Cost of Equipment | 0 | 0 | 0 | 0 | 0 | 0 | 0 | 0 | 0 | 0 | 0 | 0 | 0 | 0 | 0 | 0 | 0 | 0 | 0 | 0 | 0 | 0 | 0 | 0 | 0 | 0 | 0 | 0 | 0 | 0 | 0 | 0 | 0
F1_Industrial_Food Processing_New_Process_Natural Gas_Process Boiler_E5 | F1 | Industrial | Food Processing | New | Process | Natural Gas | Process Boiler | E5 | RVT - Cost of Equipment | 0 | 0 | 0 | 0 | 0 | 0 | 0 | 0 | 0 | 0 | 0 | 0 | 0 | 0 | 0 | 0 | 0 | 0 | 0 | 0 | 0 | 0 | 0 | 0 | 0 | 0 | 0 | 0 | 0 | 0 | 0 | 0 | 0
F1_Industrial_Food Processing_New_Process_Natural Gas_Process Boiler_E6 | F1 | Industrial | Food Processing | New | Process | Natural Gas | Process Boiler | E6 | RVT - Cost of Equipment | 0 | 0 | 0 | 0 | 0 | 0 | 0 | 0 | 0 | 0 | 0 | 0 | 0 | 0 | 0 | 0 | 0 | 0 | 0 | 0 | 0 | 0 | 0 | 0 | 0 | 0 | 0 | 0 | 0 | 0 | 0 | 0 | 0
F1_Industrial_Food Processing_New_Process_Natural Gas_Process Boiler_E7 | F1 | Industrial | Food Processing | New | Process | Natural Gas | Process Boiler | E7 | RVT - Cost of Equipment | 0 | 0 | 0 | 0 | 0 | 0 | 0 | 0 | 0 | 0 | 0 | 0 | 0 | 0 | 0 | 0 | 0 | 0 | 0 | 0 | 0 | 0 | 0 | 0 | 0 | 0 | 0 | 0 | 0 | 0 | 0 | 0 | 0
F1_Industrial_Food Processing_New_Process_Natural Gas_Process Boiler_E8 | F1 | Industrial | Food Processing | New | Process | Natural Gas | Process Boiler | E8 | RVT - Cost of Equipment | 0 | 0 | 0 | 0 | 0 | 0 | 0 | 0 | 0 | 0 | 0 | 0 | 0 | 0 | 0 | 0 | 0 | 0 | 0 | 0 | 0 | 0 | 0 | 0 | 0 | 0 | 0 | 0 | 0 | 0 | 0 | 0 | 0
F1_Industrial_Food Processing_New_Process_Natural Gas_Process Boiler_E9 | F1 | Industrial | Food Processing | New | Process | Natural Gas | Process Boiler | E9 | RVT - Cost of Equipment | 0 | 0 | 0 | 0 | 0 | 0 | 0 | 0 | 0 | 0 | 0 | 0 | 0 | 0 | 0 | 0 | 0 | 0 | 0 | 0 | 0 | 0 | 0 | 0 | 0 | 0 | 0 | 0 | 0 | 0 | 0 | 0 | 0
F1_Industrial_Food Processing_New_Process_Natural Gas_Process Boiler_E10 | F1 | Industrial | Food Processing | New | Process | Natural Gas | Process Boiler | E10 | RVT - Cost of Equipment | 0 | 0 | 0 | 0 | 0 | 0 | 0 | 0 | 0 | 0 | 0 | 0 | 0 | 0 | 0 | 0 | 0 | 0 | 0 | 0 | 0 | 0 | 0 | 0 | 0 | 0 | 0 | 0 | 0 | 0 | 0 | 0 | 0
F2_Industrial_Food Processing_New_Process_Natural Gas_Process Boiler_E1 | F2 | Industrial | Food Processing | New | Process | Natural Gas | Process Boiler | E1 | RVT - Cost of Operation | 0 | 0 | 0 | 0 | 0 | 0 | 0 | 0 | 0 | 0 | 0 | 0 | 0 | 0 | 0 | 0 | 0 | 0 | 0 | 0 | 0 | 0 | 0 | 0 | 0 | 0 | 0 | 0 | 0 | 0 | 0 | 0 | 0
F2_Industrial_Food Processing_New_Process_Natural Gas_Process Boiler_E2 | F2 | Industrial | Food Processing | New | Process | Natural Gas | Process Boiler | E2 | RVT - Cost of Operation | 0 | 0 | 0 | 0 | 0 | 0 | 0 | 0 | 0 | 0 | 0 | 0 | 0 | 0 | 0 | 0 | 0 | 0 | 0 | 0 | 0 | 0 | 0 | 0 | 0 | 0 | 0 | 0 | 0 | 0 | 0 | 0 | 0
F2_Industrial_Food Processing_New_Process_Natural Gas_Process Boiler_E3 | F2 | Industrial | Food Processing | New | Process | Natural Gas | Process Boiler | E3 | RVT - Cost of Operation | 0 | 0 | 0 | 0 | 0 | 0 | 0 | 0 | 0 | 0 | 0 | 0 | 0 | 0 | 0 | 0 | 0 | 0 | 0 | 0 | 0 | 0 | 0 | 0 | 0 | 0 | 0 | 0 | 0 | 0 | 0 | 0 | 0
F2_Industrial_Food Processing_New_Process_Natural Gas_Process Boiler_E4 | F2 | Industrial | Food Processing | New | Process | Natural Gas | Process Boiler | E4 | RVT - Cost of Operation | 0 | 0 | 0 | 0 | 0 | 0 | 0 | 0 | 0 | 0 | 0 | 0 | 0 | 0 | 0 | 0 | 0 | 0 | 0 | 0 | 0 | 0 | 0 | 0 | 0 | 0 | 0 | 0 | 0 | 0 | 0 | 0 | 0
F2_Industrial_Food Processing_New_Process_Natural Gas_Process Boiler_E5 | F2 | Industrial | Food Processing | New | Process | Natural Gas | Process Boiler | E5 | RVT - Cost of Operation | 0 | 0 | 0 | 0 | 0 | 0 | 0 | 0 | 0 | 0 | 0 | 0 | 0 | 0 | 0 | 0 | 0 | 0 | 0 | 0 | 0 | 0 | 0 | 0 | 0 | 0 | 0 | 0 | 0 | 0 | 0 | 0 | 0
F2_Industrial_Food Processing_New_Process_Natural Gas_Process Boiler_E6 | F2 | Industrial | Food Processing | New | Process | Natural Gas | Process Boiler | E6 | RVT - Cost of Operation | 0 | 0 | 0 | 0 | 0 | 0 | 0 | 0 | 0 | 0 | 0 | 0 | 0 | 0 | 0 | 0 | 0 | 0 | 0 | 0 | 0 | 0 | 0 | 0 | 0 | 0 | 0 | 0 | 0 | 0 | 0 | 0 | 0
F2_Industrial_Food Processing_New_Process_Natural Gas_Process Boiler_E7 | F2 | Industrial | Food Processing | New | Process | Natural Gas | Process Boiler | E7 | RVT - Cost of Operation | 0 | 0 | 0 | 0 | 0 | 0 | 0 | 0 | 0 | 0 | 0 | 0 | 0 | 0 | 0 | 0 | 0 | 0 | 0 | 0 | 0 | 0 | 0 | 0 | 0 | 0 | 0 | 0 | 0 | 0 | 0 | 0 | 0
F2_Industrial_Food Processing_New_Process_Natural Gas_Process Boiler_E8 | F2 | Industrial | Food Processing | New | Process | Natural Gas | Process Boiler | E8 | RVT - Cost of Operation | 0 | 0 | 0 | 0 | 0 | 0 | 0 | 0 | 0 | 0 | 0 | 0 | 0 | 0 | 0 | 0 | 0 | 0 | 0 | 0 | 0 | 0 | 0 | 0 | 0 | 0 | 0 | 0 | 0 | 0 | 0 | 0 | 0
F2_Industrial_Food Processing_New_Process_Natural Gas_Process Boiler_E9 | F2 | Industrial | Food Processing | New | Process | Natural Gas | Process Boiler | E9 | RVT - Cost of Operation | 0 | 0 | 0 | 0 | 0 | 0 | 0 | 0 | 0 | 0 | 0 | 0 | 0 | 0 | 0 | 0 | 0 | 0 | 0 | 0 | 0 | 0 | 0 | 0 | 0 | 0 | 0 | 0 | 0 | 0 | 0 | 0 | 0
F2_Industrial_Food Processing_New_Process_Natural Gas_Process Boiler_E10 | F2 | Industrial | Food Processing | New | Process | Natural Gas | Process Boiler | E10 | RVT - Cost of Operation | 0 | 0 | 0 | 0 | 0 | 0 | 0 | 0 | 0 | 0 | 0 | 0 | 0 | 0 | 0 | 0 | 0 | 0 | 0 | 0 | 0 | 0 | 0 | 0 | 0 | 0 | 0 | 0 | 0 | 0 | 0 | 0 | 0
F3_Industrial_Food Processing_New_Process_Natural Gas_Process Boiler_E1 | F3 | Industrial | Food Processing | New | Process | Natural Gas | Process Boiler | E1 | System - kBTUs of Consumption | 0 | 0 | 0 | 0 | 0 | 0 | 0 | 0 | 0 | 0 | 0 | 0 | 0 | 0 | 0 | 0 | 0 | 0 | 0 | 0 | 0 | 0 | 0 | 0 | 0 | 0 | 0 | 0 | 0 | 0 | 0 | 0 | 0
F3_Industrial_Food Processing_New_Process_Natural Gas_Process Boiler_E2 | F3 | Industrial | Food Processing | New | Process | Natural Gas | Process Boiler | E2 | System - kBTUs of Consumption | 0 | 0 | 0 | 0 | 0 | 0 | 0 | 0 | 0 | 0 | 0 | 0 | 0 | 0 | 0 | 0 | 0 | 0 | 0 | 0 | 0 | 0 | 0 | 0 | 0 | 0 | 0 | 0 | 0 | 0 | 0 | 0 | 0
F3_Industrial_Food Processing_New_Process_Natural Gas_Process Boiler_E3 | F3 | Industrial | Food Processing | New | Process | Natural Gas | Process Boiler | E3 | System - kBTUs of Consumption | 0 | 0 | 0 | 0 | 0 | 0 | 0 | 0 | 0 | 0 | 0 | 0 | 0 | 0 | 0 | 0 | 0 | 0 | 0 | 0 | 0 | 0 | 0 | 0 | 0 | 0 | 0 | 0 | 0 | 0 | 0 | 0 | 0
F3_Industrial_Food Processing_New_Process_Natural Gas_Process Boiler_E4 | F3 | Industrial | Food Processing | New | Process | Natural Gas | Process Boiler | E4 | System - kBTUs of Consumption | 0 | 0 | 0 | 0 | 0 | 0 | 0 | 0 | 0 | 0 | 0 | 0 | 0 | 0 | 0 | 0 | 0 | 0 | 0 | 0 | 0 | 0 | 0 | 0 | 0 | 0 | 0 | 0 | 0 | 0 | 0 | 0 | 0
F3_Industrial_Food Processing_New_Process_Natural Gas_Process Boiler_E5 | F3 | Industrial | Food Processing | New | Process | Natural Gas | Process Boiler | E5 | System - kBTUs of Consumption | 0 | 0 | 0 | 0 | 0 | 0 | 0 | 0 | 0 | 0 | 0 | 0 | 0 | 0 | 0 | 0 | 0 | 0 | 0 | 0 | 0 | 0 | 0 | 0 | 0 | 0 | 0 | 0 | 0 | 0 | 0 | 0 | 0
F3_Industrial_Food Processing_New_Process_Natural Gas_Process Boiler_E6 | F3 | Industrial | Food Processing | New | Process | Natural Gas | Process Boiler | E6 | System - kBTUs of Consumption | 0 | 0 | 0 | 0 | 0 | 0 | 0 | 0 | 0 | 0 | 0 | 0 | 0 | 0 | 0 | 0 | 0 | 0 | 0 | 0 | 0 | 0 | 0 | 0 | 0 | 0 | 0 | 0 | 0 | 0 | 0 | 0 | 0
F3_Industrial_Food Processing_New_Process_Natural Gas_Process Boiler_E7 | F3 | Industrial | Food Processing | New | Process | Natural Gas | Process Boiler | E7 | System - kBTUs of Consumption | 0 | 0 | 0 | 0 | 0 | 0 | 0 | 0 | 0 | 0 | 0 | 0 | 0 | 0 | 0 | 0 | 0 | 0 | 0 | 0 | 0 | 0 | 0 | 0 | 0 | 0 | 0 | 0 | 0 | 0 | 0 | 0 | 0
F3_Industrial_Food Processing_New_Process_Natural Gas_Process Boiler_E8 | F3 | Industrial | Food Processing | New | Process | Natural Gas | Process Boiler | E8 | System - kBTUs of Consumption | 0 | 0 | 0 | 0 | 0 | 0 | 0 | 0 | 0 | 0 | 0 | 0 | 0 | 0 | 0 | 0 | 0 | 0 | 0 | 0 | 0 | 0 | 0 | 0 | 0 | 0 | 0 | 0 | 0 | 0 | 0 | 0 | 0
F3_Industrial_Food Processing_New_Process_Natural Gas_Process Boiler_E9 | F3 | Industrial | Food Processing | New | Process | Natural Gas | Process Boiler | E9 | System - kBTUs of Consumption | 0 | 0 | 0 | 0 | 0 | 0 | 0 | 0 | 0 | 0 | 0 | 0 | 0 | 0 | 0 | 0 | 0 | 0 | 0 | 0 | 0 | 0 | 0 | 0 | 0 | 0 | 0 | 0 | 0 | 0 | 0 | 0 | 0
F3_Industrial_Food Processing_New_Process_Natural Gas_Process Boiler_E10 | F3 | Industrial | Food Processing | New | Process | Natural Gas | Process Boiler | E10 | System - kBTUs of Consumption | 0 | 0 | 0 | 0 | 0 | 0 | 0 | 0 | 0 | 0 | 0 | 0 | 0 | 0 | 0 | 0 | 0 | 0 | 0 | 0 | 0 | 0 | 0 | 0 | 0 | 0 | 0 | 0 | 0 | 0 | 0 | 0 | 0
F4_Industrial_Food Processing_New_Process_Natural Gas_Process Boiler_E1 | F4 | Industrial | Food Processing | New | Process | Natural Gas | Process Boiler | E1 | Utility - Cost of Equipment | 0 | 0 | 0 | 0 | 0 | 0 | 0 | 0 | 0 | 0 | 0 | 0 | 0 | 0 | 0 | 0 | 0 | 0 | 0 | 0 | 0 | 0 | 0 | 0 | 0 | 0 | 0 | 0 | 0 | 0 | 0 | 0 | 0
F4_Industrial_Food Processing_New_Process_Natural Gas_Process Boiler_E2 | F4 | Industrial | Food Processing | New | Process | Natural Gas | Process Boiler | E2 | Utility - Cost of Equipment | 0 | 0 | 0 | 0 | 0 | 0 | 0 | 0 | 0 | 0 | 0 | 0 | 0 | 0 | 0 | 0 | 0 | 0 | 0 | 0 | 0 | 0 | 0 | 0 | 0 | 0 | 0 | 0 | 0 | 0 | 0 | 0 | 0
F4_Industrial_Food Processing_New_Process_Natural Gas_Process Boiler_E3 | F4 | Industrial | Food Processing | New | Process | Natural Gas | Process Boiler | E3 | Utility - Cost of Equipment | 0 | 0 | 0 | 0 | 0 | 0 | 0 | 0 | 0 | 0 | 0 | 0 | 0 | 0 | 0 | 0 | 0 | 0 | 0 | 0 | 0 | 0 | 0 | 0 | 0 | 0 | 0 | 0 | 0 | 0 | 0 | 0 | 0
F4_Industrial_Food Processing_New_Process_Natural Gas_Process Boiler_E4 | F4 | Industrial | Food Processing | New | Process | Natural Gas | Process Boiler | E4 | Utility - Cost of Equipment | 0 | 0 | 0 | 0 | 0 | 0 | 0 | 0 | 0 | 0 | 0 | 0 | 0 | 0 | 0 | 0 | 0 | 0 | 0 | 0 | 0 | 0 | 0 | 0 | 0 | 0 | 0 | 0 | 0 | 0 | 0 | 0 | 0
F4_Industrial_Food Processing_New_Process_Natural Gas_Process Boiler_E5 | F4 | Industrial | Food Processing | New | Process | Natural Gas | Process Boiler | E5 | Utility - Cost of Equipment | 0 | 0 | 0 | 0 | 0 | 0 | 0 | 0 | 0 | 0 | 0 | 0 | 0 | 0 | 0 | 0 | 0 | 0 | 0 | 0 | 0 | 0 | 0 | 0 | 0 | 0 | 0 | 0 | 0 | 0 | 0 | 0 | 0
F4_Industrial_Food Processing_New_Process_Natural Gas_Process Boiler_E6 | F4 | Industrial | Food Processing | New | Process | Natural Gas | Process Boiler | E6 | Utility - Cost of Equipment | 0 | 0 | 0 | 0 | 0 | 0 | 0 | 0 | 0 | 0 | 0 | 0 | 0 | 0 | 0 | 0 | 0 | 0 | 0 | 0 | 0 | 0 | 0 | 0 | 0 | 0 | 0 | 0 | 0 | 0 | 0 | 0 | 0
F4_Industrial_Food Processing_New_Process_Natural Gas_Process Boiler_E7 | F4 | Industrial | Food Processing | New | Process | Natural Gas | Process Boiler | E7 | Utility - Cost of Equipment | 0 | 0 | 0 | 0 | 0 | 0 | 0 | 0 | 0 | 0 | 0 | 0 | 0 | 0 | 0 | 0 | 0 | 0 | 0 | 0 | 0 | 0 | 0 | 0 | 0 | 0 | 0 | 0 | 0 | 0 | 0 | 0 | 0
F4_Industrial_Food Processing_New_Process_Natural Gas_Process Boiler_E8 | F4 | Industrial | Food Processing | New | Process | Natural Gas | Process Boiler | E8 | Utility - Cost of Equipment | 0 | 0 | 0 | 0 | 0 | 0 | 0 | 0 | 0 | 0 | 0 | 0 | 0 | 0 | 0 | 0 | 0 | 0 | 0 | 0 | 0 | 0 | 0 | 0 | 0 | 0 | 0 | 0 | 0 | 0 | 0 | 0 | 0
F4_Industrial_Food Processing_New_Process_Natural Gas_Process Boiler_E9 | F4 | Industrial | Food Processing | New | Process | Natural Gas | Process Boiler | E9 | Utility - Cost of Equipment | 0 | 0 | 0 | 0 | 0 | 0 | 0 | 0 | 0 | 0 | 0 | 0 | 0 | 0 | 0 | 0 | 0 | 0 | 0 | 0 | 0 | 0 | 0 | 0 | 0 | 0 | 0 | 0 | 0 | 0 | 0 | 0 | 0
F4_Industrial_Food Processing_New_Process_Natural Gas_Process Boiler_E10 | F4 | Industrial | Food Processing | New | Process | Natural Gas | Process Boiler | E10 | Utility - Cost of Equipment | 0 | 0 | 0 | 0 | 0 | 0 | 0 | 0 | 0 | 0 | 0 | 0 | 0 | 0 | 0 | 0 | 0 | 0 | 0 | 0 | 0 | 0 | 0 | 0 | 0 | 0 | 0 | 0 | 0 | 0 | 0 | 0 | 0
F5_Industrial_Food Processing_New_Process_Natural Gas_Process Boiler_E1 | F5 | Industrial | Food Processing | New | Process | Natural Gas | Process Boiler | E1 | Utility - Cost of Operation | 0 | 0 | 0 | 0 | 0 | 0 | 0 | 0 | 0 | 0 | 0 | 0 | 0 | 0 | 0 | 0 | 0 | 0 | 0 | 0 | 0 | 0 | 0 | 0 | 0 | 0 | 0 | 0 | 0 | 0 | 0 | 0 | 0
F5_Industrial_Food Processing_New_Process_Natural Gas_Process Boiler_E2 | F5 | Industrial | Food Processing | New | Process | Natural Gas | Process Boiler | E2 | Utility - Cost of Operation | 0 | 0 | 0 | 0 | 0 | 0 | 0 | 0 | 0 | 0 | 0 | 0 | 0 | 0 | 0 | 0 | 0 | 0 | 0 | 0 | 0 | 0 | 0 | 0 | 0 | 0 | 0 | 0 | 0 | 0 | 0 | 0 | 0
F5_Industrial_Food Processing_New_Process_Natural Gas_Process Boiler_E3 | F5 | Industrial | Food Processing | New | Process | Natural Gas | Process Boiler | E3 | Utility - Cost of Operation | 0 | 0 | 0 | 0 | 0 | 0 | 0 | 0 | 0 | 0 | 0 | 0 | 0 | 0 | 0 | 0 | 0 | 0 | 0 | 0 | 0 | 0 | 0 | 0 | 0 | 0 | 0 | 0 | 0 | 0 | 0 | 0 | 0
F5_Industrial_Food Processing_New_Process_Natural Gas_Process Boiler_E4 | F5 | Industrial | Food Processing | New | Process | Natural Gas | Process Boiler | E4 | Utility - Cost of Operation | 0 | 0 | 0 | 0 | 0 | 0 | 0 | 0 | 0 | 0 | 0 | 0 | 0 | 0 | 0 | 0 | 0 | 0 | 0 | 0 | 0 | 0 | 0 | 0 | 0 | 0 | 0 | 0 | 0 | 0 | 0 | 0 | 0
F5_Industrial_Food Processing_New_Process_Natural Gas_Process Boiler_E5 | F5 | Industrial | Food Processing | New | Process | Natural Gas | Process Boiler | E5 | Utility - Cost of Operation | 0 | 0 | 0 | 0 | 0 | 0 | 0 | 0 | 0 | 0 | 0 | 0 | 0 | 0 | 0 | 0 | 0 | 0 | 0 | 0 | 0 | 0 | 0 | 0 | 0 | 0 | 0 | 0 | 0 | 0 | 0 | 0 | 0
F5_Industrial_Food Processing_New_Process_Natural Gas_Process Boiler_E6 | F5 | Industrial | Food Processing | New | Process | Natural Gas | Process Boiler | E6 | Utility - Cost of Operation | 0 | 0 | 0 | 0 | 0 | 0 | 0 | 0 | 0 | 0 | 0 | 0 | 0 | 0 | 0 | 0 | 0 | 0 | 0 | 0 | 0 | 0 | 0 | 0 | 0 | 0 | 0 | 0 | 0 | 0 | 0 | 0 | 0
F5_Industrial_Food Processing_New_Process_Natural Gas_Process Boiler_E7 | F5 | Industrial | Food Processing | New | Process | Natural Gas | Process Boiler | E7 | Utility - Cost of Operation | 0 | 0 | 0 | 0 | 0 | 0 | 0 | 0 | 0 | 0 | 0 | 0 | 0 | 0 | 0 | 0 | 0 | 0 | 0 | 0 | 0 | 0 | 0 | 0 | 0 | 0 | 0 | 0 | 0 | 0 | 0 | 0 | 0
F5_Industrial_Food Processing_New_Process_Natural Gas_Process Boiler_E8 | F5 | Industrial | Food Processing | New | Process | Natural Gas | Process Boiler | E8 | Utility - Cost of Operation | 0 | 0 | 0 | 0 | 0 | 0 | 0 | 0 | 0 | 0 | 0 | 0 | 0 | 0 | 0 | 0 | 0 | 0 | 0 | 0 | 0 | 0 | 0 | 0 | 0 | 0 | 0 | 0 | 0 | 0 | 0 | 0 | 0
F5_Industrial_Food Processing_New_Process_Natural Gas_Process Boiler_E9 | F5 | Industrial | Food Processing | New | Process | Natural Gas | Process Boiler | E9 | Utility - Cost of Operation | 0 | 0 | 0 | 0 | 0 | 0 | 0 | 0 | 0 | 0 | 0 | 0 | 0 | 0 | 0 | 0 | 0 | 0 | 0 | 0 | 0 | 0 | 0 | 0 | 0 | 0 | 0 | 0 | 0 | 0 | 0 | 0 | 0
F5_Industrial_Food Processing_New_Process_Natural Gas_Process Boiler_E10 | F5 | Industrial | Food Processing | New | Process | Natural Gas | Process Boiler | E10 | Utility - Cost of Operation | 0 | 0 | 0 | 0 | 0 | 0 | 0 | 0 | 0 | 0 | 0 | 0 | 0 | 0 | 0 | 0 | 0 | 0 | 0 | 0 | 0 | 0 | 0 | 0 | 0 | 0 | 0 | 0 | 0 | 0 | 0 | 0 | 0
F6_Industrial_Food Processing_New_Process_Natural Gas_Process Boiler_E1 | F6 | Industrial | Food Processing | New | Process | Natural Gas | Process Boiler | E1 | Utility - Value of Sales | 0 | 0 | 0 | 0 | 0 | 0 | 0 | 0 | 0 | 0 | 0 | 0 | 0 | 0 | 0 | 0 | 0 | 0 | 0 | 0 | 0 | 0 | 0 | 0 | 0 | 0 | 0 | 0 | 0 | 0 | 0 | 0 | 0
F6_Industrial_Food Processing_New_Process_Natural Gas_Process Boiler_E2 | F6 | Industrial | Food Processing | New | Process | Natural Gas | Process Boiler | E2 | Utility - Value of Sales | 0 | 0 | 0 | 0 | 0 | 0 | 0 | 0 | 0 | 0 | 0 | 0 | 0 | 0 | 0 | 0 | 0 | 0 | 0 | 0 | 0 | 0 | 0 | 0 | 0 | 0 | 0 | 0 | 0 | 0 | 0 | 0 | 0
F6_Industrial_Food Processing_New_Process_Natural Gas_Process Boiler_E3 | F6 | Industrial | Food Processing | New | Process | Natural Gas | Process Boiler | E3 | Utility - Value of Sales | 0 | 0 | 0 | 0 | 0 | 0 | 0 | 0 | 0 | 0 | 0 | 0 | 0 | 0 | 0 | 0 | 0 | 0 | 0 | 0 | 0 | 0 | 0 | 0 | 0 | 0 | 0 | 0 | 0 | 0 | 0 | 0 | 0
F6_Industrial_Food Processing_New_Process_Natural Gas_Process Boiler_E4 | F6 | Industrial | Food Processing | New | Process | Natural Gas | Process Boiler | E4 | Utility - Value of Sales | 0 | 0 | 0 | 0 | 0 | 0 | 0 | 0 | 0 | 0 | 0 | 0 | 0 | 0 | 0 | 0 | 0 | 0 | 0 | 0 | 0 | 0 | 0 | 0 | 0 | 0 | 0 | 0 | 0 | 0 | 0 | 0 | 0
F6_Industrial_Food Processing_New_Process_Natural Gas_Process Boiler_E5 | F6 | Industrial | Food Processing | New | Process | Natural Gas | Process Boiler | E5 | Utility - Value of Sales | 0 | 0 | 0 | 0 | 0 | 0 | 0 | 0 | 0 | 0 | 0 | 0 | 0 | 0 | 0 | 0 | 0 | 0 | 0 | 0 | 0 | 0 | 0 | 0 | 0 | 0 | 0 | 0 | 0 | 0 | 0 | 0 | 0
F6_Industrial_Food Processing_New_Process_Natural Gas_Process Boiler_E6 | F6 | Industrial | Food Processing | New | Process | Natural Gas | Process Boiler | E6 | Utility - Value of Sales | 0 | 0 | 0 | 0 | 0 | 0 | 0 | 0 | 0 | 0 | 0 | 0 | 0 | 0 | 0 | 0 | 0 | 0 | 0 | 0 | 0 | 0 | 0 | 0 | 0 | 0 | 0 | 0 | 0 | 0 | 0 | 0 | 0
F6_Industrial_Food Processing_New_Process_Natural Gas_Process Boiler_E7 | F6 | Industrial | Food Processing | New | Process | Natural Gas | Process Boiler | E7 | Utility - Value of Sales | 0 | 0 | 0 | 0 | 0 | 0 | 0 | 0 | 0 | 0 | 0 | 0 | 0 | 0 | 0 | 0 | 0 | 0 | 0 | 0 | 0 | 0 | 0 | 0 | 0 | 0 | 0 | 0 | 0 | 0 | 0 | 0 | 0
F6_Industrial_Food Processing_New_Process_Natural Gas_Process Boiler_E8 | F6 | Industrial | Food Processing | New | Process | Natural Gas | Process Boiler | E8 | Utility - Value of Sales | 0 | 0 | 0 | 0 | 0 | 0 | 0 | 0 | 0 | 0 | 0 | 0 | 0 | 0 | 0 | 0 | 0 | 0 | 0 | 0 | 0 | 0 | 0 | 0 | 0 | 0 | 0 | 0 | 0 | 0 | 0 | 0 | 0
F6_Industrial_Food Processing_New_Process_Natural Gas_Process Boiler_E9 | F6 | Industrial | Food Processing | New | Process | Natural Gas | Process Boiler | E9 | Utility - Value of Sales | 0 | 0 | 0 | 0 | 0 | 0 | 0 | 0 | 0 | 0 | 0 | 0 | 0 | 0 | 0 | 0 | 0 | 0 | 0 | 0 | 0 | 0 | 0 | 0 | 0 | 0 | 0 | 0 | 0 | 0 | 0 | 0 | 0
F6_Industrial_Food Processing_New_Process_Natural Gas_Process Boiler_E10 | F6 | Industrial | Food Processing | New | Process | Natural Gas | Process Boiler | E10 | Utility - Value of Sales | 0 | 0 | 0 | 0 | 0 | 0 | 0 | 0 | 0 | 0 | 0 | 0 | 0 | 0 | 0 | 0 | 0 | 0 | 0 | 0 | 0 | 0 | 0 | 0 | 0 | 0 | 0 | 0 | 0 | 0 | 0 | 0 | 0
F1_Industrial_Food Processing_New_Process_Natural Gas_Process Cooling_E1 | F1 | Industrial | Food Processing | New | Process | Natural Gas | Process Cooling | E1 | RVT - Cost of Equipment | 0 | 0 | 0 | 0 | 0 | 0 | 0 | 0 | 0 | 0 | 0 | 0 | 0 | 0 | 0 | 0 | 0 | 0 | 0 | 0 | 0 | 0 | 0 | 0 | 0 | 0 | 0 | 0 | 0 | 0 | 0 | 0 | 0
F1_Industrial_Food Processing_New_Process_Natural Gas_Process Cooling_E2 | F1 | Industrial | Food Processing | New | Process | Natural Gas | Process Cooling | E2 | RVT - Cost of Equipment | 0 | 0 | 0 | 0 | 0 | 0 | 0 | 0 | 0 | 0 | 0 | 0 | 0 | 0 | 0 | 0 | 0 | 0 | 0 | 0 | 0 | 0 | 0 | 0 | 0 | 0 | 0 | 0 | 0 | 0 | 0 | 0 | 0
F1_Industrial_Food Processing_New_Process_Natural Gas_Process Cooling_E3 | F1 | Industrial | Food Processing | New | Process | Natural Gas | Process Cooling | E3 | RVT - Cost of Equipment | 0 | 0 | 0 | 0 | 0 | 0 | 0 | 0 | 0 | 0 | 0 | 0 | 0 | 0 | 0 | 0 | 0 | 0 | 0 | 0 | 0 | 0 | 0 | 0 | 0 | 0 | 0 | 0 | 0 | 0 | 0 | 0 | 0
F1_Industrial_Food Processing_New_Process_Natural Gas_Process Cooling_E4 | F1 | Industrial | Food Processing | New | Process | Natural Gas | Process Cooling | E4 | RVT - Cost of Equipment | 0 | 0 | 0 | 0 | 0 | 0 | 0 | 0 | 0 | 0 | 0 | 0 | 0 | 0 | 0 | 0 | 0 | 0 | 0 | 0 | 0 | 0 | 0 | 0 | 0 | 0 | 0 | 0 | 0 | 0 | 0 | 0 | 0
F1_Industrial_Food Processing_New_Process_Natural Gas_Process Cooling_E5 | F1 | Industrial | Food Processing | New | Process | Natural Gas | Process Cooling | E5 | RVT - Cost of Equipment | 0 | 0 | 0 | 0 | 0 | 0 | 0 | 0 | 0 | 0 | 0 | 0 | 0 | 0 | 0 | 0 | 0 | 0 | 0 | 0 | 0 | 0 | 0 | 0 | 0 | 0 | 0 | 0 | 0 | 0 | 0 | 0 | 0
F1_Industrial_Food Processing_New_Process_Natural Gas_Process Cooling_E6 | F1 | Industrial | Food Processing | New | Process | Natural Gas | Process Cooling | E6 | RVT - Cost of Equipment | 0 | 0 | 0 | 0 | 0 | 0 | 0 | 0 | 0 | 0 | 0 | 0 | 0 | 0 | 0 | 0 | 0 | 0 | 0 | 0 | 0 | 0 | 0 | 0 | 0 | 0 | 0 | 0 | 0 | 0 | 0 | 0 | 0
F1_Industrial_Food Processing_New_Process_Natural Gas_Process Cooling_E7 | F1 | Industrial | Food Processing | New | Process | Natural Gas | Process Cooling | E7 | RVT - Cost of Equipment | 0 | 0 | 0 | 0 | 0 | 0 | 0 | 0 | 0 | 0 | 0 | 0 | 0 | 0 | 0 | 0 | 0 | 0 | 0 | 0 | 0 | 0 | 0 | 0 | 0 | 0 | 0 | 0 | 0 | 0 | 0 | 0 | 0
F1_Industrial_Food Processing_New_Process_Natural Gas_Process Cooling_E8 | F1 | Industrial | Food Processing | New | Process | Natural Gas | Process Cooling | E8 | RVT - Cost of Equipment | 0 | 0 | 0 | 0 | 0 | 0 | 0 | 0 | 0 | 0 | 0 | 0 | 0 | 0 | 0 | 0 | 0 | 0 | 0 | 0 | 0 | 0 | 0 | 0 | 0 | 0 | 0 | 0 | 0 | 0 | 0 | 0 | 0
F1_Industrial_Food Processing_New_Process_Natural Gas_Process Cooling_E9 | F1 | Industrial | Food Processing | New | Process | Natural Gas | Process Cooling | E9 | RVT - Cost of Equipment | 0 | 0 | 0 | 0 | 0 | 0 | 0 | 0 | 0 | 0 | 0 | 0 | 0 | 0 | 0 | 0 | 0 | 0 | 0 | 0 | 0 | 0 | 0 | 0 | 0 | 0 | 0 | 0 | 0 | 0 | 0 | 0 | 0
F1_Industrial_Food Processing_New_Process_Natural Gas_Process Cooling_E10 | F1 | Industrial | Food Processing | New | Process | Natural Gas | Process Cooling | E10 | RVT - Cost of Equipment | 0 | 0 | 0 | 0 | 0 | 0 | 0 | 0 | 0 | 0 | 0 | 0 | 0 | 0 | 0 | 0 | 0 | 0 | 0 | 0 | 0 | 0 | 0 | 0 | 0 | 0 | 0 | 0 | 0 | 0 | 0 | 0 | 0
F2_Industrial_Food Processing_New_Process_Natural Gas_Process Cooling_E1 | F2 | Industrial | Food Processing | New | Process | Natural Gas | Process Cooling | E1 | RVT - Cost of Operation | 0 | 0 | 0 | 0 | 0 | 0 | 0 | 0 | 0 | 0 | 0 | 0 | 0 | 0 | 0 | 0 | 0 | 0 | 0 | 0 | 0 | 0 | 0 | 0 | 0 | 0 | 0 | 0 | 0 | 0 | 0 | 0 | 0
F2_Industrial_Food Processing_New_Process_Natural Gas_Process Cooling_E2 | F2 | Industrial | Food Processing | New | Process | Natural Gas | Process Cooling | E2 | RVT - Cost of Operation | 0 | 0 | 0 | 0 | 0 | 0 | 0 | 0 | 0 | 0 | 0 | 0 | 0 | 0 | 0 | 0 | 0 | 0 | 0 | 0 | 0 | 0 | 0 | 0 | 0 | 0 | 0 | 0 | 0 | 0 | 0 | 0 | 0
F2_Industrial_Food Processing_New_Process_Natural Gas_Process Cooling_E3 | F2 | Industrial | Food Processing | New | Process | Natural Gas | Process Cooling | E3 | RVT - Cost of Operation | 0 | 0 | 0 | 0 | 0 | 0 | 0 | 0 | 0 | 0 | 0 | 0 | 0 | 0 | 0 | 0 | 0 | 0 | 0 | 0 | 0 | 0 | 0 | 0 | 0 | 0 | 0 | 0 | 0 | 0 | 0 | 0 | 0
F2_Industrial_Food Processing_New_Process_Natural Gas_Process Cooling_E4 | F2 | Industrial | Food Processing | New | Process | Natural Gas | Process Cooling | E4 | RVT - Cost of Operation | 0 | 0 | 0 | 0 | 0 | 0 | 0 | 0 | 0 | 0 | 0 | 0 | 0 | 0 | 0 | 0 | 0 | 0 | 0 | 0 | 0 | 0 | 0 | 0 | 0 | 0 | 0 | 0 | 0 | 0 | 0 | 0 | 0
F2_Industrial_Food Processing_New_Process_Natural Gas_Process Cooling_E5 | F2 | Industrial | Food Processing | New | Process | Natural Gas | Process Cooling | E5 | RVT - Cost of Operation | 0 | 0 | 0 | 0 | 0 | 0 | 0 | 0 | 0 | 0 | 0 | 0 | 0 | 0 | 0 | 0 | 0 | 0 | 0 | 0 | 0 | 0 | 0 | 0 | 0 | 0 | 0 | 0 | 0 | 0 | 0 | 0 | 0
F2_Industrial_Food Processing_New_Process_Natural Gas_Process Cooling_E6 | F2 | Industrial | Food Processing | New | Process | Natural Gas | Process Cooling | E6 | RVT - Cost of Operation | 0 | 0 | 0 | 0 | 0 | 0 | 0 | 0 | 0 | 0 | 0 | 0 | 0 | 0 | 0 | 0 | 0 | 0 | 0 | 0 | 0 | 0 | 0 | 0 | 0 | 0 | 0 | 0 | 0 | 0 | 0 | 0 | 0
F2_Industrial_Food Processing_New_Process_Natural Gas_Process Cooling_E7 | F2 | Industrial | Food Processing | New | Process | Natural Gas | Process Cooling | E7 | RVT - Cost of Operation | 0 | 0 | 0 | 0 | 0 | 0 | 0 | 0 | 0 | 0 | 0 | 0 | 0 | 0 | 0 | 0 | 0 | 0 | 0 | 0 | 0 | 0 | 0 | 0 | 0 | 0 | 0 | 0 | 0 | 0 | 0 | 0 | 0
F2_Industrial_Food Processing_New_Process_Natural Gas_Process Cooling_E8 | F2 | Industrial | Food Processing | New | Process | Natural Gas | Process Cooling | E8 | RVT - Cost of Operation | 0 | 0 | 0 | 0 | 0 | 0 | 0 | 0 | 0 | 0 | 0 | 0 | 0 | 0 | 0 | 0 | 0 | 0 | 0 | 0 | 0 | 0 | 0 | 0 | 0 | 0 | 0 | 0 | 0 | 0 | 0 | 0 | 0
F2_Industrial_Food Processing_New_Process_Natural Gas_Process Cooling_E9 | F2 | Industrial | Food Processing | New | Process | Natural Gas | Process Cooling | E9 | RVT - Cost of Operation | 0 | 0 | 0 | 0 | 0 | 0 | 0 | 0 | 0 | 0 | 0 | 0 | 0 | 0 | 0 | 0 | 0 | 0 | 0 | 0 | 0 | 0 | 0 | 0 | 0 | 0 | 0 | 0 | 0 | 0 | 0 | 0 | 0
F2_Industrial_Food Processing_New_Process_Natural Gas_Process Cooling_E10 | F2 | Industrial | Food Processing | New | Process | Natural Gas | Process Cooling | E10 | RVT - Cost of Operation | 0 | 0 | 0 | 0 | 0 | 0 | 0 | 0 | 0 | 0 | 0 | 0 | 0 | 0 | 0 | 0 | 0 | 0 | 0 | 0 | 0 | 0 | 0 | 0 | 0 | 0 | 0 | 0 | 0 | 0 | 0 | 0 | 0
F3_Industrial_Food Processing_New_Process_Natural Gas_Process Cooling_E1 | F3 | Industrial | Food Processing | New | Process | Natural Gas | Process Cooling | E1 | System - kBTUs of Consumption | 0 | 0 | 0 | 0 | 0 | 0 | 0 | 0 | 0 | 0 | 0 | 0 | 0 | 0 | 0 | 0 | 0 | 0 | 0 | 0 | 0 | 0 | 0 | 0 | 0 | 0 | 0 | 0 | 0 | 0 | 0 | 0 | 0
F3_Industrial_Food Processing_New_Process_Natural Gas_Process Cooling_E2 | F3 | Industrial | Food Processing | New | Process | Natural Gas | Process Cooling | E2 | System - kBTUs of Consumption | 0 | 0 | 0 | 0 | 0 | 0 | 0 | 0 | 0 | 0 | 0 | 0 | 0 | 0 | 0 | 0 | 0 | 0 | 0 | 0 | 0 | 0 | 0 | 0 | 0 | 0 | 0 | 0 | 0 | 0 | 0 | 0 | 0
F3_Industrial_Food Processing_New_Process_Natural Gas_Process Cooling_E3 | F3 | Industrial | Food Processing | New | Process | Natural Gas | Process Cooling | E3 | System - kBTUs of Consumption | 0 | 0 | 0 | 0 | 0 | 0 | 0 | 0 | 0 | 0 | 0 | 0 | 0 | 0 | 0 | 0 | 0 | 0 | 0 | 0 | 0 | 0 | 0 | 0 | 0 | 0 | 0 | 0 | 0 | 0 | 0 | 0 | 0
F3_Industrial_Food Processing_New_Process_Natural Gas_Process Cooling_E4 | F3 | Industrial | Food Processing | New | Process | Natural Gas | Process Cooling | E4 | System - kBTUs of Consumption | 0 | 0 | 0 | 0 | 0 | 0 | 0 | 0 | 0 | 0 | 0 | 0 | 0 | 0 | 0 | 0 | 0 | 0 | 0 | 0 | 0 | 0 | 0 | 0 | 0 | 0 | 0 | 0 | 0 | 0 | 0 | 0 | 0
F3_Industrial_Food Processing_New_Process_Natural Gas_Process Cooling_E5 | F3 | Industrial | Food Processing | New | Process | Natural Gas | Process Cooling | E5 | System - kBTUs of Consumption | 0 | 0 | 0 | 0 | 0 | 0 | 0 | 0 | 0 | 0 | 0 | 0 | 0 | 0 | 0 | 0 | 0 | 0 | 0 | 0 | 0 | 0 | 0 | 0 | 0 | 0 | 0 | 0 | 0 | 0 | 0 | 0 | 0
F3_Industrial_Food Processing_New_Process_Natural Gas_Process Cooling_E6 | F3 | Industrial | Food Processing | New | Process | Natural Gas | Process Cooling | E6 | System - kBTUs of Consumption | 0 | 0 | 0 | 0 | 0 | 0 | 0 | 0 | 0 | 0 | 0 | 0 | 0 | 0 | 0 | 0 | 0 | 0 | 0 | 0 | 0 | 0 | 0 | 0 | 0 | 0 | 0 | 0 | 0 | 0 | 0 | 0 | 0
F3_Industrial_Food Processing_New_Process_Natural Gas_Process Cooling_E7 | F3 | Industrial | Food Processing | New | Process | Natural Gas | Process Cooling | E7 | System - kBTUs of Consumption | 0 | 0 | 0 | 0 | 0 | 0 | 0 | 0 | 0 | 0 | 0 | 0 | 0 | 0 | 0 | 0 | 0 | 0 | 0 | 0 | 0 | 0 | 0 | 0 | 0 | 0 | 0 | 0 | 0 | 0 | 0 | 0 | 0
F3_Industrial_Food Processing_New_Process_Natural Gas_Process Cooling_E8 | F3 | Industrial | Food Processing | New | Process | Natural Gas | Process Cooling | E8 | System - kBTUs of Consumption | 0 | 0 | 0 | 0 | 0 | 0 | 0 | 0 | 0 | 0 | 0 | 0 | 0 | 0 | 0 | 0 | 0 | 0 | 0 | 0 | 0 | 0 | 0 | 0 | 0 | 0 | 0 | 0 | 0 | 0 | 0 | 0 | 0
F3_Industrial_Food Processing_New_Process_Natural Gas_Process Cooling_E9 | F3 | Industrial | Food Processing | New | Process | Natural Gas | Process Cooling | E9 | System - kBTUs of Consumption | 0 | 0 | 0 | 0 | 0 | 0 | 0 | 0 | 0 | 0 | 0 | 0 | 0 | 0 | 0 | 0 | 0 | 0 | 0 | 0 | 0 | 0 | 0 | 0 | 0 | 0 | 0 | 0 | 0 | 0 | 0 | 0 | 0
F3_Industrial_Food Processing_New_Process_Natural Gas_Process Cooling_E10 | F3 | Industrial | Food Processing | New | Process | Natural Gas | Process Cooling | E10 | System - kBTUs of Consumption | 0 | 0 | 0 | 0 | 0 | 0 | 0 | 0 | 0 | 0 | 0 | 0 | 0 | 0 | 0 | 0 | 0 | 0 | 0 | 0 | 0 | 0 | 0 | 0 | 0 | 0 | 0 | 0 | 0 | 0 | 0 | 0 | 0
F4_Industrial_Food Processing_New_Process_Natural Gas_Process Cooling_E1 | F4 | Industrial | Food Processing | New | Process | Natural Gas | Process Cooling | E1 | Utility - Cost of Equipment | 0 | 0 | 0 | 0 | 0 | 0 | 0 | 0 | 0 | 0 | 0 | 0 | 0 | 0 | 0 | 0 | 0 | 0 | 0 | 0 | 0 | 0 | 0 | 0 | 0 | 0 | 0 | 0 | 0 | 0 | 0 | 0 | 0
F4_Industrial_Food Processing_New_Process_Natural Gas_Process Cooling_E2 | F4 | Industrial | Food Processing | New | Process | Natural Gas | Process Cooling | E2 | Utility - Cost of Equipment | 0 | 0 | 0 | 0 | 0 | 0 | 0 | 0 | 0 | 0 | 0 | 0 | 0 | 0 | 0 | 0 | 0 | 0 | 0 | 0 | 0 | 0 | 0 | 0 | 0 | 0 | 0 | 0 | 0 | 0 | 0 | 0 | 0
F4_Industrial_Food Processing_New_Process_Natural Gas_Process Cooling_E3 | F4 | Industrial | Food Processing | New | Process | Natural Gas | Process Cooling | E3 | Utility - Cost of Equipment | 0 | 0 | 0 | 0 | 0 | 0 | 0 | 0 | 0 | 0 | 0 | 0 | 0 | 0 | 0 | 0 | 0 | 0 | 0 | 0 | 0 | 0 | 0 | 0 | 0 | 0 | 0 | 0 | 0 | 0 | 0 | 0 | 0
F4_Industrial_Food Processing_New_Process_Natural Gas_Process Cooling_E4 | F4 | Industrial | Food Processing | New | Process | Natural Gas | Process Cooling | E4 | Utility - Cost of Equipment | 0 | 0 | 0 | 0 | 0 | 0 | 0 | 0 | 0 | 0 | 0 | 0 | 0 | 0 | 0 | 0 | 0 | 0 | 0 | 0 | 0 | 0 | 0 | 0 | 0 | 0 | 0 | 0 | 0 | 0 | 0 | 0 | 0
F4_Industrial_Food Processing_New_Process_Natural Gas_Process Cooling_E5 | F4 | Industrial | Food Processing | New | Process | Natural Gas | Process Cooling | E5 | Utility - Cost of Equipment | 0 | 0 | 0 | 0 | 0 | 0 | 0 | 0 | 0 | 0 | 0 | 0 | 0 | 0 | 0 | 0 | 0 | 0 | 0 | 0 | 0 | 0 | 0 | 0 | 0 | 0 | 0 | 0 | 0 | 0 | 0 | 0 | 0
F4_Industrial_Food Processing_New_Process_Natural Gas_Process Cooling_E6 | F4 | Industrial | Food Processing | New | Process | Natural Gas | Process Cooling | E6 | Utility - Cost of Equipment | 0 | 0 | 0 | 0 | 0 | 0 | 0 | 0 | 0 | 0 | 0 | 0 | 0 | 0 | 0 | 0 | 0 | 0 | 0 | 0 | 0 | 0 | 0 | 0 | 0 | 0 | 0 | 0 | 0 | 0 | 0 | 0 | 0
F4_Industrial_Food Processing_New_Process_Natural Gas_Process Cooling_E7 | F4 | Industrial | Food Processing | New | Process | Natural Gas | Process Cooling | E7 | Utility - Cost of Equipment | 0 | 0 | 0 | 0 | 0 | 0 | 0 | 0 | 0 | 0 | 0 | 0 | 0 | 0 | 0 | 0 | 0 | 0 | 0 | 0 | 0 | 0 | 0 | 0 | 0 | 0 | 0 | 0 | 0 | 0 | 0 | 0 | 0
F4_Industrial_Food Processing_New_Process_Natural Gas_Process Cooling_E8 | F4 | Industrial | Food Processing | New | Process | Natural Gas | Process Cooling | E8 | Utility - Cost of Equipment | 0 | 0 | 0 | 0 | 0 | 0 | 0 | 0 | 0 | 0 | 0 | 0 | 0 | 0 | 0 | 0 | 0 | 0 | 0 | 0 | 0 | 0 | 0 | 0 | 0 | 0 | 0 | 0 | 0 | 0 | 0 | 0 | 0
F4_Industrial_Food Processing_New_Process_Natural Gas_Process Cooling_E9 | F4 | Industrial | Food Processing | New | Process | Natural Gas | Process Cooling | E9 | Utility - Cost of Equipment | 0 | 0 | 0 | 0 | 0 | 0 | 0 | 0 | 0 | 0 | 0 | 0 | 0 | 0 | 0 | 0 | 0 | 0 | 0 | 0 | 0 | 0 | 0 | 0 | 0 | 0 | 0 | 0 | 0 | 0 | 0 | 0 | 0
F4_Industrial_Food Processing_New_Process_Natural Gas_Process Cooling_E10 | F4 | Industrial | Food Processing | New | Process | Natural Gas | Process Cooling | E10 | Utility - Cost of Equipment | 0 | 0 | 0 | 0 | 0 | 0 | 0 | 0 | 0 | 0 | 0 | 0 | 0 | 0 | 0 | 0 | 0 | 0 | 0 | 0 | 0 | 0 | 0 | 0 | 0 | 0 | 0 | 0 | 0 | 0 | 0 | 0 | 0
F5_Industrial_Food Processing_New_Process_Natural Gas_Process Cooling_E1 | F5 | Industrial | Food Processing | New | Process | Natural Gas | Process Cooling | E1 | Utility - Cost of Operation | 0 | 0 | 0 | 0 | 0 | 0 | 0 | 0 | 0 | 0 | 0 | 0 | 0 | 0 | 0 | 0 | 0 | 0 | 0 | 0 | 0 | 0 | 0 | 0 | 0 | 0 | 0 | 0 | 0 | 0 | 0 | 0 | 0
F5_Industrial_Food Processing_New_Process_Natural Gas_Process Cooling_E2 | F5 | Industrial | Food Processing | New | Process | Natural Gas | Process Cooling | E2 | Utility - Cost of Operation | 0 | 0 | 0 | 0 | 0 | 0 | 0 | 0 | 0 | 0 | 0 | 0 | 0 | 0 | 0 | 0 | 0 | 0 | 0 | 0 | 0 | 0 | 0 | 0 | 0 | 0 | 0 | 0 | 0 | 0 | 0 | 0 | 0
F5_Industrial_Food Processing_New_Process_Natural Gas_Process Cooling_E3 | F5 | Industrial | Food Processing | New | Process | Natural Gas | Process Cooling | E3 | Utility - Cost of Operation | 0 | 0 | 0 | 0 | 0 | 0 | 0 | 0 | 0 | 0 | 0 | 0 | 0 | 0 | 0 | 0 | 0 | 0 | 0 | 0 | 0 | 0 | 0 | 0 | 0 | 0 | 0 | 0 | 0 | 0 | 0 | 0 | 0
F5_Industrial_Food Processing_New_Process_Natural Gas_Process Cooling_E4 | F5 | Industrial | Food Processing | New | Process | Natural Gas | Process Cooling | E4 | Utility - Cost of Operation | 0 | 0 | 0 | 0 | 0 | 0 | 0 | 0 | 0 | 0 | 0 | 0 | 0 | 0 | 0 | 0 | 0 | 0 | 0 | 0 | 0 | 0 | 0 | 0 | 0 | 0 | 0 | 0 | 0 | 0 | 0 | 0 | 0
F5_Industrial_Food Processing_New_Process_Natural Gas_Process Cooling_E5 | F5 | Industrial | Food Processing | New | Process | Natural Gas | Process Cooling | E5 | Utility - Cost of Operation | 0 | 0 | 0 | 0 | 0 | 0 | 0 | 0 | 0 | 0 | 0 | 0 | 0 | 0 | 0 | 0 | 0 | 0 | 0 | 0 | 0 | 0 | 0 | 0 | 0 | 0 | 0 | 0 | 0 | 0 | 0 | 0 | 0
F5_Industrial_Food Processing_New_Process_Natural Gas_Process Cooling_E6 | F5 | Industrial | Food Processing | New | Process | Natural Gas | Process Cooling | E6 | Utility - Cost of Operation | 0 | 0 | 0 | 0 | 0 | 0 | 0 | 0 | 0 | 0 | 0 | 0 | 0 | 0 | 0 | 0 | 0 | 0 | 0 | 0 | 0 | 0 | 0 | 0 | 0 | 0 | 0 | 0 | 0 | 0 | 0 | 0 | 0
F5_Industrial_Food Processing_New_Process_Natural Gas_Process Cooling_E7 | F5 | Industrial | Food Processing | New | Process | Natural Gas | Process Cooling | E7 | Utility - Cost of Operation | 0 | 0 | 0 | 0 | 0 | 0 | 0 | 0 | 0 | 0 | 0 | 0 | 0 | 0 | 0 | 0 | 0 | 0 | 0 | 0 | 0 | 0 | 0 | 0 | 0 | 0 | 0 | 0 | 0 | 0 | 0 | 0 | 0
F5_Industrial_Food Processing_New_Process_Natural Gas_Process Cooling_E8 | F5 | Industrial | Food Processing | New | Process | Natural Gas | Process Cooling | E8 | Utility - Cost of Operation | 0 | 0 | 0 | 0 | 0 | 0 | 0 | 0 | 0 | 0 | 0 | 0 | 0 | 0 | 0 | 0 | 0 | 0 | 0 | 0 | 0 | 0 | 0 | 0 | 0 | 0 | 0 | 0 | 0 | 0 | 0 | 0 | 0
F5_Industrial_Food Processing_New_Process_Natural Gas_Process Cooling_E9 | F5 | Industrial | Food Processing | New | Process | Natural Gas | Process Cooling | E9 | Utility - Cost of Operation | 0 | 0 | 0 | 0 | 0 | 0 | 0 | 0 | 0 | 0 | 0 | 0 | 0 | 0 | 0 | 0 | 0 | 0 | 0 | 0 | 0 | 0 | 0 | 0 | 0 | 0 | 0 | 0 | 0 | 0 | 0 | 0 | 0
F5_Industrial_Food Processing_New_Process_Natural Gas_Process Cooling_E10 | F5 | Industrial | Food Processing | New | Process | Natural Gas | Process Cooling | E10 | Utility - Cost of Operation | 0 | 0 | 0 | 0 | 0 | 0 | 0 | 0 | 0 | 0 | 0 | 0 | 0 | 0 | 0 | 0 | 0 | 0 | 0 | 0 | 0 | 0 | 0 | 0 | 0 | 0 | 0 | 0 | 0 | 0 | 0 | 0 | 0
F6_Industrial_Food Processing_New_Process_Natural Gas_Process Cooling_E1 | F6 | Industrial | Food Processing | New | Process | Natural Gas | Process Cooling | E1 | Utility - Value of Sales | 0 | 0 | 0 | 0 | 0 | 0 | 0 | 0 | 0 | 0 | 0 | 0 | 0 | 0 | 0 | 0 | 0 | 0 | 0 | 0 | 0 | 0 | 0 | 0 | 0 | 0 | 0 | 0 | 0 | 0 | 0 | 0 | 0
F6_Industrial_Food Processing_New_Process_Natural Gas_Process Cooling_E2 | F6 | Industrial | Food Processing | New | Process | Natural Gas | Process Cooling | E2 | Utility - Value of Sales | 0 | 0 | 0 | 0 | 0 | 0 | 0 | 0 | 0 | 0 | 0 | 0 | 0 | 0 | 0 | 0 | 0 | 0 | 0 | 0 | 0 | 0 | 0 | 0 | 0 | 0 | 0 | 0 | 0 | 0 | 0 | 0 | 0
F6_Industrial_Food Processing_New_Process_Natural Gas_Process Cooling_E3 | F6 | Industrial | Food Processing | New | Process | Natural Gas | Process Cooling | E3 | Utility - Value of Sales | 0 | 0 | 0 | 0 | 0 | 0 | 0 | 0 | 0 | 0 | 0 | 0 | 0 | 0 | 0 | 0 | 0 | 0 | 0 | 0 | 0 | 0 | 0 | 0 | 0 | 0 | 0 | 0 | 0 | 0 | 0 | 0 | 0
F6_Industrial_Food Processing_New_Process_Natural Gas_Process Cooling_E4 | F6 | Industrial | Food Processing | New | Process | Natural Gas | Process Cooling | E4 | Utility - Value of Sales | 0 | 0 | 0 | 0 | 0 | 0 | 0 | 0 | 0 | 0 | 0 | 0 | 0 | 0 | 0 | 0 | 0 | 0 | 0 | 0 | 0 | 0 | 0 | 0 | 0 | 0 | 0 | 0 | 0 | 0 | 0 | 0 | 0
F6_Industrial_Food Processing_New_Process_Natural Gas_Process Cooling_E5 | F6 | Industrial | Food Processing | New | Process | Natural Gas | Process Cooling | E5 | Utility - Value of Sales | 0 | 0 | 0 | 0 | 0 | 0 | 0 | 0 | 0 | 0 | 0 | 0 | 0 | 0 | 0 | 0 | 0 | 0 | 0 | 0 | 0 | 0 | 0 | 0 | 0 | 0 | 0 | 0 | 0 | 0 | 0 | 0 | 0
F6_Industrial_Food Processing_New_Process_Natural Gas_Process Cooling_E6 | F6 | Industrial | Food Processing | New | Process | Natural Gas | Process Cooling | E6 | Utility - Value of Sales | 0 | 0 | 0 | 0 | 0 | 0 | 0 | 0 | 0 | 0 | 0 | 0 | 0 | 0 | 0 | 0 | 0 | 0 | 0 | 0 | 0 | 0 | 0 | 0 | 0 | 0 | 0 | 0 | 0 | 0 | 0 | 0 | 0
F6_Industrial_Food Processing_New_Process_Natural Gas_Process Cooling_E7 | F6 | Industrial | Food Processing | New | Process | Natural Gas | Process Cooling | E7 | Utility - Value of Sales | 0 | 0 | 0 | 0 | 0 | 0 | 0 | 0 | 0 | 0 | 0 | 0 | 0 | 0 | 0 | 0 | 0 | 0 | 0 | 0 | 0 | 0 | 0 | 0 | 0 | 0 | 0 | 0 | 0 | 0 | 0 | 0 | 0
F6_Industrial_Food Processing_New_Process_Natural Gas_Process Cooling_E8 | F6 | Industrial | Food Processing | New | Process | Natural Gas | Process Cooling | E8 | Utility - Value of Sales | 0 | 0 | 0 | 0 | 0 | 0 | 0 | 0 | 0 | 0 | 0 | 0 | 0 | 0 | 0 | 0 | 0 | 0 | 0 | 0 | 0 | 0 | 0 | 0 | 0 | 0 | 0 | 0 | 0 | 0 | 0 | 0 | 0
F6_Industrial_Food Processing_New_Process_Natural Gas_Process Cooling_E9 | F6 | Industrial | Food Processing | New | Process | Natural Gas | Process Cooling | E9 | Utility - Value of Sales | 0 | 0 | 0 | 0 | 0 | 0 | 0 | 0 | 0 | 0 | 0 | 0 | 0 | 0 | 0 | 0 | 0 | 0 | 0 | 0 | 0 | 0 | 0 | 0 | 0 | 0 | 0 | 0 | 0 | 0 | 0 | 0 | 0
F6_Industrial_Food Processing_New_Process_Natural Gas_Process Cooling_E10 | F6 | Industrial | Food Processing | New | Process | Natural Gas | Process Cooling | E10 | Utility - Value of Sales | 0 | 0 | 0 | 0 | 0 | 0 | 0 | 0 | 0 | 0 | 0 | 0 | 0 | 0 | 0 | 0 | 0 | 0 | 0 | 0 | 0 | 0 | 0 | 0 | 0 | 0 | 0 | 0 | 0 | 0 | 0 | 0 | 0
F1_Industrial_Food Processing_New_Process_Natural Gas_Other Process_E1 | F1 | Industrial | Food Processing | New | Process | Natural Gas | Other Process | E1 | RVT - Cost of Equipment | 0 | 0 | 0 | 0 | 0 | 0 | 0 | 0 | 0 | 0 | 0 | 0 | 0 | 0 | 0 | 0 | 0 | 0 | 0 | 0 | 0 | 0 | 0 | 0 | 0 | 0 | 0 | 0 | 0 | 0 | 0 | 0 | 0
F1_Industrial_Food Processing_New_Process_Natural Gas_Other Process_E2 | F1 | Industrial | Food Processing | New | Process | Natural Gas | Other Process | E2 | RVT - Cost of Equipment | 0 | 0 | 0 | 0 | 0 | 0 | 0 | 0 | 0 | 0 | 0 | 0 | 0 | 0 | 0 | 0 | 0 | 0 | 0 | 0 | 0 | 0 | 0 | 0 | 0 | 0 | 0 | 0 | 0 | 0 | 0 | 0 | 0
F1_Industrial_Food Processing_New_Process_Natural Gas_Other Process_E3 | F1 | Industrial | Food Processing | New | Process | Natural Gas | Other Process | E3 | RVT - Cost of Equipment | 0 | 0 | 0 | 0 | 0 | 0 | 0 | 0 | 0 | 0 | 0 | 0 | 0 | 0 | 0 | 0 | 0 | 0 | 0 | 0 | 0 | 0 | 0 | 0 | 0 | 0 | 0 | 0 | 0 | 0 | 0 | 0 | 0
F1_Industrial_Food Processing_New_Process_Natural Gas_Other Process_E4 | F1 | Industrial | Food Processing | New | Process | Natural Gas | Other Process | E4 | RVT - Cost of Equipment | 0 | 0 | 0 | 0 | 0 | 0 | 0 | 0 | 0 | 0 | 0 | 0 | 0 | 0 | 0 | 0 | 0 | 0 | 0 | 0 | 0 | 0 | 0 | 0 | 0 | 0 | 0 | 0 | 0 | 0 | 0 | 0 | 0
F1_Industrial_Food Processing_New_Process_Natural Gas_Other Process_E5 | F1 | Industrial | Food Processing | New | Process | Natural Gas | Other Process | E5 | RVT - Cost of Equipment | 0 | 0 | 0 | 0 | 0 | 0 | 0 | 0 | 0 | 0 | 0 | 0 | 0 | 0 | 0 | 0 | 0 | 0 | 0 | 0 | 0 | 0 | 0 | 0 | 0 | 0 | 0 | 0 | 0 | 0 | 0 | 0 | 0
F1_Industrial_Food Processing_New_Process_Natural Gas_Other Process_E6 | F1 | Industrial | Food Processing | New | Process | Natural Gas | Other Process | E6 | RVT - Cost of Equipment | 0 | 0 | 0 | 0 | 0 | 0 | 0 | 0 | 0 | 0 | 0 | 0 | 0 | 0 | 0 | 0 | 0 | 0 | 0 | 0 | 0 | 0 | 0 | 0 | 0 | 0 | 0 | 0 | 0 | 0 | 0 | 0 | 0
F1_Industrial_Food Processing_New_Process_Natural Gas_Other Process_E7 | F1 | Industrial | Food Processing | New | Process | Natural Gas | Other Process | E7 | RVT - Cost of Equipment | 0 | 0 | 0 | 0 | 0 | 0 | 0 | 0 | 0 | 0 | 0 | 0 | 0 | 0 | 0 | 0 | 0 | 0 | 0 | 0 | 0 | 0 | 0 | 0 | 0 | 0 | 0 | 0 | 0 | 0 | 0 | 0 | 0
F1_Industrial_Food Processing_New_Process_Natural Gas_Other Process_E8 | F1 | Industrial | Food Processing | New | Process | Natural Gas | Other Process | E8 | RVT - Cost of Equipment | 0 | 0 | 0 | 0 | 0 | 0 | 0 | 0 | 0 | 0 | 0 | 0 | 0 | 0 | 0 | 0 | 0 | 0 | 0 | 0 | 0 | 0 | 0 | 0 | 0 | 0 | 0 | 0 | 0 | 0 | 0 | 0 | 0
F1_Industrial_Food Processing_New_Process_Natural Gas_Other Process_E9 | F1 | Industrial | Food Processing | New | Process | Natural Gas | Other Process | E9 | RVT - Cost of Equipment | 0 | 0 | 0 | 0 | 0 | 0 | 0 | 0 | 0 | 0 | 0 | 0 | 0 | 0 | 0 | 0 | 0 | 0 | 0 | 0 | 0 | 0 | 0 | 0 | 0 | 0 | 0 | 0 | 0 | 0 | 0 | 0 | 0
F1_Industrial_Food Processing_New_Process_Natural Gas_Other Process_E10 | F1 | Industrial | Food Processing | New | Process | Natural Gas | Other Process | E10 | RVT - Cost of Equipment | 0 | 0 | 0 | 0 | 0 | 0 | 0 | 0 | 0 | 0 | 0 | 0 | 0 | 0 | 0 | 0 | 0 | 0 | 0 | 0 | 0 | 0 | 0 | 0 | 0 | 0 | 0 | 0 | 0 | 0 | 0 | 0 | 0
F2_Industrial_Food Processing_New_Process_Natural Gas_Other Process_E1 | F2 | Industrial | Food Processing | New | Process | Natural Gas | Other Process | E1 | RVT - Cost of Operation | 0 | 0 | 0 | 0 | 0 | 0 | 0 | 0 | 0 | 0 | 0 | 0 | 0 | 0 | 0 | 0 | 0 | 0 | 0 | 0 | 0 | 0 | 0 | 0 | 0 | 0 | 0 | 0 | 0 | 0 | 0 | 0 | 0
F2_Industrial_Food Processing_New_Process_Natural Gas_Other Process_E2 | F2 | Industrial | Food Processing | New | Process | Natural Gas | Other Process | E2 | RVT - Cost of Operation | 0 | 0 | 0 | 0 | 0 | 0 | 0 | 0 | 0 | 0 | 0 | 0 | 0 | 0 | 0 | 0 | 0 | 0 | 0 | 0 | 0 | 0 | 0 | 0 | 0 | 0 | 0 | 0 | 0 | 0 | 0 | 0 | 0
F2_Industrial_Food Processing_New_Process_Natural Gas_Other Process_E3 | F2 | Industrial | Food Processing | New | Process | Natural Gas | Other Process | E3 | RVT - Cost of Operation | 0 | 0 | 0 | 0 | 0 | 0 | 0 | 0 | 0 | 0 | 0 | 0 | 0 | 0 | 0 | 0 | 0 | 0 | 0 | 0 | 0 | 0 | 0 | 0 | 0 | 0 | 0 | 0 | 0 | 0 | 0 | 0 | 0
F2_Industrial_Food Processing_New_Process_Natural Gas_Other Process_E4 | F2 | Industrial | Food Processing | New | Process | Natural Gas | Other Process | E4 | RVT - Cost of Operation | 0 | 0 | 0 | 0 | 0 | 0 | 0 | 0 | 0 | 0 | 0 | 0 | 0 | 0 | 0 | 0 | 0 | 0 | 0 | 0 | 0 | 0 | 0 | 0 | 0 | 0 | 0 | 0 | 0 | 0 | 0 | 0 | 0
F2_Industrial_Food Processing_New_Process_Natural Gas_Other Process_E5 | F2 | Industrial | Food Processing | New | Process | Natural Gas | Other Process | E5 | RVT - Cost of Operation | 0 | 0 | 0 | 0 | 0 | 0 | 0 | 0 | 0 | 0 | 0 | 0 | 0 | 0 | 0 | 0 | 0 | 0 | 0 | 0 | 0 | 0 | 0 | 0 | 0 | 0 | 0 | 0 | 0 | 0 | 0 | 0 | 0
F2_Industrial_Food Processing_New_Process_Natural Gas_Other Process_E6 | F2 | Industrial | Food Processing | New | Process | Natural Gas | Other Process | E6 | RVT - Cost of Operation | 0 | 0 | 0 | 0 | 0 | 0 | 0 | 0 | 0 | 0 | 0 | 0 | 0 | 0 | 0 | 0 | 0 | 0 | 0 | 0 | 0 | 0 | 0 | 0 | 0 | 0 | 0 | 0 | 0 | 0 | 0 | 0 | 0
F2_Industrial_Food Processing_New_Process_Natural Gas_Other Process_E7 | F2 | Industrial | Food Processing | New | Process | Natural Gas | Other Process | E7 | RVT - Cost of Operation | 0 | 0 | 0 | 0 | 0 | 0 | 0 | 0 | 0 | 0 | 0 | 0 | 0 | 0 | 0 | 0 | 0 | 0 | 0 | 0 | 0 | 0 | 0 | 0 | 0 | 0 | 0 | 0 | 0 | 0 | 0 | 0 | 0
F2_Industrial_Food Processing_New_Process_Natural Gas_Other Process_E8 | F2 | Industrial | Food Processing | New | Process | Natural Gas | Other Process | E8 | RVT - Cost of Operation | 0 | 0 | 0 | 0 | 0 | 0 | 0 | 0 | 0 | 0 | 0 | 0 | 0 | 0 | 0 | 0 | 0 | 0 | 0 | 0 | 0 | 0 | 0 | 0 | 0 | 0 | 0 | 0 | 0 | 0 | 0 | 0 | 0
F2_Industrial_Food Processing_New_Process_Natural Gas_Other Process_E9 | F2 | Industrial | Food Processing | New | Process | Natural Gas | Other Process | E9 | RVT - Cost of Operation | 0 | 0 | 0 | 0 | 0 | 0 | 0 | 0 | 0 | 0 | 0 | 0 | 0 | 0 | 0 | 0 | 0 | 0 | 0 | 0 | 0 | 0 | 0 | 0 | 0 | 0 | 0 | 0 | 0 | 0 | 0 | 0 | 0
F2_Industrial_Food Processing_New_Process_Natural Gas_Other Process_E10 | F2 | Industrial | Food Processing | New | Process | Natural Gas | Other Process | E10 | RVT - Cost of Operation | 0 | 0 | 0 | 0 | 0 | 0 | 0 | 0 | 0 | 0 | 0 | 0 | 0 | 0 | 0 | 0 | 0 | 0 | 0 | 0 | 0 | 0 | 0 | 0 | 0 | 0 | 0 | 0 | 0 | 0 | 0 | 0 | 0
F3_Industrial_Food Processing_New_Process_Natural Gas_Other Process_E1 | F3 | Industrial | Food Processing | New | Process | Natural Gas | Other Process | E1 | System - kBTUs of Consumption | 0 | 0 | 0 | 0 | 0 | 0 | 0 | 0 | 0 | 0 | 0 | 0 | 0 | 0 | 0 | 0 | 0 | 0 | 0 | 0 | 0 | 0 | 0 | 0 | 0 | 0 | 0 | 0 | 0 | 0 | 0 | 0 | 0
F3_Industrial_Food Processing_New_Process_Natural Gas_Other Process_E2 | F3 | Industrial | Food Processing | New | Process | Natural Gas | Other Process | E2 | System - kBTUs of Consumption | 0 | 0 | 0 | 0 | 0 | 0 | 0 | 0 | 0 | 0 | 0 | 0 | 0 | 0 | 0 | 0 | 0 | 0 | 0 | 0 | 0 | 0 | 0 | 0 | 0 | 0 | 0 | 0 | 0 | 0 | 0 | 0 | 0
F3_Industrial_Food Processing_New_Process_Natural Gas_Other Process_E3 | F3 | Industrial | Food Processing | New | Process | Natural Gas | Other Process | E3 | System - kBTUs of Consumption | 0 | 0 | 0 | 0 | 0 | 0 | 0 | 0 | 0 | 0 | 0 | 0 | 0 | 0 | 0 | 0 | 0 | 0 | 0 | 0 | 0 | 0 | 0 | 0 | 0 | 0 | 0 | 0 | 0 | 0 | 0 | 0 | 0
F3_Industrial_Food Processing_New_Process_Natural Gas_Other Process_E4 | F3 | Industrial | Food Processing | New | Process | Natural Gas | Other Process | E4 | System - kBTUs of Consumption | 0 | 0 | 0 | 0 | 0 | 0 | 0 | 0 | 0 | 0 | 0 | 0 | 0 | 0 | 0 | 0 | 0 | 0 | 0 | 0 | 0 | 0 | 0 | 0 | 0 | 0 | 0 | 0 | 0 | 0 | 0 | 0 | 0
F3_Industrial_Food Processing_New_Process_Natural Gas_Other Process_E5 | F3 | Industrial | Food Processing | New | Process | Natural Gas | Other Process | E5 | System - kBTUs of Consumption | 0 | 0 | 0 | 0 | 0 | 0 | 0 | 0 | 0 | 0 | 0 | 0 | 0 | 0 | 0 | 0 | 0 | 0 | 0 | 0 | 0 | 0 | 0 | 0 | 0 | 0 | 0 | 0 | 0 | 0 | 0 | 0 | 0
F3_Industrial_Food Processing_New_Process_Natural Gas_Other Process_E6 | F3 | Industrial | Food Processing | New | Process | Natural Gas | Other Process | E6 | System - kBTUs of Consumption | 0 | 0 | 0 | 0 | 0 | 0 | 0 | 0 | 0 | 0 | 0 | 0 | 0 | 0 | 0 | 0 | 0 | 0 | 0 | 0 | 0 | 0 | 0 | 0 | 0 | 0 | 0 | 0 | 0 | 0 | 0 | 0 | 0
F3_Industrial_Food Processing_New_Process_Natural Gas_Other Process_E7 | F3 | Industrial | Food Processing | New | Process | Natural Gas | Other Process | E7 | System - kBTUs of Consumption | 0 | 0 | 0 | 0 | 0 | 0 | 0 | 0 | 0 | 0 | 0 | 0 | 0 | 0 | 0 | 0 | 0 | 0 | 0 | 0 | 0 | 0 | 0 | 0 | 0 | 0 | 0 | 0 | 0 | 0 | 0 | 0 | 0
F3_Industrial_Food Processing_New_Process_Natural Gas_Other Process_E8 | F3 | Industrial | Food Processing | New | Process | Natural Gas | Other Process | E8 | System - kBTUs of Consumption | 0 | 0 | 0 | 0 | 0 | 0 | 0 | 0 | 0 | 0 | 0 | 0 | 0 | 0 | 0 | 0 | 0 | 0 | 0 | 0 | 0 | 0 | 0 | 0 | 0 | 0 | 0 | 0 | 0 | 0 | 0 | 0 | 0
F3_Industrial_Food Processing_New_Process_Natural Gas_Other Process_E9 | F3 | Industrial | Food Processing | New | Process | Natural Gas | Other Process | E9 | System - kBTUs of Consumption | 0 | 0 | 0 | 0 | 0 | 0 | 0 | 0 | 0 | 0 | 0 | 0 | 0 | 0 | 0 | 0 | 0 | 0 | 0 | 0 | 0 | 0 | 0 | 0 | 0 | 0 | 0 | 0 | 0 | 0 | 0 | 0 | 0
F3_Industrial_Food Processing_New_Process_Natural Gas_Other Process_E10 | F3 | Industrial | Food Processing | New | Process | Natural Gas | Other Process | E10 | System - kBTUs of Consumption | 0 | 0 | 0 | 0 | 0 | 0 | 0 | 0 | 0 | 0 | 0 | 0 | 0 | 0 | 0 | 0 | 0 | 0 | 0 | 0 | 0 | 0 | 0 | 0 | 0 | 0 | 0 | 0 | 0 | 0 | 0 | 0 | 0
F4_Industrial_Food Processing_New_Process_Natural Gas_Other Process_E1 | F4 | Industrial | Food Processing | New | Process | Natural Gas | Other Process | E1 | Utility - Cost of Equipment | 0 | 0 | 0 | 0 | 0 | 0 | 0 | 0 | 0 | 0 | 0 | 0 | 0 | 0 | 0 | 0 | 0 | 0 | 0 | 0 | 0 | 0 | 0 | 0 | 0 | 0 | 0 | 0 | 0 | 0 | 0 | 0 | 0
F4_Industrial_Food Processing_New_Process_Natural Gas_Other Process_E2 | F4 | Industrial | Food Processing | New | Process | Natural Gas | Other Process | E2 | Utility - Cost of Equipment | 0 | 0 | 0 | 0 | 0 | 0 | 0 | 0 | 0 | 0 | 0 | 0 | 0 | 0 | 0 | 0 | 0 | 0 | 0 | 0 | 0 | 0 | 0 | 0 | 0 | 0 | 0 | 0 | 0 | 0 | 0 | 0 | 0
F4_Industrial_Food Processing_New_Process_Natural Gas_Other Process_E3 | F4 | Industrial | Food Processing | New | Process | Natural Gas | Other Process | E3 | Utility - Cost of Equipment | 0 | 0 | 0 | 0 | 0 | 0 | 0 | 0 | 0 | 0 | 0 | 0 | 0 | 0 | 0 | 0 | 0 | 0 | 0 | 0 | 0 | 0 | 0 | 0 | 0 | 0 | 0 | 0 | 0 | 0 | 0 | 0 | 0
F4_Industrial_Food Processing_New_Process_Natural Gas_Other Process_E4 | F4 | Industrial | Food Processing | New | Process | Natural Gas | Other Process | E4 | Utility - Cost of Equipment | 0 | 0 | 0 | 0 | 0 | 0 | 0 | 0 | 0 | 0 | 0 | 0 | 0 | 0 | 0 | 0 | 0 | 0 | 0 | 0 | 0 | 0 | 0 | 0 | 0 | 0 | 0 | 0 | 0 | 0 | 0 | 0 | 0
F4_Industrial_Food Processing_New_Process_Natural Gas_Other Process_E5 | F4 | Industrial | Food Processing | New | Process | Natural Gas | Other Process | E5 | Utility - Cost of Equipment | 0 | 0 | 0 | 0 | 0 | 0 | 0 | 0 | 0 | 0 | 0 | 0 | 0 | 0 | 0 | 0 | 0 | 0 | 0 | 0 | 0 | 0 | 0 | 0 | 0 | 0 | 0 | 0 | 0 | 0 | 0 | 0 | 0
F4_Industrial_Food Processing_New_Process_Natural Gas_Other Process_E6 | F4 | Industrial | Food Processing | New | Process | Natural Gas | Other Process | E6 | Utility - Cost of Equipment | 0 | 0 | 0 | 0 | 0 | 0 | 0 | 0 | 0 | 0 | 0 | 0 | 0 | 0 | 0 | 0 | 0 | 0 | 0 | 0 | 0 | 0 | 0 | 0 | 0 | 0 | 0 | 0 | 0 | 0 | 0 | 0 | 0
F4_Industrial_Food Processing_New_Process_Natural Gas_Other Process_E7 | F4 | Industrial | Food Processing | New | Process | Natural Gas | Other Process | E7 | Utility - Cost of Equipment | 0 | 0 | 0 | 0 | 0 | 0 | 0 | 0 | 0 | 0 | 0 | 0 | 0 | 0 | 0 | 0 | 0 | 0 | 0 | 0 | 0 | 0 | 0 | 0 | 0 | 0 | 0 | 0 | 0 | 0 | 0 | 0 | 0
F4_Industrial_Food Processing_New_Process_Natural Gas_Other Process_E8 | F4 | Industrial | Food Processing | New | Process | Natural Gas | Other Process | E8 | Utility - Cost of Equipment | 0 | 0 | 0 | 0 | 0 | 0 | 0 | 0 | 0 | 0 | 0 | 0 | 0 | 0 | 0 | 0 | 0 | 0 | 0 | 0 | 0 | 0 | 0 | 0 | 0 | 0 | 0 | 0 | 0 | 0 | 0 | 0 | 0
F4_Industrial_Food Processing_New_Process_Natural Gas_Other Process_E9 | F4 | Industrial | Food Processing | New | Process | Natural Gas | Other Process | E9 | Utility - Cost of Equipment | 0 | 0 | 0 | 0 | 0 | 0 | 0 | 0 | 0 | 0 | 0 | 0 | 0 | 0 | 0 | 0 | 0 | 0 | 0 | 0 | 0 | 0 | 0 | 0 | 0 | 0 | 0 | 0 | 0 | 0 | 0 | 0 | 0
F4_Industrial_Food Processing_New_Process_Natural Gas_Other Process_E10 | F4 | Industrial | Food Processing | New | Process | Natural Gas | Other Process | E10 | Utility - Cost of Equipment | 0 | 0 | 0 | 0 | 0 | 0 | 0 | 0 | 0 | 0 | 0 | 0 | 0 | 0 | 0 | 0 | 0 | 0 | 0 | 0 | 0 | 0 | 0 | 0 | 0 | 0 | 0 | 0 | 0 | 0 | 0 | 0 | 0
F5_Industrial_Food Processing_New_Process_Natural Gas_Other Process_E1 | F5 | Industrial | Food Processing | New | Process | Natural Gas | Other Process | E1 | Utility - Cost of Operation | 0 | 0 | 0 | 0 | 0 | 0 | 0 | 0 | 0 | 0 | 0 | 0 | 0 | 0 | 0 | 0 | 0 | 0 | 0 | 0 | 0 | 0 | 0 | 0 | 0 | 0 | 0 | 0 | 0 | 0 | 0 | 0 | 0
F5_Industrial_Food Processing_New_Process_Natural Gas_Other Process_E2 | F5 | Industrial | Food Processing | New | Process | Natural Gas | Other Process | E2 | Utility - Cost of Operation | 0 | 0 | 0 | 0 | 0 | 0 | 0 | 0 | 0 | 0 | 0 | 0 | 0 | 0 | 0 | 0 | 0 | 0 | 0 | 0 | 0 | 0 | 0 | 0 | 0 | 0 | 0 | 0 | 0 | 0 | 0 | 0 | 0
F5_Industrial_Food Processing_New_Process_Natural Gas_Other Process_E3 | F5 | Industrial | Food Processing | New | Process | Natural Gas | Other Process | E3 | Utility - Cost of Operation | 0 | 0 | 0 | 0 | 0 | 0 | 0 | 0 | 0 | 0 | 0 | 0 | 0 | 0 | 0 | 0 | 0 | 0 | 0 | 0 | 0 | 0 | 0 | 0 | 0 | 0 | 0 | 0 | 0 | 0 | 0 | 0 | 0
F5_Industrial_Food Processing_New_Process_Natural Gas_Other Process_E4 | F5 | Industrial | Food Processing | New | Process | Natural Gas | Other Process | E4 | Utility - Cost of Operation | 0 | 0 | 0 | 0 | 0 | 0 | 0 | 0 | 0 | 0 | 0 | 0 | 0 | 0 | 0 | 0 | 0 | 0 | 0 | 0 | 0 | 0 | 0 | 0 | 0 | 0 | 0 | 0 | 0 | 0 | 0 | 0 | 0
F5_Industrial_Food Processing_New_Process_Natural Gas_Other Process_E5 | F5 | Industrial | Food Processing | New | Process | Natural Gas | Other Process | E5 | Utility - Cost of Operation | 0 | 0 | 0 | 0 | 0 | 0 | 0 | 0 | 0 | 0 | 0 | 0 | 0 | 0 | 0 | 0 | 0 | 0 | 0 | 0 | 0 | 0 | 0 | 0 | 0 | 0 | 0 | 0 | 0 | 0 | 0 | 0 | 0
F5_Industrial_Food Processing_New_Process_Natural Gas_Other Process_E6 | F5 | Industrial | Food Processing | New | Process | Natural Gas | Other Process | E6 | Utility - Cost of Operation | 0 | 0 | 0 | 0 | 0 | 0 | 0 | 0 | 0 | 0 | 0 | 0 | 0 | 0 | 0 | 0 | 0 | 0 | 0 | 0 | 0 | 0 | 0 | 0 | 0 | 0 | 0 | 0 | 0 | 0 | 0 | 0 | 0
F5_Industrial_Food Processing_New_Process_Natural Gas_Other Process_E7 | F5 | Industrial | Food Processing | New | Process | Natural Gas | Other Process | E7 | Utility - Cost of Operation | 0 | 0 | 0 | 0 | 0 | 0 | 0 | 0 | 0 | 0 | 0 | 0 | 0 | 0 | 0 | 0 | 0 | 0 | 0 | 0 | 0 | 0 | 0 | 0 | 0 | 0 | 0 | 0 | 0 | 0 | 0 | 0 | 0
F5_Industrial_Food Processing_New_Process_Natural Gas_Other Process_E8 | F5 | Industrial | Food Processing | New | Process | Natural Gas | Other Process | E8 | Utility - Cost of Operation | 0 | 0 | 0 | 0 | 0 | 0 | 0 | 0 | 0 | 0 | 0 | 0 | 0 | 0 | 0 | 0 | 0 | 0 | 0 | 0 | 0 | 0 | 0 | 0 | 0 | 0 | 0 | 0 | 0 | 0 | 0 | 0 | 0
F5_Industrial_Food Processing_New_Process_Natural Gas_Other Process_E9 | F5 | Industrial | Food Processing | New | Process | Natural Gas | Other Process | E9 | Utility - Cost of Operation | 0 | 0 | 0 | 0 | 0 | 0 | 0 | 0 | 0 | 0 | 0 | 0 | 0 | 0 | 0 | 0 | 0 | 0 | 0 | 0 | 0 | 0 | 0 | 0 | 0 | 0 | 0 | 0 | 0 | 0 | 0 | 0 | 0
F5_Industrial_Food Processing_New_Process_Natural Gas_Other Process_E10 | F5 | Industrial | Food Processing | New | Process | Natural Gas | Other Process | E10 | Utility - Cost of Operation | 0 | 0 | 0 | 0 | 0 | 0 | 0 | 0 | 0 | 0 | 0 | 0 | 0 | 0 | 0 | 0 | 0 | 0 | 0 | 0 | 0 | 0 | 0 | 0 | 0 | 0 | 0 | 0 | 0 | 0 | 0 | 0 | 0
F6_Industrial_Food Processing_New_Process_Natural Gas_Other Process_E1 | F6 | Industrial | Food Processing | New | Process | Natural Gas | Other Process | E1 | Utility - Value of Sales | 0 | 0 | 0 | 0 | 0 | 0 | 0 | 0 | 0 | 0 | 0 | 0 | 0 | 0 | 0 | 0 | 0 | 0 | 0 | 0 | 0 | 0 | 0 | 0 | 0 | 0 | 0 | 0 | 0 | 0 | 0 | 0 | 0
F6_Industrial_Food Processing_New_Process_Natural Gas_Other Process_E2 | F6 | Industrial | Food Processing | New | Process | Natural Gas | Other Process | E2 | Utility - Value of Sales | 0 | 0 | 0 | 0 | 0 | 0 | 0 | 0 | 0 | 0 | 0 | 0 | 0 | 0 | 0 | 0 | 0 | 0 | 0 | 0 | 0 | 0 | 0 | 0 | 0 | 0 | 0 | 0 | 0 | 0 | 0 | 0 | 0
F6_Industrial_Food Processing_New_Process_Natural Gas_Other Process_E3 | F6 | Industrial | Food Processing | New | Process | Natural Gas | Other Process | E3 | Utility - Value of Sales | 0 | 0 | 0 | 0 | 0 | 0 | 0 | 0 | 0 | 0 | 0 | 0 | 0 | 0 | 0 | 0 | 0 | 0 | 0 | 0 | 0 | 0 | 0 | 0 | 0 | 0 | 0 | 0 | 0 | 0 | 0 | 0 | 0
F6_Industrial_Food Processing_New_Process_Natural Gas_Other Process_E4 | F6 | Industrial | Food Processing | New | Process | Natural Gas | Other Process | E4 | Utility - Value of Sales | 0 | 0 | 0 | 0 | 0 | 0 | 0 | 0 | 0 | 0 | 0 | 0 | 0 | 0 | 0 | 0 | 0 | 0 | 0 | 0 | 0 | 0 | 0 | 0 | 0 | 0 | 0 | 0 | 0 | 0 | 0 | 0 | 0
F6_Industrial_Food Processing_New_Process_Natural Gas_Other Process_E5 | F6 | Industrial | Food Processing | New | Process | Natural Gas | Other Process | E5 | Utility - Value of Sales | 0 | 0 | 0 | 0 | 0 | 0 | 0 | 0 | 0 | 0 | 0 | 0 | 0 | 0 | 0 | 0 | 0 | 0 | 0 | 0 | 0 | 0 | 0 | 0 | 0 | 0 | 0 | 0 | 0 | 0 | 0 | 0 | 0
F6_Industrial_Food Processing_New_Process_Natural Gas_Other Process_E6 | F6 | Industrial | Food Processing | New | Process | Natural Gas | Other Process | E6 | Utility - Value of Sales | 0 | 0 | 0 | 0 | 0 | 0 | 0 | 0 | 0 | 0 | 0 | 0 | 0 | 0 | 0 | 0 | 0 | 0 | 0 | 0 | 0 | 0 | 0 | 0 | 0 | 0 | 0 | 0 | 0 | 0 | 0 | 0 | 0
F6_Industrial_Food Processing_New_Process_Natural Gas_Other Process_E7 | F6 | Industrial | Food Processing | New | Process | Natural Gas | Other Process | E7 | Utility - Value of Sales | 0 | 0 | 0 | 0 | 0 | 0 | 0 | 0 | 0 | 0 | 0 | 0 | 0 | 0 | 0 | 0 | 0 | 0 | 0 | 0 | 0 | 0 | 0 | 0 | 0 | 0 | 0 | 0 | 0 | 0 | 0 | 0 | 0
F6_Industrial_Food Processing_New_Process_Natural Gas_Other Process_E8 | F6 | Industrial | Food Processing | New | Process | Natural Gas | Other Process | E8 | Utility - Value of Sales | 0 | 0 | 0 | 0 | 0 | 0 | 0 | 0 | 0 | 0 | 0 | 0 | 0 | 0 | 0 | 0 | 0 | 0 | 0 | 0 | 0 | 0 | 0 | 0 | 0 | 0 | 0 | 0 | 0 | 0 | 0 | 0 | 0
F6_Industrial_Food Processing_New_Process_Natural Gas_Other Process_E9 | F6 | Industrial | Food Processing | New | Process | Natural Gas | Other Process | E9 | Utility - Value of Sales | 0 | 0 | 0 | 0 | 0 | 0 | 0 | 0 | 0 | 0 | 0 | 0 | 0 | 0 | 0 | 0 | 0 | 0 | 0 | 0 | 0 | 0 | 0 | 0 | 0 | 0 | 0 | 0 | 0 | 0 | 0 | 0 | 0
F6_Industrial_Food Processing_New_Process_Natural Gas_Other Process_E10 | F6 | Industrial | Food Processing | New | Process | Natural Gas | Other Process | E10 | Utility - Value of Sales | 0 | 0 | 0 | 0 | 0 | 0 | 0 | 0 | 0 | 0 | 0 | 0 | 0 | 0 | 0 | 0 | 0 | 0 | 0 | 0 | 0 | 0 | 0 | 0 | 0 | 0 | 0 | 0 | 0 | 0 | 0 | 0 | 0
F1_Industrial_Food Processing_New_Miscellaneous_Natural Gas_Miscellaneous_E1 | F1 | Industrial | Food Processing | New | Miscellaneous | Natural Gas | Miscellaneous | E1 | RVT - Cost of Equipment | 0 | 0 | 0 | 0 | 0 | 0 | 0 | 0 | 0 | 0 | 0 | 0 | 0 | 0 | 0 | 0 | 0 | 0 | 0 | 0 | 0 | 0 | 0 | 0 | 0 | 0 | 0 | 0 | 0 | 0 | 0 | 0 | 0
F1_Industrial_Food Processing_New_Miscellaneous_Natural Gas_Miscellaneous_E2 | F1 | Industrial | Food Processing | New | Miscellaneous | Natural Gas | Miscellaneous | E2 | RVT - Cost of Equipment | 0 | 0 | 0 | 0 | 0 | 0 | 0 | 0 | 0 | 0 | 0 | 0 | 0 | 0 | 0 | 0 | 0 | 0 | 0 | 0 | 0 | 0 | 0 | 0 | 0 | 0 | 0 | 0 | 0 | 0 | 0 | 0 | 0
F1_Industrial_Food Processing_New_Miscellaneous_Natural Gas_Miscellaneous_E3 | F1 | Industrial | Food Processing | New | Miscellaneous | Natural Gas | Miscellaneous | E3 | RVT - Cost of Equipment | 0 | 0 | 0 | 0 | 0 | 0 | 0 | 0 | 0 | 0 | 0 | 0 | 0 | 0 | 0 | 0 | 0 | 0 | 0 | 0 | 0 | 0 | 0 | 0 | 0 | 0 | 0 | 0 | 0 | 0 | 0 | 0 | 0
F1_Industrial_Food Processing_New_Miscellaneous_Natural Gas_Miscellaneous_E4 | F1 | Industrial | Food Processing | New | Miscellaneous | Natural Gas | Miscellaneous | E4 | RVT - Cost of Equipment | 0 | 0 | 0 | 0 | 0 | 0 | 0 | 0 | 0 | 0 | 0 | 0 | 0 | 0 | 0 | 0 | 0 | 0 | 0 | 0 | 0 | 0 | 0 | 0 | 0 | 0 | 0 | 0 | 0 | 0 | 0 | 0 | 0
F1_Industrial_Food Processing_New_Miscellaneous_Natural Gas_Miscellaneous_E5 | F1 | Industrial | Food Processing | New | Miscellaneous | Natural Gas | Miscellaneous | E5 | RVT - Cost of Equipment | 0 | 0 | 0 | 0 | 0 | 0 | 0 | 0 | 0 | 0 | 0 | 0 | 0 | 0 | 0 | 0 | 0 | 0 | 0 | 0 | 0 | 0 | 0 | 0 | 0 | 0 | 0 | 0 | 0 | 0 | 0 | 0 | 0
F1_Industrial_Food Processing_New_Miscellaneous_Natural Gas_Miscellaneous_E6 | F1 | Industrial | Food Processing | New | Miscellaneous | Natural Gas | Miscellaneous | E6 | RVT - Cost of Equipment | 0 | 0 | 0 | 0 | 0 | 0 | 0 | 0 | 0 | 0 | 0 | 0 | 0 | 0 | 0 | 0 | 0 | 0 | 0 | 0 | 0 | 0 | 0 | 0 | 0 | 0 | 0 | 0 | 0 | 0 | 0 | 0 | 0
F1_Industrial_Food Processing_New_Miscellaneous_Natural Gas_Miscellaneous_E7 | F1 | Industrial | Food Processing | New | Miscellaneous | Natural Gas | Miscellaneous | E7 | RVT - Cost of Equipment | 0 | 0 | 0 | 0 | 0 | 0 | 0 | 0 | 0 | 0 | 0 | 0 | 0 | 0 | 0 | 0 | 0 | 0 | 0 | 0 | 0 | 0 | 0 | 0 | 0 | 0 | 0 | 0 | 0 | 0 | 0 | 0 | 0
F1_Industrial_Food Processing_New_Miscellaneous_Natural Gas_Miscellaneous_E8 | F1 | Industrial | Food Processing | New | Miscellaneous | Natural Gas | Miscellaneous | E8 | RVT - Cost of Equipment | 0 | 0 | 0 | 0 | 0 | 0 | 0 | 0 | 0 | 0 | 0 | 0 | 0 | 0 | 0 | 0 | 0 | 0 | 0 | 0 | 0 | 0 | 0 | 0 | 0 | 0 | 0 | 0 | 0 | 0 | 0 | 0 | 0
F1_Industrial_Food Processing_New_Miscellaneous_Natural Gas_Miscellaneous_E9 | F1 | Industrial | Food Processing | New | Miscellaneous | Natural Gas | Miscellaneous | E9 | RVT - Cost of Equipment | 0 | 0 | 0 | 0 | 0 | 0 | 0 | 0 | 0 | 0 | 0 | 0 | 0 | 0 | 0 | 0 | 0 | 0 | 0 | 0 | 0 | 0 | 0 | 0 | 0 | 0 | 0 | 0 | 0 | 0 | 0 | 0 | 0
F1_Industrial_Food Processing_New_Miscellaneous_Natural Gas_Miscellaneous_E10 | F1 | Industrial | Food Processing | New | Miscellaneous | Natural Gas | Miscellaneous | E10 | RVT - Cost of Equipment | 0 | 0 | 0 | 0 | 0 | 0 | 0 | 0 | 0 | 0 | 0 | 0 | 0 | 0 | 0 | 0 | 0 | 0 | 0 | 0 | 0 | 0 | 0 | 0 | 0 | 0 | 0 | 0 | 0 | 0 | 0 | 0 | 0
F2_Industrial_Food Processing_New_Miscellaneous_Natural Gas_Miscellaneous_E1 | F2 | Industrial | Food Processing | New | Miscellaneous | Natural Gas | Miscellaneous | E1 | RVT - Cost of Operation | 0 | 0 | 0 | 0 | 0 | 0 | 0 | 0 | 0 | 0 | 0 | 0 | 0 | 0 | 0 | 0 | 0 | 0 | 0 | 0 | 0 | 0 | 0 | 0 | 0 | 0 | 0 | 0 | 0 | 0 | 0 | 0 | 0
F2_Industrial_Food Processing_New_Miscellaneous_Natural Gas_Miscellaneous_E2 | F2 | Industrial | Food Processing | New | Miscellaneous | Natural Gas | Miscellaneous | E2 | RVT - Cost of Operation | 0 | 0 | 0 | 0 | 0 | 0 | 0 | 0 | 0 | 0 | 0 | 0 | 0 | 0 | 0 | 0 | 0 | 0 | 0 | 0 | 0 | 0 | 0 | 0 | 0 | 0 | 0 | 0 | 0 | 0 | 0 | 0 | 0
F2_Industrial_Food Processing_New_Miscellaneous_Natural Gas_Miscellaneous_E3 | F2 | Industrial | Food Processing | New | Miscellaneous | Natural Gas | Miscellaneous | E3 | RVT - Cost of Operation | 0 | 0 | 0 | 0 | 0 | 0 | 0 | 0 | 0 | 0 | 0 | 0 | 0 | 0 | 0 | 0 | 0 | 0 | 0 | 0 | 0 | 0 | 0 | 0 | 0 | 0 | 0 | 0 | 0 | 0 | 0 | 0 | 0
F2_Industrial_Food Processing_New_Miscellaneous_Natural Gas_Miscellaneous_E4 | F2 | Industrial | Food Processing | New | Miscellaneous | Natural Gas | Miscellaneous | E4 | RVT - Cost of Operation | 0 | 0 | 0 | 0 | 0 | 0 | 0 | 0 | 0 | 0 | 0 | 0 | 0 | 0 | 0 | 0 | 0 | 0 | 0 | 0 | 0 | 0 | 0 | 0 | 0 | 0 | 0 | 0 | 0 | 0 | 0 | 0 | 0
F2_Industrial_Food Processing_New_Miscellaneous_Natural Gas_Miscellaneous_E5 | F2 | Industrial | Food Processing | New | Miscellaneous | Natural Gas | Miscellaneous | E5 | RVT - Cost of Operation | 0 | 0 | 0 | 0 | 0 | 0 | 0 | 0 | 0 | 0 | 0 | 0 | 0 | 0 | 0 | 0 | 0 | 0 | 0 | 0 | 0 | 0 | 0 | 0 | 0 | 0 | 0 | 0 | 0 | 0 | 0 | 0 | 0
F2_Industrial_Food Processing_New_Miscellaneous_Natural Gas_Miscellaneous_E6 | F2 | Industrial | Food Processing | New | Miscellaneous | Natural Gas | Miscellaneous | E6 | RVT - Cost of Operation | 0 | 0 | 0 | 0 | 0 | 0 | 0 | 0 | 0 | 0 | 0 | 0 | 0 | 0 | 0 | 0 | 0 | 0 | 0 | 0 | 0 | 0 | 0 | 0 | 0 | 0 | 0 | 0 | 0 | 0 | 0 | 0 | 0
F2_Industrial_Food Processing_New_Miscellaneous_Natural Gas_Miscellaneous_E7 | F2 | Industrial | Food Processing | New | Miscellaneous | Natural Gas | Miscellaneous | E7 | RVT - Cost of Operation | 0 | 0 | 0 | 0 | 0 | 0 | 0 | 0 | 0 | 0 | 0 | 0 | 0 | 0 | 0 | 0 | 0 | 0 | 0 | 0 | 0 | 0 | 0 | 0 | 0 | 0 | 0 | 0 | 0 | 0 | 0 | 0 | 0
F2_Industrial_Food Processing_New_Miscellaneous_Natural Gas_Miscellaneous_E8 | F2 | Industrial | Food Processing | New | Miscellaneous | Natural Gas | Miscellaneous | E8 | RVT - Cost of Operation | 0 | 0 | 0 | 0 | 0 | 0 | 0 | 0 | 0 | 0 | 0 | 0 | 0 | 0 | 0 | 0 | 0 | 0 | 0 | 0 | 0 | 0 | 0 | 0 | 0 | 0 | 0 | 0 | 0 | 0 | 0 | 0 | 0
F2_Industrial_Food Processing_New_Miscellaneous_Natural Gas_Miscellaneous_E9 | F2 | Industrial | Food Processing | New | Miscellaneous | Natural Gas | Miscellaneous | E9 | RVT - Cost of Operation | 0 | 0 | 0 | 0 | 0 | 0 | 0 | 0 | 0 | 0 | 0 | 0 | 0 | 0 | 0 | 0 | 0 | 0 | 0 | 0 | 0 | 0 | 0 | 0 | 0 | 0 | 0 | 0 | 0 | 0 | 0 | 0 | 0
F2_Industrial_Food Processing_New_Miscellaneous_Natural Gas_Miscellaneous_E10 | F2 | Industrial | Food Processing | New | Miscellaneous | Natural Gas | Miscellaneous | E10 | RVT - Cost of Operation | 0 | 0 | 0 | 0 | 0 | 0 | 0 | 0 | 0 | 0 | 0 | 0 | 0 | 0 | 0 | 0 | 0 | 0 | 0 | 0 | 0 | 0 | 0 | 0 | 0 | 0 | 0 | 0 | 0 | 0 | 0 | 0 | 0
F3_Industrial_Food Processing_New_Miscellaneous_Natural Gas_Miscellaneous_E1 | F3 | Industrial | Food Processing | New | Miscellaneous | Natural Gas | Miscellaneous | E1 | System - kBTUs of Consumption | 0 | 0 | 0 | 0 | 0 | 0 | 0 | 0 | 0 | 0 | 0 | 0 | 0 | 0 | 0 | 0 | 0 | 0 | 0 | 0 | 0 | 0 | 0 | 0 | 0 | 0 | 0 | 0 | 0 | 0 | 0 | 0 | 0
F3_Industrial_Food Processing_New_Miscellaneous_Natural Gas_Miscellaneous_E2 | F3 | Industrial | Food Processing | New | Miscellaneous | Natural Gas | Miscellaneous | E2 | System - kBTUs of Consumption | 0 | 0 | 0 | 0 | 0 | 0 | 0 | 0 | 0 | 0 | 0 | 0 | 0 | 0 | 0 | 0 | 0 | 0 | 0 | 0 | 0 | 0 | 0 | 0 | 0 | 0 | 0 | 0 | 0 | 0 | 0 | 0 | 0
F3_Industrial_Food Processing_New_Miscellaneous_Natural Gas_Miscellaneous_E3 | F3 | Industrial | Food Processing | New | Miscellaneous | Natural Gas | Miscellaneous | E3 | System - kBTUs of Consumption | 0 | 0 | 0 | 0 | 0 | 0 | 0 | 0 | 0 | 0 | 0 | 0 | 0 | 0 | 0 | 0 | 0 | 0 | 0 | 0 | 0 | 0 | 0 | 0 | 0 | 0 | 0 | 0 | 0 | 0 | 0 | 0 | 0
F3_Industrial_Food Processing_New_Miscellaneous_Natural Gas_Miscellaneous_E4 | F3 | Industrial | Food Processing | New | Miscellaneous | Natural Gas | Miscellaneous | E4 | System - kBTUs of Consumption | 0 | 0 | 0 | 0 | 0 | 0 | 0 | 0 | 0 | 0 | 0 | 0 | 0 | 0 | 0 | 0 | 0 | 0 | 0 | 0 | 0 | 0 | 0 | 0 | 0 | 0 | 0 | 0 | 0 | 0 | 0 | 0 | 0
F3_Industrial_Food Processing_New_Miscellaneous_Natural Gas_Miscellaneous_E5 | F3 | Industrial | Food Processing | New | Miscellaneous | Natural Gas | Miscellaneous | E5 | System - kBTUs of Consumption | 0 | 0 | 0 | 0 | 0 | 0 | 0 | 0 | 0 | 0 | 0 | 0 | 0 | 0 | 0 | 0 | 0 | 0 | 0 | 0 | 0 | 0 | 0 | 0 | 0 | 0 | 0 | 0 | 0 | 0 | 0 | 0 | 0
F3_Industrial_Food Processing_New_Miscellaneous_Natural Gas_Miscellaneous_E6 | F3 | Industrial | Food Processing | New | Miscellaneous | Natural Gas | Miscellaneous | E6 | System - kBTUs of Consumption | 0 | 0 | 0 | 0 | 0 | 0 | 0 | 0 | 0 | 0 | 0 | 0 | 0 | 0 | 0 | 0 | 0 | 0 | 0 | 0 | 0 | 0 | 0 | 0 | 0 | 0 | 0 | 0 | 0 | 0 | 0 | 0 | 0
F3_Industrial_Food Processing_New_Miscellaneous_Natural Gas_Miscellaneous_E7 | F3 | Industrial | Food Processing | New | Miscellaneous | Natural Gas | Miscellaneous | E7 | System - kBTUs of Consumption | 0 | 0 | 0 | 0 | 0 | 0 | 0 | 0 | 0 | 0 | 0 | 0 | 0 | 0 | 0 | 0 | 0 | 0 | 0 | 0 | 0 | 0 | 0 | 0 | 0 | 0 | 0 | 0 | 0 | 0 | 0 | 0 | 0
F3_Industrial_Food Processing_New_Miscellaneous_Natural Gas_Miscellaneous_E8 | F3 | Industrial | Food Processing | New | Miscellaneous | Natural Gas | Miscellaneous | E8 | System - kBTUs of Consumption | 0 | 0 | 0 | 0 | 0 | 0 | 0 | 0 | 0 | 0 | 0 | 0 | 0 | 0 | 0 | 0 | 0 | 0 | 0 | 0 | 0 | 0 | 0 | 0 | 0 | 0 | 0 | 0 | 0 | 0 | 0 | 0 | 0
F3_Industrial_Food Processing_New_Miscellaneous_Natural Gas_Miscellaneous_E9 | F3 | Industrial | Food Processing | New | Miscellaneous | Natural Gas | Miscellaneous | E9 | System - kBTUs of Consumption | 0 | 0 | 0 | 0 | 0 | 0 | 0 | 0 | 0 | 0 | 0 | 0 | 0 | 0 | 0 | 0 | 0 | 0 | 0 | 0 | 0 | 0 | 0 | 0 | 0 | 0 | 0 | 0 | 0 | 0 | 0 | 0 | 0
F3_Industrial_Food Processing_New_Miscellaneous_Natural Gas_Miscellaneous_E10 | F3 | Industrial | Food Processing | New | Miscellaneous | Natural Gas | Miscellaneous | E10 | System - kBTUs of Consumption | 0 | 0 | 0 | 0 | 0 | 0 | 0 | 0 | 0 | 0 | 0 | 0 | 0 | 0 | 0 | 0 | 0 | 0 | 0 | 0 | 0 | 0 | 0 | 0 | 0 | 0 | 0 | 0 | 0 | 0 | 0 | 0 | 0
F4_Industrial_Food Processing_New_Miscellaneous_Natural Gas_Miscellaneous_E1 | F4 | Industrial | Food Processing | New | Miscellaneous | Natural Gas | Miscellaneous | E1 | Utility - Cost of Equipment | 0 | 0 | 0 | 0 | 0 | 0 | 0 | 0 | 0 | 0 | 0 | 0 | 0 | 0 | 0 | 0 | 0 | 0 | 0 | 0 | 0 | 0 | 0 | 0 | 0 | 0 | 0 | 0 | 0 | 0 | 0 | 0 | 0
F4_Industrial_Food Processing_New_Miscellaneous_Natural Gas_Miscellaneous_E2 | F4 | Industrial | Food Processing | New | Miscellaneous | Natural Gas | Miscellaneous | E2 | Utility - Cost of Equipment | 0 | 0 | 0 | 0 | 0 | 0 | 0 | 0 | 0 | 0 | 0 | 0 | 0 | 0 | 0 | 0 | 0 | 0 | 0 | 0 | 0 | 0 | 0 | 0 | 0 | 0 | 0 | 0 | 0 | 0 | 0 | 0 | 0
F4_Industrial_Food Processing_New_Miscellaneous_Natural Gas_Miscellaneous_E3 | F4 | Industrial | Food Processing | New | Miscellaneous | Natural Gas | Miscellaneous | E3 | Utility - Cost of Equipment | 0 | 0 | 0 | 0 | 0 | 0 | 0 | 0 | 0 | 0 | 0 | 0 | 0 | 0 | 0 | 0 | 0 | 0 | 0 | 0 | 0 | 0 | 0 | 0 | 0 | 0 | 0 | 0 | 0 | 0 | 0 | 0 | 0
F4_Industrial_Food Processing_New_Miscellaneous_Natural Gas_Miscellaneous_E4 | F4 | Industrial | Food Processing | New | Miscellaneous | Natural Gas | Miscellaneous | E4 | Utility - Cost of Equipment | 0 | 0 | 0 | 0 | 0 | 0 | 0 | 0 | 0 | 0 | 0 | 0 | 0 | 0 | 0 | 0 | 0 | 0 | 0 | 0 | 0 | 0 | 0 | 0 | 0 | 0 | 0 | 0 | 0 | 0 | 0 | 0 | 0
F4_Industrial_Food Processing_New_Miscellaneous_Natural Gas_Miscellaneous_E5 | F4 | Industrial | Food Processing | New | Miscellaneous | Natural Gas | Miscellaneous | E5 | Utility - Cost of Equipment | 0 | 0 | 0 | 0 | 0 | 0 | 0 | 0 | 0 | 0 | 0 | 0 | 0 | 0 | 0 | 0 | 0 | 0 | 0 | 0 | 0 | 0 | 0 | 0 | 0 | 0 | 0 | 0 | 0 | 0 | 0 | 0 | 0
F4_Industrial_Food Processing_New_Miscellaneous_Natural Gas_Miscellaneous_E6 | F4 | Industrial | Food Processing | New | Miscellaneous | Natural Gas | Miscellaneous | E6 | Utility - Cost of Equipment | 0 | 0 | 0 | 0 | 0 | 0 | 0 | 0 | 0 | 0 | 0 | 0 | 0 | 0 | 0 | 0 | 0 | 0 | 0 | 0 | 0 | 0 | 0 | 0 | 0 | 0 | 0 | 0 | 0 | 0 | 0 | 0 | 0
F4_Industrial_Food Processing_New_Miscellaneous_Natural Gas_Miscellaneous_E7 | F4 | Industrial | Food Processing | New | Miscellaneous | Natural Gas | Miscellaneous | E7 | Utility - Cost of Equipment | 0 | 0 | 0 | 0 | 0 | 0 | 0 | 0 | 0 | 0 | 0 | 0 | 0 | 0 | 0 | 0 | 0 | 0 | 0 | 0 | 0 | 0 | 0 | 0 | 0 | 0 | 0 | 0 | 0 | 0 | 0 | 0 | 0
F4_Industrial_Food Processing_New_Miscellaneous_Natural Gas_Miscellaneous_E8 | F4 | Industrial | Food Processing | New | Miscellaneous | Natural Gas | Miscellaneous | E8 | Utility - Cost of Equipment | 0 | 0 | 0 | 0 | 0 | 0 | 0 | 0 | 0 | 0 | 0 | 0 | 0 | 0 | 0 | 0 | 0 | 0 | 0 | 0 | 0 | 0 | 0 | 0 | 0 | 0 | 0 | 0 | 0 | 0 | 0 | 0 | 0
F4_Industrial_Food Processing_New_Miscellaneous_Natural Gas_Miscellaneous_E9 | F4 | Industrial | Food Processing | New | Miscellaneous | Natural Gas | Miscellaneous | E9 | Utility - Cost of Equipment | 0 | 0 | 0 | 0 | 0 | 0 | 0 | 0 | 0 | 0 | 0 | 0 | 0 | 0 | 0 | 0 | 0 | 0 | 0 | 0 | 0 | 0 | 0 | 0 | 0 | 0 | 0 | 0 | 0 | 0 | 0 | 0 | 0
F4_Industrial_Food Processing_New_Miscellaneous_Natural Gas_Miscellaneous_E10 | F4 | Industrial | Food Processing | New | Miscellaneous | Natural Gas | Miscellaneous | E10 | Utility - Cost of Equipment | 0 | 0 | 0 | 0 | 0 | 0 | 0 | 0 | 0 | 0 | 0 | 0 | 0 | 0 | 0 | 0 | 0 | 0 | 0 | 0 | 0 | 0 | 0 | 0 | 0 | 0 | 0 | 0 | 0 | 0 | 0 | 0 | 0
F5_Industrial_Food Processing_New_Miscellaneous_Natural Gas_Miscellaneous_E1 | F5 | Industrial | Food Processing | New | Miscellaneous | Natural Gas | Miscellaneous | E1 | Utility - Cost of Operation | 0 | 0 | 0 | 0 | 0 | 0 | 0 | 0 | 0 | 0 | 0 | 0 | 0 | 0 | 0 | 0 | 0 | 0 | 0 | 0 | 0 | 0 | 0 | 0 | 0 | 0 | 0 | 0 | 0 | 0 | 0 | 0 | 0
F5_Industrial_Food Processing_New_Miscellaneous_Natural Gas_Miscellaneous_E2 | F5 | Industrial | Food Processing | New | Miscellaneous | Natural Gas | Miscellaneous | E2 | Utility - Cost of Operation | 0 | 0 | 0 | 0 | 0 | 0 | 0 | 0 | 0 | 0 | 0 | 0 | 0 | 0 | 0 | 0 | 0 | 0 | 0 | 0 | 0 | 0 | 0 | 0 | 0 | 0 | 0 | 0 | 0 | 0 | 0 | 0 | 0
F5_Industrial_Food Processing_New_Miscellaneous_Natural Gas_Miscellaneous_E3 | F5 | Industrial | Food Processing | New | Miscellaneous | Natural Gas | Miscellaneous | E3 | Utility - Cost of Operation | 0 | 0 | 0 | 0 | 0 | 0 | 0 | 0 | 0 | 0 | 0 | 0 | 0 | 0 | 0 | 0 | 0 | 0 | 0 | 0 | 0 | 0 | 0 | 0 | 0 | 0 | 0 | 0 | 0 | 0 | 0 | 0 | 0
F5_Industrial_Food Processing_New_Miscellaneous_Natural Gas_Miscellaneous_E4 | F5 | Industrial | Food Processing | New | Miscellaneous | Natural Gas | Miscellaneous | E4 | Utility - Cost of Operation | 0 | 0 | 0 | 0 | 0 | 0 | 0 | 0 | 0 | 0 | 0 | 0 | 0 | 0 | 0 | 0 | 0 | 0 | 0 | 0 | 0 | 0 | 0 | 0 | 0 | 0 | 0 | 0 | 0 | 0 | 0 | 0 | 0
F5_Industrial_Food Processing_New_Miscellaneous_Natural Gas_Miscellaneous_E5 | F5 | Industrial | Food Processing | New | Miscellaneous | Natural Gas | Miscellaneous | E5 | Utility - Cost of Operation | 0 | 0 | 0 | 0 | 0 | 0 | 0 | 0 | 0 | 0 | 0 | 0 | 0 | 0 | 0 | 0 | 0 | 0 | 0 | 0 | 0 | 0 | 0 | 0 | 0 | 0 | 0 | 0 | 0 | 0 | 0 | 0 | 0
F5_Industrial_Food Processing_New_Miscellaneous_Natural Gas_Miscellaneous_E6 | F5 | Industrial | Food Processing | New | Miscellaneous | Natural Gas | Miscellaneous | E6 | Utility - Cost of Operation | 0 | 0 | 0 | 0 | 0 | 0 | 0 | 0 | 0 | 0 | 0 | 0 | 0 | 0 | 0 | 0 | 0 | 0 | 0 | 0 | 0 | 0 | 0 | 0 | 0 | 0 | 0 | 0 | 0 | 0 | 0 | 0 | 0
F5_Industrial_Food Processing_New_Miscellaneous_Natural Gas_Miscellaneous_E7 | F5 | Industrial | Food Processing | New | Miscellaneous | Natural Gas | Miscellaneous | E7 | Utility - Cost of Operation | 0 | 0 | 0 | 0 | 0 | 0 | 0 | 0 | 0 | 0 | 0 | 0 | 0 | 0 | 0 | 0 | 0 | 0 | 0 | 0 | 0 | 0 | 0 | 0 | 0 | 0 | 0 | 0 | 0 | 0 | 0 | 0 | 0
F5_Industrial_Food Processing_New_Miscellaneous_Natural Gas_Miscellaneous_E8 | F5 | Industrial | Food Processing | New | Miscellaneous | Natural Gas | Miscellaneous | E8 | Utility - Cost of Operation | 0 | 0 | 0 | 0 | 0 | 0 | 0 | 0 | 0 | 0 | 0 | 0 | 0 | 0 | 0 | 0 | 0 | 0 | 0 | 0 | 0 | 0 | 0 | 0 | 0 | 0 | 0 | 0 | 0 | 0 | 0 | 0 | 0
F5_Industrial_Food Processing_New_Miscellaneous_Natural Gas_Miscellaneous_E9 | F5 | Industrial | Food Processing | New | Miscellaneous | Natural Gas | Miscellaneous | E9 | Utility - Cost of Operation | 0 | 0 | 0 | 0 | 0 | 0 | 0 | 0 | 0 | 0 | 0 | 0 | 0 | 0 | 0 | 0 | 0 | 0 | 0 | 0 | 0 | 0 | 0 | 0 | 0 | 0 | 0 | 0 | 0 | 0 | 0 | 0 | 0
F5_Industrial_Food Processing_New_Miscellaneous_Natural Gas_Miscellaneous_E10 | F5 | Industrial | Food Processing | New | Miscellaneous | Natural Gas | Miscellaneous | E10 | Utility - Cost of Operation | 0 | 0 | 0 | 0 | 0 | 0 | 0 | 0 | 0 | 0 | 0 | 0 | 0 | 0 | 0 | 0 | 0 | 0 | 0 | 0 | 0 | 0 | 0 | 0 | 0 | 0 | 0 | 0 | 0 | 0 | 0 | 0 | 0
F6_Industrial_Food Processing_New_Miscellaneous_Natural Gas_Miscellaneous_E1 | F6 | Industrial | Food Processing | New | Miscellaneous | Natural Gas | Miscellaneous | E1 | Utility - Value of Sales | 0 | 0 | 0 | 0 | 0 | 0 | 0 | 0 | 0 | 0 | 0 | 0 | 0 | 0 | 0 | 0 | 0 | 0 | 0 | 0 | 0 | 0 | 0 | 0 | 0 | 0 | 0 | 0 | 0 | 0 | 0 | 0 | 0
F6_Industrial_Food Processing_New_Miscellaneous_Natural Gas_Miscellaneous_E2 | F6 | Industrial | Food Processing | New | Miscellaneous | Natural Gas | Miscellaneous | E2 | Utility - Value of Sales | 0 | 0 | 0 | 0 | 0 | 0 | 0 | 0 | 0 | 0 | 0 | 0 | 0 | 0 | 0 | 0 | 0 | 0 | 0 | 0 | 0 | 0 | 0 | 0 | 0 | 0 | 0 | 0 | 0 | 0 | 0 | 0 | 0
F6_Industrial_Food Processing_New_Miscellaneous_Natural Gas_Miscellaneous_E3 | F6 | Industrial | Food Processing | New | Miscellaneous | Natural Gas | Miscellaneous | E3 | Utility - Value of Sales | 0 | 0 | 0 | 0 | 0 | 0 | 0 | 0 | 0 | 0 | 0 | 0 | 0 | 0 | 0 | 0 | 0 | 0 | 0 | 0 | 0 | 0 | 0 | 0 | 0 | 0 | 0 | 0 | 0 | 0 | 0 | 0 | 0
F6_Industrial_Food Processing_New_Miscellaneous_Natural Gas_Miscellaneous_E4 | F6 | Industrial | Food Processing | New | Miscellaneous | Natural Gas | Miscellaneous | E4 | Utility - Value of Sales | 0 | 0 | 0 | 0 | 0 | 0 | 0 | 0 | 0 | 0 | 0 | 0 | 0 | 0 | 0 | 0 | 0 | 0 | 0 | 0 | 0 | 0 | 0 | 0 | 0 | 0 | 0 | 0 | 0 | 0 | 0 | 0 | 0
F6_Industrial_Food Processing_New_Miscellaneous_Natural Gas_Miscellaneous_E5 | F6 | Industrial | Food Processing | New | Miscellaneous | Natural Gas | Miscellaneous | E5 | Utility - Value of Sales | 0 | 0 | 0 | 0 | 0 | 0 | 0 | 0 | 0 | 0 | 0 | 0 | 0 | 0 | 0 | 0 | 0 | 0 | 0 | 0 | 0 | 0 | 0 | 0 | 0 | 0 | 0 | 0 | 0 | 0 | 0 | 0 | 0
F6_Industrial_Food Processing_New_Miscellaneous_Natural Gas_Miscellaneous_E6 | F6 | Industrial | Food Processing | New | Miscellaneous | Natural Gas | Miscellaneous | E6 | Utility - Value of Sales | 0 | 0 | 0 | 0 | 0 | 0 | 0 | 0 | 0 | 0 | 0 | 0 | 0 | 0 | 0 | 0 | 0 | 0 | 0 | 0 | 0 | 0 | 0 | 0 | 0 | 0 | 0 | 0 | 0 | 0 | 0 | 0 | 0
F6_Industrial_Food Processing_New_Miscellaneous_Natural Gas_Miscellaneous_E7 | F6 | Industrial | Food Processing | New | Miscellaneous | Natural Gas | Miscellaneous | E7 | Utility - Value of Sales | 0 | 0 | 0 | 0 | 0 | 0 | 0 | 0 | 0 | 0 | 0 | 0 | 0 | 0 | 0 | 0 | 0 | 0 | 0 | 0 | 0 | 0 | 0 | 0 | 0 | 0 | 0 | 0 | 0 | 0 | 0 | 0 | 0
F6_Industrial_Food Processing_New_Miscellaneous_Natural Gas_Miscellaneous_E8 | F6 | Industrial | Food Processing | New | Miscellaneous | Natural Gas | Miscellaneous | E8 | Utility - Value of Sales | 0 | 0 | 0 | 0 | 0 | 0 | 0 | 0 | 0 | 0 | 0 | 0 | 0 | 0 | 0 | 0 | 0 | 0 | 0 | 0 | 0 | 0 | 0 | 0 | 0 | 0 | 0 | 0 | 0 | 0 | 0 | 0 | 0
F6_Industrial_Food Processing_New_Miscellaneous_Natural Gas_Miscellaneous_E9 | F6 | Industrial | Food Processing | New | Miscellaneous | Natural Gas | Miscellaneous | E9 | Utility - Value of Sales | 0 | 0 | 0 | 0 | 0 | 0 | 0 | 0 | 0 | 0 | 0 | 0 | 0 | 0 | 0 | 0 | 0 | 0 | 0 | 0 | 0 | 0 | 0 | 0 | 0 | 0 | 0 | 0 | 0 | 0 | 0 | 0 | 0
F6_Industrial_Food Processing_New_Miscellaneous_Natural Gas_Miscellaneous_E10 | F6 | Industrial | Food Processing | New | Miscellaneous | Natural Gas | Miscellaneous | E10 | Utility - Value of Sales | 0 | 0 | 0 | 0 | 0 | 0 | 0 | 0 | 0 | 0 | 0 | 0 | 0 | 0 | 0 | 0 | 0 | 0 | 0 | 0 | 0 | 0 | 0 | 0 | 0 | 0 | 0 | 0 | 0 | 0 | 0 | 0 | 0
F1_Industrial_Lumber and Wood Products_Existing_Space Heating_Natural Gas_Furnace_E1 | F1 | Industrial | Lumber and Wood Products | Existing | Space Heating | Natural Gas | Furnace | E1 | RVT - Cost of Equipment | 0 | 0 | 0 | 0 | 0 | 0 | 0 | 0 | 0 | 0 | 0 | 0 | 0 | 0 | 0 | 0 | 0 | 0 | 0 | 0 | 0 | 0 | 0 | 0 | 0 | 0 | 0 | 0 | 0 | 0 | 0 | 0 | 0
F1_Industrial_Lumber and Wood Products_Existing_Space Heating_Natural Gas_Furnace_E2 | F1 | Industrial | Lumber and Wood Products | Existing | Space Heating | Natural Gas | Furnace | E2 | RVT - Cost of Equipment | 0 | 0 | 0 | 0 | 0 | 0 | 0 | 0 | 0 | 0 | 0 | 0 | 0 | 0 | 0 | 0 | 0 | 0 | 0 | 0 | 0 | 0 | 0 | 0 | 0 | 0 | 0 | 0 | 0 | 0 | 0 | 0 | 0
F1_Industrial_Lumber and Wood Products_Existing_Space Heating_Natural Gas_Furnace_E3 | F1 | Industrial | Lumber and Wood Products | Existing | Space Heating | Natural Gas | Furnace | E3 | RVT - Cost of Equipment | 0 | 0 | 0 | 0 | 0 | 0 | 0 | 0 | 0 | 0 | 0 | 0 | 0 | 0 | 0 | 0 | 0 | 0 | 0 | 0 | 0 | 0 | 0 | 0 | 0 | 0 | 0 | 0 | 0 | 0 | 0 | 0 | 0
F1_Industrial_Lumber and Wood Products_Existing_Space Heating_Natural Gas_Furnace_E4 | F1 | Industrial | Lumber and Wood Products | Existing | Space Heating | Natural Gas | Furnace | E4 | RVT - Cost of Equipment | 0 | 0 | 0 | 0 | 0 | 0 | 0 | 0 | 0 | 0 | 0 | 0 | 0 | 0 | 0 | 0 | 0 | 0 | 0 | 0 | 0 | 0 | 0 | 0 | 0 | 0 | 0 | 0 | 0 | 0 | 0 | 0 | 0
F1_Industrial_Lumber and Wood Products_Existing_Space Heating_Natural Gas_Furnace_E5 | F1 | Industrial | Lumber and Wood Products | Existing | Space Heating | Natural Gas | Furnace | E5 | RVT - Cost of Equipment | 0 | 0 | 0 | 0 | 0 | 0 | 0 | 0 | 0 | 0 | 0 | 0 | 0 | 0 | 0 | 0 | 0 | 0 | 0 | 0 | 0 | 0 | 0 | 0 | 0 | 0 | 0 | 0 | 0 | 0 | 0 | 0 | 0
F1_Industrial_Lumber and Wood Products_Existing_Space Heating_Natural Gas_Furnace_E6 | F1 | Industrial | Lumber and Wood Products | Existing | Space Heating | Natural Gas | Furnace | E6 | RVT - Cost of Equipment | 0 | 0 | 0 | 0 | 0 | 0 | 0 | 0 | 0 | 0 | 0 | 0 | 0 | 0 | 0 | 0 | 0 | 0 | 0 | 0 | 0 | 0 | 0 | 0 | 0 | 0 | 0 | 0 | 0 | 0 | 0 | 0 | 0
F1_Industrial_Lumber and Wood Products_Existing_Space Heating_Natural Gas_Furnace_E7 | F1 | Industrial | Lumber and Wood Products | Existing | Space Heating | Natural Gas | Furnace | E7 | RVT - Cost of Equipment | 0 | 0 | 0 | 0 | 0 | 0 | 0 | 0 | 0 | 0 | 0 | 0 | 0 | 0 | 0 | 0 | 0 | 0 | 0 | 0 | 0 | 0 | 0 | 0 | 0 | 0 | 0 | 0 | 0 | 0 | 0 | 0 | 0
F1_Industrial_Lumber and Wood Products_Existing_Space Heating_Natural Gas_Furnace_E8 | F1 | Industrial | Lumber and Wood Products | Existing | Space Heating | Natural Gas | Furnace | E8 | RVT - Cost of Equipment | 0 | 0 | 0 | 0 | 0 | 0 | 0 | 0 | 0 | 0 | 0 | 0 | 0 | 0 | 0 | 0 | 0 | 0 | 0 | 0 | 0 | 0 | 0 | 0 | 0 | 0 | 0 | 0 | 0 | 0 | 0 | 0 | 0
F1_Industrial_Lumber and Wood Products_Existing_Space Heating_Natural Gas_Furnace_E9 | F1 | Industrial | Lumber and Wood Products | Existing | Space Heating | Natural Gas | Furnace | E9 | RVT - Cost of Equipment | 0 | 0 | 0 | 0 | 0 | 0 | 0 | 0 | 0 | 0 | 0 | 0 | 0 | 0 | 0 | 0 | 0 | 0 | 0 | 0 | 0 | 0 | 0 | 0 | 0 | 0 | 0 | 0 | 0 | 0 | 0 | 0 | 0
F1_Industrial_Lumber and Wood Products_Existing_Space Heating_Natural Gas_Furnace_E10 | F1 | Industrial | Lumber and Wood Products | Existing | Space Heating | Natural Gas | Furnace | E10 | RVT - Cost of Equipment | 0 | 0 | 0 | 0 | 0 | 0 | 0 | 0 | 0 | 0 | 0 | 0 | 0 | 0 | 0 | 0 | 0 | 0 | 0 | 0 | 0 | 0 | 0 | 0 | 0 | 0 | 0 | 0 | 0 | 0 | 0 | 0 | 0
F2_Industrial_Lumber and Wood Products_Existing_Space Heating_Natural Gas_Furnace_E1 | F2 | Industrial | Lumber and Wood Products | Existing | Space Heating | Natural Gas | Furnace | E1 | RVT - Cost of Operation | 0 | 0 | 0 | 0 | 0 | 0 | 0 | 0 | 0 | 0 | 0 | 0 | 0 | 0 | 0 | 0 | 0 | 0 | 0 | 0 | 0 | 0 | 0 | 0 | 0 | 0 | 0 | 0 | 0 | 0 | 0 | 0 | 0
F2_Industrial_Lumber and Wood Products_Existing_Space Heating_Natural Gas_Furnace_E2 | F2 | Industrial | Lumber and Wood Products | Existing | Space Heating | Natural Gas | Furnace | E2 | RVT - Cost of Operation | 0 | 0 | 0 | 0 | 0 | 0 | 0 | 0 | 0 | 0 | 0 | 0 | 0 | 0 | 0 | 0 | 0 | 0 | 0 | 0 | 0 | 0 | 0 | 0 | 0 | 0 | 0 | 0 | 0 | 0 | 0 | 0 | 0
F2_Industrial_Lumber and Wood Products_Existing_Space Heating_Natural Gas_Furnace_E3 | F2 | Industrial | Lumber and Wood Products | Existing | Space Heating | Natural Gas | Furnace | E3 | RVT - Cost of Operation | 0 | 0 | 0 | 0 | 0 | 0 | 0 | 0 | 0 | 0 | 0 | 0 | 0 | 0 | 0 | 0 | 0 | 0 | 0 | 0 | 0 | 0 | 0 | 0 | 0 | 0 | 0 | 0 | 0 | 0 | 0 | 0 | 0
F2_Industrial_Lumber and Wood Products_Existing_Space Heating_Natural Gas_Furnace_E4 | F2 | Industrial | Lumber and Wood Products | Existing | Space Heating | Natural Gas | Furnace | E4 | RVT - Cost of Operation | 0 | 0 | 0 | 0 | 0 | 0 | 0 | 0 | 0 | 0 | 0 | 0 | 0 | 0 | 0 | 0 | 0 | 0 | 0 | 0 | 0 | 0 | 0 | 0 | 0 | 0 | 0 | 0 | 0 | 0 | 0 | 0 | 0
F2_Industrial_Lumber and Wood Products_Existing_Space Heating_Natural Gas_Furnace_E5 | F2 | Industrial | Lumber and Wood Products | Existing | Space Heating | Natural Gas | Furnace | E5 | RVT - Cost of Operation | 0 | 0 | 0 | 0 | 0 | 0 | 0 | 0 | 0 | 0 | 0 | 0 | 0 | 0 | 0 | 0 | 0 | 0 | 0 | 0 | 0 | 0 | 0 | 0 | 0 | 0 | 0 | 0 | 0 | 0 | 0 | 0 | 0
F2_Industrial_Lumber and Wood Products_Existing_Space Heating_Natural Gas_Furnace_E6 | F2 | Industrial | Lumber and Wood Products | Existing | Space Heating | Natural Gas | Furnace | E6 | RVT - Cost of Operation | 0 | 0 | 0 | 0 | 0 | 0 | 0 | 0 | 0 | 0 | 0 | 0 | 0 | 0 | 0 | 0 | 0 | 0 | 0 | 0 | 0 | 0 | 0 | 0 | 0 | 0 | 0 | 0 | 0 | 0 | 0 | 0 | 0
F2_Industrial_Lumber and Wood Products_Existing_Space Heating_Natural Gas_Furnace_E7 | F2 | Industrial | Lumber and Wood Products | Existing | Space Heating | Natural Gas | Furnace | E7 | RVT - Cost of Operation | 0 | 0 | 0 | 0 | 0 | 0 | 0 | 0 | 0 | 0 | 0 | 0 | 0 | 0 | 0 | 0 | 0 | 0 | 0 | 0 | 0 | 0 | 0 | 0 | 0 | 0 | 0 | 0 | 0 | 0 | 0 | 0 | 0
F2_Industrial_Lumber and Wood Products_Existing_Space Heating_Natural Gas_Furnace_E8 | F2 | Industrial | Lumber and Wood Products | Existing | Space Heating | Natural Gas | Furnace | E8 | RVT - Cost of Operation | 0 | 0 | 0 | 0 | 0 | 0 | 0 | 0 | 0 | 0 | 0 | 0 | 0 | 0 | 0 | 0 | 0 | 0 | 0 | 0 | 0 | 0 | 0 | 0 | 0 | 0 | 0 | 0 | 0 | 0 | 0 | 0 | 0
F2_Industrial_Lumber and Wood Products_Existing_Space Heating_Natural Gas_Furnace_E9 | F2 | Industrial | Lumber and Wood Products | Existing | Space Heating | Natural Gas | Furnace | E9 | RVT - Cost of Operation | 0 | 0 | 0 | 0 | 0 | 0 | 0 | 0 | 0 | 0 | 0 | 0 | 0 | 0 | 0 | 0 | 0 | 0 | 0 | 0 | 0 | 0 | 0 | 0 | 0 | 0 | 0 | 0 | 0 | 0 | 0 | 0 | 0
F2_Industrial_Lumber and Wood Products_Existing_Space Heating_Natural Gas_Furnace_E10 | F2 | Industrial | Lumber and Wood Products | Existing | Space Heating | Natural Gas | Furnace | E10 | RVT - Cost of Operation | 0 | 0 | 0 | 0 | 0 | 0 | 0 | 0 | 0 | 0 | 0 | 0 | 0 | 0 | 0 | 0 | 0 | 0 | 0 | 0 | 0 | 0 | 0 | 0 | 0 | 0 | 0 | 0 | 0 | 0 | 0 | 0 | 0
F3_Industrial_Lumber and Wood Products_Existing_Space Heating_Natural Gas_Furnace_E1 | F3 | Industrial | Lumber and Wood Products | Existing | Space Heating | Natural Gas | Furnace | E1 | System - kBTUs of Consumption | 0 | 0 | 0 | 0 | 0 | 0 | 0 | 0 | 0 | 0 | 0 | 0 | 0 | 0 | 0 | 0 | 0 | 0 | 0 | 0 | 0 | 0 | 0 | 0 | 0 | 0 | 0 | 0 | 0 | 0 | 0 | 0 | 0
F3_Industrial_Lumber and Wood Products_Existing_Space Heating_Natural Gas_Furnace_E2 | F3 | Industrial | Lumber and Wood Products | Existing | Space Heating | Natural Gas | Furnace | E2 | System - kBTUs of Consumption | 0 | 0 | 0 | 0 | 0 | 0 | 0 | 0 | 0 | 0 | 0 | 0 | 0 | 0 | 0 | 0 | 0 | 0 | 0 | 0 | 0 | 0 | 0 | 0 | 0 | 0 | 0 | 0 | 0 | 0 | 0 | 0 | 0
F3_Industrial_Lumber and Wood Products_Existing_Space Heating_Natural Gas_Furnace_E3 | F3 | Industrial | Lumber and Wood Products | Existing | Space Heating | Natural Gas | Furnace | E3 | System - kBTUs of Consumption | 0 | 0 | 0 | 0 | 0 | 0 | 0 | 0 | 0 | 0 | 0 | 0 | 0 | 0 | 0 | 0 | 0 | 0 | 0 | 0 | 0 | 0 | 0 | 0 | 0 | 0 | 0 | 0 | 0 | 0 | 0 | 0 | 0
F3_Industrial_Lumber and Wood Products_Existing_Space Heating_Natural Gas_Furnace_E4 | F3 | Industrial | Lumber and Wood Products | Existing | Space Heating | Natural Gas | Furnace | E4 | System - kBTUs of Consumption | 0 | 0 | 0 | 0 | 0 | 0 | 0 | 0 | 0 | 0 | 0 | 0 | 0 | 0 | 0 | 0 | 0 | 0 | 0 | 0 | 0 | 0 | 0 | 0 | 0 | 0 | 0 | 0 | 0 | 0 | 0 | 0 | 0
F3_Industrial_Lumber and Wood Products_Existing_Space Heating_Natural Gas_Furnace_E5 | F3 | Industrial | Lumber and Wood Products | Existing | Space Heating | Natural Gas | Furnace | E5 | System - kBTUs of Consumption | 0 | 0 | 0 | 0 | 0 | 0 | 0 | 0 | 0 | 0 | 0 | 0 | 0 | 0 | 0 | 0 | 0 | 0 | 0 | 0 | 0 | 0 | 0 | 0 | 0 | 0 | 0 | 0 | 0 | 0 | 0 | 0 | 0
F3_Industrial_Lumber and Wood Products_Existing_Space Heating_Natural Gas_Furnace_E6 | F3 | Industrial | Lumber and Wood Products | Existing | Space Heating | Natural Gas | Furnace | E6 | System - kBTUs of Consumption | 0 | 0 | 0 | 0 | 0 | 0 | 0 | 0 | 0 | 0 | 0 | 0 | 0 | 0 | 0 | 0 | 0 | 0 | 0 | 0 | 0 | 0 | 0 | 0 | 0 | 0 | 0 | 0 | 0 | 0 | 0 | 0 | 0
F3_Industrial_Lumber and Wood Products_Existing_Space Heating_Natural Gas_Furnace_E7 | F3 | Industrial | Lumber and Wood Products | Existing | Space Heating | Natural Gas | Furnace | E7 | System - kBTUs of Consumption | 0 | 0 | 0 | 0 | 0 | 0 | 0 | 0 | 0 | 0 | 0 | 0 | 0 | 0 | 0 | 0 | 0 | 0 | 0 | 0 | 0 | 0 | 0 | 0 | 0 | 0 | 0 | 0 | 0 | 0 | 0 | 0 | 0
F3_Industrial_Lumber and Wood Products_Existing_Space Heating_Natural Gas_Furnace_E8 | F3 | Industrial | Lumber and Wood Products | Existing | Space Heating | Natural Gas | Furnace | E8 | System - kBTUs of Consumption | 0 | 0 | 0 | 0 | 0 | 0 | 0 | 0 | 0 | 0 | 0 | 0 | 0 | 0 | 0 | 0 | 0 | 0 | 0 | 0 | 0 | 0 | 0 | 0 | 0 | 0 | 0 | 0 | 0 | 0 | 0 | 0 | 0
F3_Industrial_Lumber and Wood Products_Existing_Space Heating_Natural Gas_Furnace_E9 | F3 | Industrial | Lumber and Wood Products | Existing | Space Heating | Natural Gas | Furnace | E9 | System - kBTUs of Consumption | 0 | 0 | 0 | 0 | 0 | 0 | 0 | 0 | 0 | 0 | 0 | 0 | 0 | 0 | 0 | 0 | 0 | 0 | 0 | 0 | 0 | 0 | 0 | 0 | 0 | 0 | 0 | 0 | 0 | 0 | 0 | 0 | 0
F3_Industrial_Lumber and Wood Products_Existing_Space Heating_Natural Gas_Furnace_E10 | F3 | Industrial | Lumber and Wood Products | Existing | Space Heating | Natural Gas | Furnace | E10 | System - kBTUs of Consumption | 0 | 0 | 0 | 0 | 0 | 0 | 0 | 0 | 0 | 0 | 0 | 0 | 0 | 0 | 0 | 0 | 0 | 0 | 0 | 0 | 0 | 0 | 0 | 0 | 0 | 0 | 0 | 0 | 0 | 0 | 0 | 0 | 0
F4_Industrial_Lumber and Wood Products_Existing_Space Heating_Natural Gas_Furnace_E1 | F4 | Industrial | Lumber and Wood Products | Existing | Space Heating | Natural Gas | Furnace | E1 | Utility - Cost of Equipment | 0 | 0 | 0 | 0 | 0 | 0 | 0 | 0 | 0 | 0 | 0 | 0 | 0 | 0 | 0 | 0 | 0 | 0 | 0 | 0 | 0 | 0 | 0 | 0 | 0 | 0 | 0 | 0 | 0 | 0 | 0 | 0 | 0
F4_Industrial_Lumber and Wood Products_Existing_Space Heating_Natural Gas_Furnace_E2 | F4 | Industrial | Lumber and Wood Products | Existing | Space Heating | Natural Gas | Furnace | E2 | Utility - Cost of Equipment | 0 | 0 | 0 | 0 | 0 | 0 | 0 | 0 | 0 | 0 | 0 | 0 | 0 | 0 | 0 | 0 | 0 | 0 | 0 | 0 | 0 | 0 | 0 | 0 | 0 | 0 | 0 | 0 | 0 | 0 | 0 | 0 | 0
F4_Industrial_Lumber and Wood Products_Existing_Space Heating_Natural Gas_Furnace_E3 | F4 | Industrial | Lumber and Wood Products | Existing | Space Heating | Natural Gas | Furnace | E3 | Utility - Cost of Equipment | 0 | 0 | 0 | 0 | 0 | 0 | 0 | 0 | 0 | 0 | 0 | 0 | 0 | 0 | 0 | 0 | 0 | 0 | 0 | 0 | 0 | 0 | 0 | 0 | 0 | 0 | 0 | 0 | 0 | 0 | 0 | 0 | 0
F4_Industrial_Lumber and Wood Products_Existing_Space Heating_Natural Gas_Furnace_E4 | F4 | Industrial | Lumber and Wood Products | Existing | Space Heating | Natural Gas | Furnace | E4 | Utility - Cost of Equipment | 0 | 0 | 0 | 0 | 0 | 0 | 0 | 0 | 0 | 0 | 0 | 0 | 0 | 0 | 0 | 0 | 0 | 0 | 0 | 0 | 0 | 0 | 0 | 0 | 0 | 0 | 0 | 0 | 0 | 0 | 0 | 0 | 0
F4_Industrial_Lumber and Wood Products_Existing_Space Heating_Natural Gas_Furnace_E5 | F4 | Industrial | Lumber and Wood Products | Existing | Space Heating | Natural Gas | Furnace | E5 | Utility - Cost of Equipment | 0 | 0 | 0 | 0 | 0 | 0 | 0 | 0 | 0 | 0 | 0 | 0 | 0 | 0 | 0 | 0 | 0 | 0 | 0 | 0 | 0 | 0 | 0 | 0 | 0 | 0 | 0 | 0 | 0 | 0 | 0 | 0 | 0
F4_Industrial_Lumber and Wood Products_Existing_Space Heating_Natural Gas_Furnace_E6 | F4 | Industrial | Lumber and Wood Products | Existing | Space Heating | Natural Gas | Furnace | E6 | Utility - Cost of Equipment | 0 | 0 | 0 | 0 | 0 | 0 | 0 | 0 | 0 | 0 | 0 | 0 | 0 | 0 | 0 | 0 | 0 | 0 | 0 | 0 | 0 | 0 | 0 | 0 | 0 | 0 | 0 | 0 | 0 | 0 | 0 | 0 | 0
F4_Industrial_Lumber and Wood Products_Existing_Space Heating_Natural Gas_Furnace_E7 | F4 | Industrial | Lumber and Wood Products | Existing | Space Heating | Natural Gas | Furnace | E7 | Utility - Cost of Equipment | 0 | 0 | 0 | 0 | 0 | 0 | 0 | 0 | 0 | 0 | 0 | 0 | 0 | 0 | 0 | 0 | 0 | 0 | 0 | 0 | 0 | 0 | 0 | 0 | 0 | 0 | 0 | 0 | 0 | 0 | 0 | 0 | 0
F4_Industrial_Lumber and Wood Products_Existing_Space Heating_Natural Gas_Furnace_E8 | F4 | Industrial | Lumber and Wood Products | Existing | Space Heating | Natural Gas | Furnace | E8 | Utility - Cost of Equipment | 0 | 0 | 0 | 0 | 0 | 0 | 0 | 0 | 0 | 0 | 0 | 0 | 0 | 0 | 0 | 0 | 0 | 0 | 0 | 0 | 0 | 0 | 0 | 0 | 0 | 0 | 0 | 0 | 0 | 0 | 0 | 0 | 0
F4_Industrial_Lumber and Wood Products_Existing_Space Heating_Natural Gas_Furnace_E9 | F4 | Industrial | Lumber and Wood Products | Existing | Space Heating | Natural Gas | Furnace | E9 | Utility - Cost of Equipment | 0 | 0 | 0 | 0 | 0 | 0 | 0 | 0 | 0 | 0 | 0 | 0 | 0 | 0 | 0 | 0 | 0 | 0 | 0 | 0 | 0 | 0 | 0 | 0 | 0 | 0 | 0 | 0 | 0 | 0 | 0 | 0 | 0
F4_Industrial_Lumber and Wood Products_Existing_Space Heating_Natural Gas_Furnace_E10 | F4 | Industrial | Lumber and Wood Products | Existing | Space Heating | Natural Gas | Furnace | E10 | Utility - Cost of Equipment | 0 | 0 | 0 | 0 | 0 | 0 | 0 | 0 | 0 | 0 | 0 | 0 | 0 | 0 | 0 | 0 | 0 | 0 | 0 | 0 | 0 | 0 | 0 | 0 | 0 | 0 | 0 | 0 | 0 | 0 | 0 | 0 | 0
F5_Industrial_Lumber and Wood Products_Existing_Space Heating_Natural Gas_Furnace_E1 | F5 | Industrial | Lumber and Wood Products | Existing | Space Heating | Natural Gas | Furnace | E1 | Utility - Cost of Operation | 0 | 0 | 0 | 0 | 0 | 0 | 0 | 0 | 0 | 0 | 0 | 0 | 0 | 0 | 0 | 0 | 0 | 0 | 0 | 0 | 0 | 0 | 0 | 0 | 0 | 0 | 0 | 0 | 0 | 0 | 0 | 0 | 0
F5_Industrial_Lumber and Wood Products_Existing_Space Heating_Natural Gas_Furnace_E2 | F5 | Industrial | Lumber and Wood Products | Existing | Space Heating | Natural Gas | Furnace | E2 | Utility - Cost of Operation | 0 | 0 | 0 | 0 | 0 | 0 | 0 | 0 | 0 | 0 | 0 | 0 | 0 | 0 | 0 | 0 | 0 | 0 | 0 | 0 | 0 | 0 | 0 | 0 | 0 | 0 | 0 | 0 | 0 | 0 | 0 | 0 | 0
F5_Industrial_Lumber and Wood Products_Existing_Space Heating_Natural Gas_Furnace_E3 | F5 | Industrial | Lumber and Wood Products | Existing | Space Heating | Natural Gas | Furnace | E3 | Utility - Cost of Operation | 0 | 0 | 0 | 0 | 0 | 0 | 0 | 0 | 0 | 0 | 0 | 0 | 0 | 0 | 0 | 0 | 0 | 0 | 0 | 0 | 0 | 0 | 0 | 0 | 0 | 0 | 0 | 0 | 0 | 0 | 0 | 0 | 0
F5_Industrial_Lumber and Wood Products_Existing_Space Heating_Natural Gas_Furnace_E4 | F5 | Industrial | Lumber and Wood Products | Existing | Space Heating | Natural Gas | Furnace | E4 | Utility - Cost of Operation | 0 | 0 | 0 | 0 | 0 | 0 | 0 | 0 | 0 | 0 | 0 | 0 | 0 | 0 | 0 | 0 | 0 | 0 | 0 | 0 | 0 | 0 | 0 | 0 | 0 | 0 | 0 | 0 | 0 | 0 | 0 | 0 | 0
F5_Industrial_Lumber and Wood Products_Existing_Space Heating_Natural Gas_Furnace_E5 | F5 | Industrial | Lumber and Wood Products | Existing | Space Heating | Natural Gas | Furnace | E5 | Utility - Cost of Operation | 0 | 0 | 0 | 0 | 0 | 0 | 0 | 0 | 0 | 0 | 0 | 0 | 0 | 0 | 0 | 0 | 0 | 0 | 0 | 0 | 0 | 0 | 0 | 0 | 0 | 0 | 0 | 0 | 0 | 0 | 0 | 0 | 0
F5_Industrial_Lumber and Wood Products_Existing_Space Heating_Natural Gas_Furnace_E6 | F5 | Industrial | Lumber and Wood Products | Existing | Space Heating | Natural Gas | Furnace | E6 | Utility - Cost of Operation | 0 | 0 | 0 | 0 | 0 | 0 | 0 | 0 | 0 | 0 | 0 | 0 | 0 | 0 | 0 | 0 | 0 | 0 | 0 | 0 | 0 | 0 | 0 | 0 | 0 | 0 | 0 | 0 | 0 | 0 | 0 | 0 | 0
F5_Industrial_Lumber and Wood Products_Existing_Space Heating_Natural Gas_Furnace_E7 | F5 | Industrial | Lumber and Wood Products | Existing | Space Heating | Natural Gas | Furnace | E7 | Utility - Cost of Operation | 0 | 0 | 0 | 0 | 0 | 0 | 0 | 0 | 0 | 0 | 0 | 0 | 0 | 0 | 0 | 0 | 0 | 0 | 0 | 0 | 0 | 0 | 0 | 0 | 0 | 0 | 0 | 0 | 0 | 0 | 0 | 0 | 0
F5_Industrial_Lumber and Wood Products_Existing_Space Heating_Natural Gas_Furnace_E8 | F5 | Industrial | Lumber and Wood Products | Existing | Space Heating | Natural Gas | Furnace | E8 | Utility - Cost of Operation | 0 | 0 | 0 | 0 | 0 | 0 | 0 | 0 | 0 | 0 | 0 | 0 | 0 | 0 | 0 | 0 | 0 | 0 | 0 | 0 | 0 | 0 | 0 | 0 | 0 | 0 | 0 | 0 | 0 | 0 | 0 | 0 | 0
F5_Industrial_Lumber and Wood Products_Existing_Space Heating_Natural Gas_Furnace_E9 | F5 | Industrial | Lumber and Wood Products | Existing | Space Heating | Natural Gas | Furnace | E9 | Utility - Cost of Operation | 0 | 0 | 0 | 0 | 0 | 0 | 0 | 0 | 0 | 0 | 0 | 0 | 0 | 0 | 0 | 0 | 0 | 0 | 0 | 0 | 0 | 0 | 0 | 0 | 0 | 0 | 0 | 0 | 0 | 0 | 0 | 0 | 0
F5_Industrial_Lumber and Wood Products_Existing_Space Heating_Natural Gas_Furnace_E10 | F5 | Industrial | Lumber and Wood Products | Existing | Space Heating | Natural Gas | Furnace | E10 | Utility - Cost of Operation | 0 | 0 | 0 | 0 | 0 | 0 | 0 | 0 | 0 | 0 | 0 | 0 | 0 | 0 | 0 | 0 | 0 | 0 | 0 | 0 | 0 | 0 | 0 | 0 | 0 | 0 | 0 | 0 | 0 | 0 | 0 | 0 | 0
F6_Industrial_Lumber and Wood Products_Existing_Space Heating_Natural Gas_Furnace_E1 | F6 | Industrial | Lumber and Wood Products | Existing | Space Heating | Natural Gas | Furnace | E1 | Utility - Value of Sales | 0 | 0 | 0 | 0 | 0 | 0 | 0 | 0 | 0 | 0 | 0 | 0 | 0 | 0 | 0 | 0 | 0 | 0 | 0 | 0 | 0 | 0 | 0 | 0 | 0 | 0 | 0 | 0 | 0 | 0 | 0 | 0 | 0
F6_Industrial_Lumber and Wood Products_Existing_Space Heating_Natural Gas_Furnace_E2 | F6 | Industrial | Lumber and Wood Products | Existing | Space Heating | Natural Gas | Furnace | E2 | Utility - Value of Sales | 0 | 0 | 0 | 0 | 0 | 0 | 0 | 0 | 0 | 0 | 0 | 0 | 0 | 0 | 0 | 0 | 0 | 0 | 0 | 0 | 0 | 0 | 0 | 0 | 0 | 0 | 0 | 0 | 0 | 0 | 0 | 0 | 0
F6_Industrial_Lumber and Wood Products_Existing_Space Heating_Natural Gas_Furnace_E3 | F6 | Industrial | Lumber and Wood Products | Existing | Space Heating | Natural Gas | Furnace | E3 | Utility - Value of Sales | 0 | 0 | 0 | 0 | 0 | 0 | 0 | 0 | 0 | 0 | 0 | 0 | 0 | 0 | 0 | 0 | 0 | 0 | 0 | 0 | 0 | 0 | 0 | 0 | 0 | 0 | 0 | 0 | 0 | 0 | 0 | 0 | 0
F6_Industrial_Lumber and Wood Products_Existing_Space Heating_Natural Gas_Furnace_E4 | F6 | Industrial | Lumber and Wood Products | Existing | Space Heating | Natural Gas | Furnace | E4 | Utility - Value of Sales | 0 | 0 | 0 | 0 | 0 | 0 | 0 | 0 | 0 | 0 | 0 | 0 | 0 | 0 | 0 | 0 | 0 | 0 | 0 | 0 | 0 | 0 | 0 | 0 | 0 | 0 | 0 | 0 | 0 | 0 | 0 | 0 | 0
F6_Industrial_Lumber and Wood Products_Existing_Space Heating_Natural Gas_Furnace_E5 | F6 | Industrial | Lumber and Wood Products | Existing | Space Heating | Natural Gas | Furnace | E5 | Utility - Value of Sales | 0 | 0 | 0 | 0 | 0 | 0 | 0 | 0 | 0 | 0 | 0 | 0 | 0 | 0 | 0 | 0 | 0 | 0 | 0 | 0 | 0 | 0 | 0 | 0 | 0 | 0 | 0 | 0 | 0 | 0 | 0 | 0 | 0
F6_Industrial_Lumber and Wood Products_Existing_Space Heating_Natural Gas_Furnace_E6 | F6 | Industrial | Lumber and Wood Products | Existing | Space Heating | Natural Gas | Furnace | E6 | Utility - Value of Sales | 0 | 0 | 0 | 0 | 0 | 0 | 0 | 0 | 0 | 0 | 0 | 0 | 0 | 0 | 0 | 0 | 0 | 0 | 0 | 0 | 0 | 0 | 0 | 0 | 0 | 0 | 0 | 0 | 0 | 0 | 0 | 0 | 0
F6_Industrial_Lumber and Wood Products_Existing_Space Heating_Natural Gas_Furnace_E7 | F6 | Industrial | Lumber and Wood Products | Existing | Space Heating | Natural Gas | Furnace | E7 | Utility - Value of Sales | 0 | 0 | 0 | 0 | 0 | 0 | 0 | 0 | 0 | 0 | 0 | 0 | 0 | 0 | 0 | 0 | 0 | 0 | 0 | 0 | 0 | 0 | 0 | 0 | 0 | 0 | 0 | 0 | 0 | 0 | 0 | 0 | 0
F6_Industrial_Lumber and Wood Products_Existing_Space Heating_Natural Gas_Furnace_E8 | F6 | Industrial | Lumber and Wood Products | Existing | Space Heating | Natural Gas | Furnace | E8 | Utility - Value of Sales | 0 | 0 | 0 | 0 | 0 | 0 | 0 | 0 | 0 | 0 | 0 | 0 | 0 | 0 | 0 | 0 | 0 | 0 | 0 | 0 | 0 | 0 | 0 | 0 | 0 | 0 | 0 | 0 | 0 | 0 | 0 | 0 | 0
F6_Industrial_Lumber and Wood Products_Existing_Space Heating_Natural Gas_Furnace_E9 | F6 | Industrial | Lumber and Wood Products | Existing | Space Heating | Natural Gas | Furnace | E9 | Utility - Value of Sales | 0 | 0 | 0 | 0 | 0 | 0 | 0 | 0 | 0 | 0 | 0 | 0 | 0 | 0 | 0 | 0 | 0 | 0 | 0 | 0 | 0 | 0 | 0 | 0 | 0 | 0 | 0 | 0 | 0 | 0 | 0 | 0 | 0
F6_Industrial_Lumber and Wood Products_Existing_Space Heating_Natural Gas_Furnace_E10 | F6 | Industrial | Lumber and Wood Products | Existing | Space Heating | Natural Gas | Furnace | E10 | Utility - Value of Sales | 0 | 0 | 0 | 0 | 0 | 0 | 0 | 0 | 0 | 0 | 0 | 0 | 0 | 0 | 0 | 0 | 0 | 0 | 0 | 0 | 0 | 0 | 0 | 0 | 0 | 0 | 0 | 0 | 0 | 0 | 0 | 0 | 0
F1_Industrial_Lumber and Wood Products_Existing_Space Heating_Natural Gas_Boiler_E1 | F1 | Industrial | Lumber and Wood Products | Existing | Space Heating | Natural Gas | Boiler | E1 | RVT - Cost of Equipment | 0 | 0 | 0 | 0 | 0 | 0 | 0 | 0 | 0 | 0 | 0 | 0 | 0 | 0 | 0 | 0 | 0 | 0 | 0 | 0 | 0 | 0 | 0 | 0 | 0 | 0 | 0 | 0 | 0 | 0 | 0 | 0 | 0
F1_Industrial_Lumber and Wood Products_Existing_Space Heating_Natural Gas_Boiler_E2 | F1 | Industrial | Lumber and Wood Products | Existing | Space Heating | Natural Gas | Boiler | E2 | RVT - Cost of Equipment | 0 | 0 | 0 | 0 | 0 | 0 | 0 | 0 | 0 | 0 | 0 | 0 | 0 | 0 | 0 | 0 | 0 | 0 | 0 | 0 | 0 | 0 | 0 | 0 | 0 | 0 | 0 | 0 | 0 | 0 | 0 | 0 | 0
F1_Industrial_Lumber and Wood Products_Existing_Space Heating_Natural Gas_Boiler_E3 | F1 | Industrial | Lumber and Wood Products | Existing | Space Heating | Natural Gas | Boiler | E3 | RVT - Cost of Equipment | 0 | 0 | 0 | 0 | 0 | 0 | 0 | 0 | 0 | 0 | 0 | 0 | 0 | 0 | 0 | 0 | 0 | 0 | 0 | 0 | 0 | 0 | 0 | 0 | 0 | 0 | 0 | 0 | 0 | 0 | 0 | 0 | 0
F1_Industrial_Lumber and Wood Products_Existing_Space Heating_Natural Gas_Boiler_E4 | F1 | Industrial | Lumber and Wood Products | Existing | Space Heating | Natural Gas | Boiler | E4 | RVT - Cost of Equipment | 0 | 0 | 0 | 0 | 0 | 0 | 0 | 0 | 0 | 0 | 0 | 0 | 0 | 0 | 0 | 0 | 0 | 0 | 0 | 0 | 0 | 0 | 0 | 0 | 0 | 0 | 0 | 0 | 0 | 0 | 0 | 0 | 0
F1_Industrial_Lumber and Wood Products_Existing_Space Heating_Natural Gas_Boiler_E5 | F1 | Industrial | Lumber and Wood Products | Existing | Space Heating | Natural Gas | Boiler | E5 | RVT - Cost of Equipment | 0 | 0 | 0 | 0 | 0 | 0 | 0 | 0 | 0 | 0 | 0 | 0 | 0 | 0 | 0 | 0 | 0 | 0 | 0 | 0 | 0 | 0 | 0 | 0 | 0 | 0 | 0 | 0 | 0 | 0 | 0 | 0 | 0
F1_Industrial_Lumber and Wood Products_Existing_Space Heating_Natural Gas_Boiler_E6 | F1 | Industrial | Lumber and Wood Products | Existing | Space Heating | Natural Gas | Boiler | E6 | RVT - Cost of Equipment | 0 | 0 | 0 | 0 | 0 | 0 | 0 | 0 | 0 | 0 | 0 | 0 | 0 | 0 | 0 | 0 | 0 | 0 | 0 | 0 | 0 | 0 | 0 | 0 | 0 | 0 | 0 | 0 | 0 | 0 | 0 | 0 | 0
F1_Industrial_Lumber and Wood Products_Existing_Space Heating_Natural Gas_Boiler_E7 | F1 | Industrial | Lumber and Wood Products | Existing | Space Heating | Natural Gas | Boiler | E7 | RVT - Cost of Equipment | 0 | 0 | 0 | 0 | 0 | 0 | 0 | 0 | 0 | 0 | 0 | 0 | 0 | 0 | 0 | 0 | 0 | 0 | 0 | 0 | 0 | 0 | 0 | 0 | 0 | 0 | 0 | 0 | 0 | 0 | 0 | 0 | 0
F1_Industrial_Lumber and Wood Products_Existing_Space Heating_Natural Gas_Boiler_E8 | F1 | Industrial | Lumber and Wood Products | Existing | Space Heating | Natural Gas | Boiler | E8 | RVT - Cost of Equipment | 0 | 0 | 0 | 0 | 0 | 0 | 0 | 0 | 0 | 0 | 0 | 0 | 0 | 0 | 0 | 0 | 0 | 0 | 0 | 0 | 0 | 0 | 0 | 0 | 0 | 0 | 0 | 0 | 0 | 0 | 0 | 0 | 0
F1_Industrial_Lumber and Wood Products_Existing_Space Heating_Natural Gas_Boiler_E9 | F1 | Industrial | Lumber and Wood Products | Existing | Space Heating | Natural Gas | Boiler | E9 | RVT - Cost of Equipment | 0 | 0 | 0 | 0 | 0 | 0 | 0 | 0 | 0 | 0 | 0 | 0 | 0 | 0 | 0 | 0 | 0 | 0 | 0 | 0 | 0 | 0 | 0 | 0 | 0 | 0 | 0 | 0 | 0 | 0 | 0 | 0 | 0
F1_Industrial_Lumber and Wood Products_Existing_Space Heating_Natural Gas_Boiler_E10 | F1 | Industrial | Lumber and Wood Products | Existing | Space Heating | Natural Gas | Boiler | E10 | RVT - Cost of Equipment | 0 | 0 | 0 | 0 | 0 | 0 | 0 | 0 | 0 | 0 | 0 | 0 | 0 | 0 | 0 | 0 | 0 | 0 | 0 | 0 | 0 | 0 | 0 | 0 | 0 | 0 | 0 | 0 | 0 | 0 | 0 | 0 | 0
F2_Industrial_Lumber and Wood Products_Existing_Space Heating_Natural Gas_Boiler_E1 | F2 | Industrial | Lumber and Wood Products | Existing | Space Heating | Natural Gas | Boiler | E1 | RVT - Cost of Operation | 0 | 0 | 0 | 0 | 0 | 0 | 0 | 0 | 0 | 0 | 0 | 0 | 0 | 0 | 0 | 0 | 0 | 0 | 0 | 0 | 0 | 0 | 0 | 0 | 0 | 0 | 0 | 0 | 0 | 0 | 0 | 0 | 0
F2_Industrial_Lumber and Wood Products_Existing_Space Heating_Natural Gas_Boiler_E2 | F2 | Industrial | Lumber and Wood Products | Existing | Space Heating | Natural Gas | Boiler | E2 | RVT - Cost of Operation | 0 | 0 | 0 | 0 | 0 | 0 | 0 | 0 | 0 | 0 | 0 | 0 | 0 | 0 | 0 | 0 | 0 | 0 | 0 | 0 | 0 | 0 | 0 | 0 | 0 | 0 | 0 | 0 | 0 | 0 | 0 | 0 | 0
F2_Industrial_Lumber and Wood Products_Existing_Space Heating_Natural Gas_Boiler_E3 | F2 | Industrial | Lumber and Wood Products | Existing | Space Heating | Natural Gas | Boiler | E3 | RVT - Cost of Operation | 0 | 0 | 0 | 0 | 0 | 0 | 0 | 0 | 0 | 0 | 0 | 0 | 0 | 0 | 0 | 0 | 0 | 0 | 0 | 0 | 0 | 0 | 0 | 0 | 0 | 0 | 0 | 0 | 0 | 0 | 0 | 0 | 0
F2_Industrial_Lumber and Wood Products_Existing_Space Heating_Natural Gas_Boiler_E4 | F2 | Industrial | Lumber and Wood Products | Existing | Space Heating | Natural Gas | Boiler | E4 | RVT - Cost of Operation | 0 | 0 | 0 | 0 | 0 | 0 | 0 | 0 | 0 | 0 | 0 | 0 | 0 | 0 | 0 | 0 | 0 | 0 | 0 | 0 | 0 | 0 | 0 | 0 | 0 | 0 | 0 | 0 | 0 | 0 | 0 | 0 | 0
F2_Industrial_Lumber and Wood Products_Existing_Space Heating_Natural Gas_Boiler_E5 | F2 | Industrial | Lumber and Wood Products | Existing | Space Heating | Natural Gas | Boiler | E5 | RVT - Cost of Operation | 0 | 0 | 0 | 0 | 0 | 0 | 0 | 0 | 0 | 0 | 0 | 0 | 0 | 0 | 0 | 0 | 0 | 0 | 0 | 0 | 0 | 0 | 0 | 0 | 0 | 0 | 0 | 0 | 0 | 0 | 0 | 0 | 0
F2_Industrial_Lumber and Wood Products_Existing_Space Heating_Natural Gas_Boiler_E6 | F2 | Industrial | Lumber and Wood Products | Existing | Space Heating | Natural Gas | Boiler | E6 | RVT - Cost of Operation | 0 | 0 | 0 | 0 | 0 | 0 | 0 | 0 | 0 | 0 | 0 | 0 | 0 | 0 | 0 | 0 | 0 | 0 | 0 | 0 | 0 | 0 | 0 | 0 | 0 | 0 | 0 | 0 | 0 | 0 | 0 | 0 | 0
F2_Industrial_Lumber and Wood Products_Existing_Space Heating_Natural Gas_Boiler_E7 | F2 | Industrial | Lumber and Wood Products | Existing | Space Heating | Natural Gas | Boiler | E7 | RVT - Cost of Operation | 0 | 0 | 0 | 0 | 0 | 0 | 0 | 0 | 0 | 0 | 0 | 0 | 0 | 0 | 0 | 0 | 0 | 0 | 0 | 0 | 0 | 0 | 0 | 0 | 0 | 0 | 0 | 0 | 0 | 0 | 0 | 0 | 0
F2_Industrial_Lumber and Wood Products_Existing_Space Heating_Natural Gas_Boiler_E8 | F2 | Industrial | Lumber and Wood Products | Existing | Space Heating | Natural Gas | Boiler | E8 | RVT - Cost of Operation | 0 | 0 | 0 | 0 | 0 | 0 | 0 | 0 | 0 | 0 | 0 | 0 | 0 | 0 | 0 | 0 | 0 | 0 | 0 | 0 | 0 | 0 | 0 | 0 | 0 | 0 | 0 | 0 | 0 | 0 | 0 | 0 | 0
F2_Industrial_Lumber and Wood Products_Existing_Space Heating_Natural Gas_Boiler_E9 | F2 | Industrial | Lumber and Wood Products | Existing | Space Heating | Natural Gas | Boiler | E9 | RVT - Cost of Operation | 0 | 0 | 0 | 0 | 0 | 0 | 0 | 0 | 0 | 0 | 0 | 0 | 0 | 0 | 0 | 0 | 0 | 0 | 0 | 0 | 0 | 0 | 0 | 0 | 0 | 0 | 0 | 0 | 0 | 0 | 0 | 0 | 0
F2_Industrial_Lumber and Wood Products_Existing_Space Heating_Natural Gas_Boiler_E10 | F2 | Industrial | Lumber and Wood Products | Existing | Space Heating | Natural Gas | Boiler | E10 | RVT - Cost of Operation | 0 | 0 | 0 | 0 | 0 | 0 | 0 | 0 | 0 | 0 | 0 | 0 | 0 | 0 | 0 | 0 | 0 | 0 | 0 | 0 | 0 | 0 | 0 | 0 | 0 | 0 | 0 | 0 | 0 | 0 | 0 | 0 | 0
F3_Industrial_Lumber and Wood Products_Existing_Space Heating_Natural Gas_Boiler_E1 | F3 | Industrial | Lumber and Wood Products | Existing | Space Heating | Natural Gas | Boiler | E1 | System - kBTUs of Consumption | 0 | 0 | 0 | 0 | 0 | 0 | 0 | 0 | 0 | 0 | 0 | 0 | 0 | 0 | 0 | 0 | 0 | 0 | 0 | 0 | 0 | 0 | 0 | 0 | 0 | 0 | 0 | 0 | 0 | 0 | 0 | 0 | 0
F3_Industrial_Lumber and Wood Products_Existing_Space Heating_Natural Gas_Boiler_E2 | F3 | Industrial | Lumber and Wood Products | Existing | Space Heating | Natural Gas | Boiler | E2 | System - kBTUs of Consumption | 0 | 0 | 0 | 0 | 0 | 0 | 0 | 0 | 0 | 0 | 0 | 0 | 0 | 0 | 0 | 0 | 0 | 0 | 0 | 0 | 0 | 0 | 0 | 0 | 0 | 0 | 0 | 0 | 0 | 0 | 0 | 0 | 0
F3_Industrial_Lumber and Wood Products_Existing_Space Heating_Natural Gas_Boiler_E3 | F3 | Industrial | Lumber and Wood Products | Existing | Space Heating | Natural Gas | Boiler | E3 | System - kBTUs of Consumption | 0 | 0 | 0 | 0 | 0 | 0 | 0 | 0 | 0 | 0 | 0 | 0 | 0 | 0 | 0 | 0 | 0 | 0 | 0 | 0 | 0 | 0 | 0 | 0 | 0 | 0 | 0 | 0 | 0 | 0 | 0 | 0 | 0
F3_Industrial_Lumber and Wood Products_Existing_Space Heating_Natural Gas_Boiler_E4 | F3 | Industrial | Lumber and Wood Products | Existing | Space Heating | Natural Gas | Boiler | E4 | System - kBTUs of Consumption | 0 | 0 | 0 | 0 | 0 | 0 | 0 | 0 | 0 | 0 | 0 | 0 | 0 | 0 | 0 | 0 | 0 | 0 | 0 | 0 | 0 | 0 | 0 | 0 | 0 | 0 | 0 | 0 | 0 | 0 | 0 | 0 | 0
F3_Industrial_Lumber and Wood Products_Existing_Space Heating_Natural Gas_Boiler_E5 | F3 | Industrial | Lumber and Wood Products | Existing | Space Heating | Natural Gas | Boiler | E5 | System - kBTUs of Consumption | 0 | 0 | 0 | 0 | 0 | 0 | 0 | 0 | 0 | 0 | 0 | 0 | 0 | 0 | 0 | 0 | 0 | 0 | 0 | 0 | 0 | 0 | 0 | 0 | 0 | 0 | 0 | 0 | 0 | 0 | 0 | 0 | 0
F3_Industrial_Lumber and Wood Products_Existing_Space Heating_Natural Gas_Boiler_E6 | F3 | Industrial | Lumber and Wood Products | Existing | Space Heating | Natural Gas | Boiler | E6 | System - kBTUs of Consumption | 0 | 0 | 0 | 0 | 0 | 0 | 0 | 0 | 0 | 0 | 0 | 0 | 0 | 0 | 0 | 0 | 0 | 0 | 0 | 0 | 0 | 0 | 0 | 0 | 0 | 0 | 0 | 0 | 0 | 0 | 0 | 0 | 0
F3_Industrial_Lumber and Wood Products_Existing_Space Heating_Natural Gas_Boiler_E7 | F3 | Industrial | Lumber and Wood Products | Existing | Space Heating | Natural Gas | Boiler | E7 | System - kBTUs of Consumption | 0 | 0 | 0 | 0 | 0 | 0 | 0 | 0 | 0 | 0 | 0 | 0 | 0 | 0 | 0 | 0 | 0 | 0 | 0 | 0 | 0 | 0 | 0 | 0 | 0 | 0 | 0 | 0 | 0 | 0 | 0 | 0 | 0
F3_Industrial_Lumber and Wood Products_Existing_Space Heating_Natural Gas_Boiler_E8 | F3 | Industrial | Lumber and Wood Products | Existing | Space Heating | Natural Gas | Boiler | E8 | System - kBTUs of Consumption | 0 | 0 | 0 | 0 | 0 | 0 | 0 | 0 | 0 | 0 | 0 | 0 | 0 | 0 | 0 | 0 | 0 | 0 | 0 | 0 | 0 | 0 | 0 | 0 | 0 | 0 | 0 | 0 | 0 | 0 | 0 | 0 | 0
F3_Industrial_Lumber and Wood Products_Existing_Space Heating_Natural Gas_Boiler_E9 | F3 | Industrial | Lumber and Wood Products | Existing | Space Heating | Natural Gas | Boiler | E9 | System - kBTUs of Consumption | 0 | 0 | 0 | 0 | 0 | 0 | 0 | 0 | 0 | 0 | 0 | 0 | 0 | 0 | 0 | 0 | 0 | 0 | 0 | 0 | 0 | 0 | 0 | 0 | 0 | 0 | 0 | 0 | 0 | 0 | 0 | 0 | 0
F3_Industrial_Lumber and Wood Products_Existing_Space Heating_Natural Gas_Boiler_E10 | F3 | Industrial | Lumber and Wood Products | Existing | Space Heating | Natural Gas | Boiler | E10 | System - kBTUs of Consumption | 0 | 0 | 0 | 0 | 0 | 0 | 0 | 0 | 0 | 0 | 0 | 0 | 0 | 0 | 0 | 0 | 0 | 0 | 0 | 0 | 0 | 0 | 0 | 0 | 0 | 0 | 0 | 0 | 0 | 0 | 0 | 0 | 0
F4_Industrial_Lumber and Wood Products_Existing_Space Heating_Natural Gas_Boiler_E1 | F4 | Industrial | Lumber and Wood Products | Existing | Space Heating | Natural Gas | Boiler | E1 | Utility - Cost of Equipment | 0 | 0 | 0 | 0 | 0 | 0 | 0 | 0 | 0 | 0 | 0 | 0 | 0 | 0 | 0 | 0 | 0 | 0 | 0 | 0 | 0 | 0 | 0 | 0 | 0 | 0 | 0 | 0 | 0 | 0 | 0 | 0 | 0
F4_Industrial_Lumber and Wood Products_Existing_Space Heating_Natural Gas_Boiler_E2 | F4 | Industrial | Lumber and Wood Products | Existing | Space Heating | Natural Gas | Boiler | E2 | Utility - Cost of Equipment | 0 | 0 | 0 | 0 | 0 | 0 | 0 | 0 | 0 | 0 | 0 | 0 | 0 | 0 | 0 | 0 | 0 | 0 | 0 | 0 | 0 | 0 | 0 | 0 | 0 | 0 | 0 | 0 | 0 | 0 | 0 | 0 | 0
F4_Industrial_Lumber and Wood Products_Existing_Space Heating_Natural Gas_Boiler_E3 | F4 | Industrial | Lumber and Wood Products | Existing | Space Heating | Natural Gas | Boiler | E3 | Utility - Cost of Equipment | 0 | 0 | 0 | 0 | 0 | 0 | 0 | 0 | 0 | 0 | 0 | 0 | 0 | 0 | 0 | 0 | 0 | 0 | 0 | 0 | 0 | 0 | 0 | 0 | 0 | 0 | 0 | 0 | 0 | 0 | 0 | 0 | 0
F4_Industrial_Lumber and Wood Products_Existing_Space Heating_Natural Gas_Boiler_E4 | F4 | Industrial | Lumber and Wood Products | Existing | Space Heating | Natural Gas | Boiler | E4 | Utility - Cost of Equipment | 0 | 0 | 0 | 0 | 0 | 0 | 0 | 0 | 0 | 0 | 0 | 0 | 0 | 0 | 0 | 0 | 0 | 0 | 0 | 0 | 0 | 0 | 0 | 0 | 0 | 0 | 0 | 0 | 0 | 0 | 0 | 0 | 0
F4_Industrial_Lumber and Wood Products_Existing_Space Heating_Natural Gas_Boiler_E5 | F4 | Industrial | Lumber and Wood Products | Existing | Space Heating | Natural Gas | Boiler | E5 | Utility - Cost of Equipment | 0 | 0 | 0 | 0 | 0 | 0 | 0 | 0 | 0 | 0 | 0 | 0 | 0 | 0 | 0 | 0 | 0 | 0 | 0 | 0 | 0 | 0 | 0 | 0 | 0 | 0 | 0 | 0 | 0 | 0 | 0 | 0 | 0
F4_Industrial_Lumber and Wood Products_Existing_Space Heating_Natural Gas_Boiler_E6 | F4 | Industrial | Lumber and Wood Products | Existing | Space Heating | Natural Gas | Boiler | E6 | Utility - Cost of Equipment | 0 | 0 | 0 | 0 | 0 | 0 | 0 | 0 | 0 | 0 | 0 | 0 | 0 | 0 | 0 | 0 | 0 | 0 | 0 | 0 | 0 | 0 | 0 | 0 | 0 | 0 | 0 | 0 | 0 | 0 | 0 | 0 | 0
F4_Industrial_Lumber and Wood Products_Existing_Space Heating_Natural Gas_Boiler_E7 | F4 | Industrial | Lumber and Wood Products | Existing | Space Heating | Natural Gas | Boiler | E7 | Utility - Cost of Equipment | 0 | 0 | 0 | 0 | 0 | 0 | 0 | 0 | 0 | 0 | 0 | 0 | 0 | 0 | 0 | 0 | 0 | 0 | 0 | 0 | 0 | 0 | 0 | 0 | 0 | 0 | 0 | 0 | 0 | 0 | 0 | 0 | 0
F4_Industrial_Lumber and Wood Products_Existing_Space Heating_Natural Gas_Boiler_E8 | F4 | Industrial | Lumber and Wood Products | Existing | Space Heating | Natural Gas | Boiler | E8 | Utility - Cost of Equipment | 0 | 0 | 0 | 0 | 0 | 0 | 0 | 0 | 0 | 0 | 0 | 0 | 0 | 0 | 0 | 0 | 0 | 0 | 0 | 0 | 0 | 0 | 0 | 0 | 0 | 0 | 0 | 0 | 0 | 0 | 0 | 0 | 0
F4_Industrial_Lumber and Wood Products_Existing_Space Heating_Natural Gas_Boiler_E9 | F4 | Industrial | Lumber and Wood Products | Existing | Space Heating | Natural Gas | Boiler | E9 | Utility - Cost of Equipment | 0 | 0 | 0 | 0 | 0 | 0 | 0 | 0 | 0 | 0 | 0 | 0 | 0 | 0 | 0 | 0 | 0 | 0 | 0 | 0 | 0 | 0 | 0 | 0 | 0 | 0 | 0 | 0 | 0 | 0 | 0 | 0 | 0
F4_Industrial_Lumber and Wood Products_Existing_Space Heating_Natural Gas_Boiler_E10 | F4 | Industrial | Lumber and Wood Products | Existing | Space Heating | Natural Gas | Boiler | E10 | Utility - Cost of Equipment | 0 | 0 | 0 | 0 | 0 | 0 | 0 | 0 | 0 | 0 | 0 | 0 | 0 | 0 | 0 | 0 | 0 | 0 | 0 | 0 | 0 | 0 | 0 | 0 | 0 | 0 | 0 | 0 | 0 | 0 | 0 | 0 | 0
F5_Industrial_Lumber and Wood Products_Existing_Space Heating_Natural Gas_Boiler_E1 | F5 | Industrial | Lumber and Wood Products | Existing | Space Heating | Natural Gas | Boiler | E1 | Utility - Cost of Operation | 0 | 0 | 0 | 0 | 0 | 0 | 0 | 0 | 0 | 0 | 0 | 0 | 0 | 0 | 0 | 0 | 0 | 0 | 0 | 0 | 0 | 0 | 0 | 0 | 0 | 0 | 0 | 0 | 0 | 0 | 0 | 0 | 0
F5_Industrial_Lumber and Wood Products_Existing_Space Heating_Natural Gas_Boiler_E2 | F5 | Industrial | Lumber and Wood Products | Existing | Space Heating | Natural Gas | Boiler | E2 | Utility - Cost of Operation | 0 | 0 | 0 | 0 | 0 | 0 | 0 | 0 | 0 | 0 | 0 | 0 | 0 | 0 | 0 | 0 | 0 | 0 | 0 | 0 | 0 | 0 | 0 | 0 | 0 | 0 | 0 | 0 | 0 | 0 | 0 | 0 | 0
F5_Industrial_Lumber and Wood Products_Existing_Space Heating_Natural Gas_Boiler_E3 | F5 | Industrial | Lumber and Wood Products | Existing | Space Heating | Natural Gas | Boiler | E3 | Utility - Cost of Operation | 0 | 0 | 0 | 0 | 0 | 0 | 0 | 0 | 0 | 0 | 0 | 0 | 0 | 0 | 0 | 0 | 0 | 0 | 0 | 0 | 0 | 0 | 0 | 0 | 0 | 0 | 0 | 0 | 0 | 0 | 0 | 0 | 0
F5_Industrial_Lumber and Wood Products_Existing_Space Heating_Natural Gas_Boiler_E4 | F5 | Industrial | Lumber and Wood Products | Existing | Space Heating | Natural Gas | Boiler | E4 | Utility - Cost of Operation | 0 | 0 | 0 | 0 | 0 | 0 | 0 | 0 | 0 | 0 | 0 | 0 | 0 | 0 | 0 | 0 | 0 | 0 | 0 | 0 | 0 | 0 | 0 | 0 | 0 | 0 | 0 | 0 | 0 | 0 | 0 | 0 | 0
F5_Industrial_Lumber and Wood Products_Existing_Space Heating_Natural Gas_Boiler_E5 | F5 | Industrial | Lumber and Wood Products | Existing | Space Heating | Natural Gas | Boiler | E5 | Utility - Cost of Operation | 0 | 0 | 0 | 0 | 0 | 0 | 0 | 0 | 0 | 0 | 0 | 0 | 0 | 0 | 0 | 0 | 0 | 0 | 0 | 0 | 0 | 0 | 0 | 0 | 0 | 0 | 0 | 0 | 0 | 0 | 0 | 0 | 0
F5_Industrial_Lumber and Wood Products_Existing_Space Heating_Natural Gas_Boiler_E6 | F5 | Industrial | Lumber and Wood Products | Existing | Space Heating | Natural Gas | Boiler | E6 | Utility - Cost of Operation | 0 | 0 | 0 | 0 | 0 | 0 | 0 | 0 | 0 | 0 | 0 | 0 | 0 | 0 | 0 | 0 | 0 | 0 | 0 | 0 | 0 | 0 | 0 | 0 | 0 | 0 | 0 | 0 | 0 | 0 | 0 | 0 | 0
F5_Industrial_Lumber and Wood Products_Existing_Space Heating_Natural Gas_Boiler_E7 | F5 | Industrial | Lumber and Wood Products | Existing | Space Heating | Natural Gas | Boiler | E7 | Utility - Cost of Operation | 0 | 0 | 0 | 0 | 0 | 0 | 0 | 0 | 0 | 0 | 0 | 0 | 0 | 0 | 0 | 0 | 0 | 0 | 0 | 0 | 0 | 0 | 0 | 0 | 0 | 0 | 0 | 0 | 0 | 0 | 0 | 0 | 0
F5_Industrial_Lumber and Wood Products_Existing_Space Heating_Natural Gas_Boiler_E8 | F5 | Industrial | Lumber and Wood Products | Existing | Space Heating | Natural Gas | Boiler | E8 | Utility - Cost of Operation | 0 | 0 | 0 | 0 | 0 | 0 | 0 | 0 | 0 | 0 | 0 | 0 | 0 | 0 | 0 | 0 | 0 | 0 | 0 | 0 | 0 | 0 | 0 | 0 | 0 | 0 | 0 | 0 | 0 | 0 | 0 | 0 | 0
F5_Industrial_Lumber and Wood Products_Existing_Space Heating_Natural Gas_Boiler_E9 | F5 | Industrial | Lumber and Wood Products | Existing | Space Heating | Natural Gas | Boiler | E9 | Utility - Cost of Operation | 0 | 0 | 0 | 0 | 0 | 0 | 0 | 0 | 0 | 0 | 0 | 0 | 0 | 0 | 0 | 0 | 0 | 0 | 0 | 0 | 0 | 0 | 0 | 0 | 0 | 0 | 0 | 0 | 0 | 0 | 0 | 0 | 0
F5_Industrial_Lumber and Wood Products_Existing_Space Heating_Natural Gas_Boiler_E10 | F5 | Industrial | Lumber and Wood Products | Existing | Space Heating | Natural Gas | Boiler | E10 | Utility - Cost of Operation | 0 | 0 | 0 | 0 | 0 | 0 | 0 | 0 | 0 | 0 | 0 | 0 | 0 | 0 | 0 | 0 | 0 | 0 | 0 | 0 | 0 | 0 | 0 | 0 | 0 | 0 | 0 | 0 | 0 | 0 | 0 | 0 | 0
F6_Industrial_Lumber and Wood Products_Existing_Space Heating_Natural Gas_Boiler_E1 | F6 | Industrial | Lumber and Wood Products | Existing | Space Heating | Natural Gas | Boiler | E1 | Utility - Value of Sales | 0 | 0 | 0 | 0 | 0 | 0 | 0 | 0 | 0 | 0 | 0 | 0 | 0 | 0 | 0 | 0 | 0 | 0 | 0 | 0 | 0 | 0 | 0 | 0 | 0 | 0 | 0 | 0 | 0 | 0 | 0 | 0 | 0
F6_Industrial_Lumber and Wood Products_Existing_Space Heating_Natural Gas_Boiler_E2 | F6 | Industrial | Lumber and Wood Products | Existing | Space Heating | Natural Gas | Boiler | E2 | Utility - Value of Sales | 0 | 0 | 0 | 0 | 0 | 0 | 0 | 0 | 0 | 0 | 0 | 0 | 0 | 0 | 0 | 0 | 0 | 0 | 0 | 0 | 0 | 0 | 0 | 0 | 0 | 0 | 0 | 0 | 0 | 0 | 0 | 0 | 0
F6_Industrial_Lumber and Wood Products_Existing_Space Heating_Natural Gas_Boiler_E3 | F6 | Industrial | Lumber and Wood Products | Existing | Space Heating | Natural Gas | Boiler | E3 | Utility - Value of Sales | 0 | 0 | 0 | 0 | 0 | 0 | 0 | 0 | 0 | 0 | 0 | 0 | 0 | 0 | 0 | 0 | 0 | 0 | 0 | 0 | 0 | 0 | 0 | 0 | 0 | 0 | 0 | 0 | 0 | 0 | 0 | 0 | 0
F6_Industrial_Lumber and Wood Products_Existing_Space Heating_Natural Gas_Boiler_E4 | F6 | Industrial | Lumber and Wood Products | Existing | Space Heating | Natural Gas | Boiler | E4 | Utility - Value of Sales | 0 | 0 | 0 | 0 | 0 | 0 | 0 | 0 | 0 | 0 | 0 | 0 | 0 | 0 | 0 | 0 | 0 | 0 | 0 | 0 | 0 | 0 | 0 | 0 | 0 | 0 | 0 | 0 | 0 | 0 | 0 | 0 | 0
F6_Industrial_Lumber and Wood Products_Existing_Space Heating_Natural Gas_Boiler_E5 | F6 | Industrial | Lumber and Wood Products | Existing | Space Heating | Natural Gas | Boiler | E5 | Utility - Value of Sales | 0 | 0 | 0 | 0 | 0 | 0 | 0 | 0 | 0 | 0 | 0 | 0 | 0 | 0 | 0 | 0 | 0 | 0 | 0 | 0 | 0 | 0 | 0 | 0 | 0 | 0 | 0 | 0 | 0 | 0 | 0 | 0 | 0
F6_Industrial_Lumber and Wood Products_Existing_Space Heating_Natural Gas_Boiler_E6 | F6 | Industrial | Lumber and Wood Products | Existing | Space Heating | Natural Gas | Boiler | E6 | Utility - Value of Sales | 0 | 0 | 0 | 0 | 0 | 0 | 0 | 0 | 0 | 0 | 0 | 0 | 0 | 0 | 0 | 0 | 0 | 0 | 0 | 0 | 0 | 0 | 0 | 0 | 0 | 0 | 0 | 0 | 0 | 0 | 0 | 0 | 0
F6_Industrial_Lumber and Wood Products_Existing_Space Heating_Natural Gas_Boiler_E7 | F6 | Industrial | Lumber and Wood Products | Existing | Space Heating | Natural Gas | Boiler | E7 | Utility - Value of Sales | 0 | 0 | 0 | 0 | 0 | 0 | 0 | 0 | 0 | 0 | 0 | 0 | 0 | 0 | 0 | 0 | 0 | 0 | 0 | 0 | 0 | 0 | 0 | 0 | 0 | 0 | 0 | 0 | 0 | 0 | 0 | 0 | 0
F6_Industrial_Lumber and Wood Products_Existing_Space Heating_Natural Gas_Boiler_E8 | F6 | Industrial | Lumber and Wood Products | Existing | Space Heating | Natural Gas | Boiler | E8 | Utility - Value of Sales | 0 | 0 | 0 | 0 | 0 | 0 | 0 | 0 | 0 | 0 | 0 | 0 | 0 | 0 | 0 | 0 | 0 | 0 | 0 | 0 | 0 | 0 | 0 | 0 | 0 | 0 | 0 | 0 | 0 | 0 | 0 | 0 | 0
F6_Industrial_Lumber and Wood Products_Existing_Space Heating_Natural Gas_Boiler_E9 | F6 | Industrial | Lumber and Wood Products | Existing | Space Heating | Natural Gas | Boiler | E9 | Utility - Value of Sales | 0 | 0 | 0 | 0 | 0 | 0 | 0 | 0 | 0 | 0 | 0 | 0 | 0 | 0 | 0 | 0 | 0 | 0 | 0 | 0 | 0 | 0 | 0 | 0 | 0 | 0 | 0 | 0 | 0 | 0 | 0 | 0 | 0
F6_Industrial_Lumber and Wood Products_Existing_Space Heating_Natural Gas_Boiler_E10 | F6 | Industrial | Lumber and Wood Products | Existing | Space Heating | Natural Gas | Boiler | E10 | Utility - Value of Sales | 0 | 0 | 0 | 0 | 0 | 0 | 0 | 0 | 0 | 0 | 0 | 0 | 0 | 0 | 0 | 0 | 0 | 0 | 0 | 0 | 0 | 0 | 0 | 0 | 0 | 0 | 0 | 0 | 0 | 0 | 0 | 0 | 0
F1_Industrial_Lumber and Wood Products_Existing_Space Heating_Natural Gas_Unit Heater_E1 | F1 | Industrial | Lumber and Wood Products | Existing | Space Heating | Natural Gas | Unit Heater | E1 | RVT - Cost of Equipment | 0 | 0 | 0 | 0 | 0 | 0 | 0 | 0 | 0 | 0 | 0 | 0 | 0 | 0 | 0 | 0 | 0 | 0 | 0 | 0 | 0 | 0 | 0 | 0 | 0 | 0 | 0 | 0 | 0 | 0 | 0 | 0 | 0
F1_Industrial_Lumber and Wood Products_Existing_Space Heating_Natural Gas_Unit Heater_E2 | F1 | Industrial | Lumber and Wood Products | Existing | Space Heating | Natural Gas | Unit Heater | E2 | RVT - Cost of Equipment | 0 | 0 | 0 | 0 | 0 | 0 | 0 | 0 | 0 | 0 | 0 | 0 | 0 | 0 | 0 | 0 | 0 | 0 | 0 | 0 | 0 | 0 | 0 | 0 | 0 | 0 | 0 | 0 | 0 | 0 | 0 | 0 | 0
F1_Industrial_Lumber and Wood Products_Existing_Space Heating_Natural Gas_Unit Heater_E3 | F1 | Industrial | Lumber and Wood Products | Existing | Space Heating | Natural Gas | Unit Heater | E3 | RVT - Cost of Equipment | 0 | 0 | 0 | 0 | 0 | 0 | 0 | 0 | 0 | 0 | 0 | 0 | 0 | 0 | 0 | 0 | 0 | 0 | 0 | 0 | 0 | 0 | 0 | 0 | 0 | 0 | 0 | 0 | 0 | 0 | 0 | 0 | 0
F1_Industrial_Lumber and Wood Products_Existing_Space Heating_Natural Gas_Unit Heater_E4 | F1 | Industrial | Lumber and Wood Products | Existing | Space Heating | Natural Gas | Unit Heater | E4 | RVT - Cost of Equipment | 0 | 0 | 0 | 0 | 0 | 0 | 0 | 0 | 0 | 0 | 0 | 0 | 0 | 0 | 0 | 0 | 0 | 0 | 0 | 0 | 0 | 0 | 0 | 0 | 0 | 0 | 0 | 0 | 0 | 0 | 0 | 0 | 0
F1_Industrial_Lumber and Wood Products_Existing_Space Heating_Natural Gas_Unit Heater_E5 | F1 | Industrial | Lumber and Wood Products | Existing | Space Heating | Natural Gas | Unit Heater | E5 | RVT - Cost of Equipment | 0 | 0 | 0 | 0 | 0 | 0 | 0 | 0 | 0 | 0 | 0 | 0 | 0 | 0 | 0 | 0 | 0 | 0 | 0 | 0 | 0 | 0 | 0 | 0 | 0 | 0 | 0 | 0 | 0 | 0 | 0 | 0 | 0
F1_Industrial_Lumber and Wood Products_Existing_Space Heating_Natural Gas_Unit Heater_E6 | F1 | Industrial | Lumber and Wood Products | Existing | Space Heating | Natural Gas | Unit Heater | E6 | RVT - Cost of Equipment | 0 | 0 | 0 | 0 | 0 | 0 | 0 | 0 | 0 | 0 | 0 | 0 | 0 | 0 | 0 | 0 | 0 | 0 | 0 | 0 | 0 | 0 | 0 | 0 | 0 | 0 | 0 | 0 | 0 | 0 | 0 | 0 | 0
F1_Industrial_Lumber and Wood Products_Existing_Space Heating_Natural Gas_Unit Heater_E7 | F1 | Industrial | Lumber and Wood Products | Existing | Space Heating | Natural Gas | Unit Heater | E7 | RVT - Cost of Equipment | 0 | 0 | 0 | 0 | 0 | 0 | 0 | 0 | 0 | 0 | 0 | 0 | 0 | 0 | 0 | 0 | 0 | 0 | 0 | 0 | 0 | 0 | 0 | 0 | 0 | 0 | 0 | 0 | 0 | 0 | 0 | 0 | 0
F1_Industrial_Lumber and Wood Products_Existing_Space Heating_Natural Gas_Unit Heater_E8 | F1 | Industrial | Lumber and Wood Products | Existing | Space Heating | Natural Gas | Unit Heater | E8 | RVT - Cost of Equipment | 0 | 0 | 0 | 0 | 0 | 0 | 0 | 0 | 0 | 0 | 0 | 0 | 0 | 0 | 0 | 0 | 0 | 0 | 0 | 0 | 0 | 0 | 0 | 0 | 0 | 0 | 0 | 0 | 0 | 0 | 0 | 0 | 0
F1_Industrial_Lumber and Wood Products_Existing_Space Heating_Natural Gas_Unit Heater_E9 | F1 | Industrial | Lumber and Wood Products | Existing | Space Heating | Natural Gas | Unit Heater | E9 | RVT - Cost of Equipment | 0 | 0 | 0 | 0 | 0 | 0 | 0 | 0 | 0 | 0 | 0 | 0 | 0 | 0 | 0 | 0 | 0 | 0 | 0 | 0 | 0 | 0 | 0 | 0 | 0 | 0 | 0 | 0 | 0 | 0 | 0 | 0 | 0
F1_Industrial_Lumber and Wood Products_Existing_Space Heating_Natural Gas_Unit Heater_E10 | F1 | Industrial | Lumber and Wood Products | Existing | Space Heating | Natural Gas | Unit Heater | E10 | RVT - Cost of Equipment | 0 | 0 | 0 | 0 | 0 | 0 | 0 | 0 | 0 | 0 | 0 | 0 | 0 | 0 | 0 | 0 | 0 | 0 | 0 | 0 | 0 | 0 | 0 | 0 | 0 | 0 | 0 | 0 | 0 | 0 | 0 | 0 | 0
F2_Industrial_Lumber and Wood Products_Existing_Space Heating_Natural Gas_Unit Heater_E1 | F2 | Industrial | Lumber and Wood Products | Existing | Space Heating | Natural Gas | Unit Heater | E1 | RVT - Cost of Operation | 0 | 0 | 0 | 0 | 0 | 0 | 0 | 0 | 0 | 0 | 0 | 0 | 0 | 0 | 0 | 0 | 0 | 0 | 0 | 0 | 0 | 0 | 0 | 0 | 0 | 0 | 0 | 0 | 0 | 0 | 0 | 0 | 0
F2_Industrial_Lumber and Wood Products_Existing_Space Heating_Natural Gas_Unit Heater_E2 | F2 | Industrial | Lumber and Wood Products | Existing | Space Heating | Natural Gas | Unit Heater | E2 | RVT - Cost of Operation | 0 | 0 | 0 | 0 | 0 | 0 | 0 | 0 | 0 | 0 | 0 | 0 | 0 | 0 | 0 | 0 | 0 | 0 | 0 | 0 | 0 | 0 | 0 | 0 | 0 | 0 | 0 | 0 | 0 | 0 | 0 | 0 | 0
F2_Industrial_Lumber and Wood Products_Existing_Space Heating_Natural Gas_Unit Heater_E3 | F2 | Industrial | Lumber and Wood Products | Existing | Space Heating | Natural Gas | Unit Heater | E3 | RVT - Cost of Operation | 0 | 0 | 0 | 0 | 0 | 0 | 0 | 0 | 0 | 0 | 0 | 0 | 0 | 0 | 0 | 0 | 0 | 0 | 0 | 0 | 0 | 0 | 0 | 0 | 0 | 0 | 0 | 0 | 0 | 0 | 0 | 0 | 0
F2_Industrial_Lumber and Wood Products_Existing_Space Heating_Natural Gas_Unit Heater_E4 | F2 | Industrial | Lumber and Wood Products | Existing | Space Heating | Natural Gas | Unit Heater | E4 | RVT - Cost of Operation | 0 | 0 | 0 | 0 | 0 | 0 | 0 | 0 | 0 | 0 | 0 | 0 | 0 | 0 | 0 | 0 | 0 | 0 | 0 | 0 | 0 | 0 | 0 | 0 | 0 | 0 | 0 | 0 | 0 | 0 | 0 | 0 | 0
F2_Industrial_Lumber and Wood Products_Existing_Space Heating_Natural Gas_Unit Heater_E5 | F2 | Industrial | Lumber and Wood Products | Existing | Space Heating | Natural Gas | Unit Heater | E5 | RVT - Cost of Operation | 0 | 0 | 0 | 0 | 0 | 0 | 0 | 0 | 0 | 0 | 0 | 0 | 0 | 0 | 0 | 0 | 0 | 0 | 0 | 0 | 0 | 0 | 0 | 0 | 0 | 0 | 0 | 0 | 0 | 0 | 0 | 0 | 0
F2_Industrial_Lumber and Wood Products_Existing_Space Heating_Natural Gas_Unit Heater_E6 | F2 | Industrial | Lumber and Wood Products | Existing | Space Heating | Natural Gas | Unit Heater | E6 | RVT - Cost of Operation | 0 | 0 | 0 | 0 | 0 | 0 | 0 | 0 | 0 | 0 | 0 | 0 | 0 | 0 | 0 | 0 | 0 | 0 | 0 | 0 | 0 | 0 | 0 | 0 | 0 | 0 | 0 | 0 | 0 | 0 | 0 | 0 | 0
F2_Industrial_Lumber and Wood Products_Existing_Space Heating_Natural Gas_Unit Heater_E7 | F2 | Industrial | Lumber and Wood Products | Existing | Space Heating | Natural Gas | Unit Heater | E7 | RVT - Cost of Operation | 0 | 0 | 0 | 0 | 0 | 0 | 0 | 0 | 0 | 0 | 0 | 0 | 0 | 0 | 0 | 0 | 0 | 0 | 0 | 0 | 0 | 0 | 0 | 0 | 0 | 0 | 0 | 0 | 0 | 0 | 0 | 0 | 0
F2_Industrial_Lumber and Wood Products_Existing_Space Heating_Natural Gas_Unit Heater_E8 | F2 | Industrial | Lumber and Wood Products | Existing | Space Heating | Natural Gas | Unit Heater | E8 | RVT - Cost of Operation | 0 | 0 | 0 | 0 | 0 | 0 | 0 | 0 | 0 | 0 | 0 | 0 | 0 | 0 | 0 | 0 | 0 | 0 | 0 | 0 | 0 | 0 | 0 | 0 | 0 | 0 | 0 | 0 | 0 | 0 | 0 | 0 | 0
F2_Industrial_Lumber and Wood Products_Existing_Space Heating_Natural Gas_Unit Heater_E9 | F2 | Industrial | Lumber and Wood Products | Existing | Space Heating | Natural Gas | Unit Heater | E9 | RVT - Cost of Operation | 0 | 0 | 0 | 0 | 0 | 0 | 0 | 0 | 0 | 0 | 0 | 0 | 0 | 0 | 0 | 0 | 0 | 0 | 0 | 0 | 0 | 0 | 0 | 0 | 0 | 0 | 0 | 0 | 0 | 0 | 0 | 0 | 0
F2_Industrial_Lumber and Wood Products_Existing_Space Heating_Natural Gas_Unit Heater_E10 | F2 | Industrial | Lumber and Wood Products | Existing | Space Heating | Natural Gas | Unit Heater | E10 | RVT - Cost of Operation | 0 | 0 | 0 | 0 | 0 | 0 | 0 | 0 | 0 | 0 | 0 | 0 | 0 | 0 | 0 | 0 | 0 | 0 | 0 | 0 | 0 | 0 | 0 | 0 | 0 | 0 | 0 | 0 | 0 | 0 | 0 | 0 | 0
F3_Industrial_Lumber and Wood Products_Existing_Space Heating_Natural Gas_Unit Heater_E1 | F3 | Industrial | Lumber and Wood Products | Existing | Space Heating | Natural Gas | Unit Heater | E1 | System - kBTUs of Consumption | 0 | 0 | 0 | 0 | 0 | 0 | 0 | 0 | 0 | 0 | 0 | 0 | 0 | 0 | 0 | 0 | 0 | 0 | 0 | 0 | 0 | 0 | 0 | 0 | 0 | 0 | 0 | 0 | 0 | 0 | 0 | 0 | 0
F3_Industrial_Lumber and Wood Products_Existing_Space Heating_Natural Gas_Unit Heater_E2 | F3 | Industrial | Lumber and Wood Products | Existing | Space Heating | Natural Gas | Unit Heater | E2 | System - kBTUs of Consumption | 0 | 0 | 0 | 0 | 0 | 0 | 0 | 0 | 0 | 0 | 0 | 0 | 0 | 0 | 0 | 0 | 0 | 0 | 0 | 0 | 0 | 0 | 0 | 0 | 0 | 0 | 0 | 0 | 0 | 0 | 0 | 0 | 0
F3_Industrial_Lumber and Wood Products_Existing_Space Heating_Natural Gas_Unit Heater_E3 | F3 | Industrial | Lumber and Wood Products | Existing | Space Heating | Natural Gas | Unit Heater | E3 | System - kBTUs of Consumption | 0 | 0 | 0 | 0 | 0 | 0 | 0 | 0 | 0 | 0 | 0 | 0 | 0 | 0 | 0 | 0 | 0 | 0 | 0 | 0 | 0 | 0 | 0 | 0 | 0 | 0 | 0 | 0 | 0 | 0 | 0 | 0 | 0
F3_Industrial_Lumber and Wood Products_Existing_Space Heating_Natural Gas_Unit Heater_E4 | F3 | Industrial | Lumber and Wood Products | Existing | Space Heating | Natural Gas | Unit Heater | E4 | System - kBTUs of Consumption | 0 | 0 | 0 | 0 | 0 | 0 | 0 | 0 | 0 | 0 | 0 | 0 | 0 | 0 | 0 | 0 | 0 | 0 | 0 | 0 | 0 | 0 | 0 | 0 | 0 | 0 | 0 | 0 | 0 | 0 | 0 | 0 | 0
F3_Industrial_Lumber and Wood Products_Existing_Space Heating_Natural Gas_Unit Heater_E5 | F3 | Industrial | Lumber and Wood Products | Existing | Space Heating | Natural Gas | Unit Heater | E5 | System - kBTUs of Consumption | 0 | 0 | 0 | 0 | 0 | 0 | 0 | 0 | 0 | 0 | 0 | 0 | 0 | 0 | 0 | 0 | 0 | 0 | 0 | 0 | 0 | 0 | 0 | 0 | 0 | 0 | 0 | 0 | 0 | 0 | 0 | 0 | 0
F3_Industrial_Lumber and Wood Products_Existing_Space Heating_Natural Gas_Unit Heater_E6 | F3 | Industrial | Lumber and Wood Products | Existing | Space Heating | Natural Gas | Unit Heater | E6 | System - kBTUs of Consumption | 0 | 0 | 0 | 0 | 0 | 0 | 0 | 0 | 0 | 0 | 0 | 0 | 0 | 0 | 0 | 0 | 0 | 0 | 0 | 0 | 0 | 0 | 0 | 0 | 0 | 0 | 0 | 0 | 0 | 0 | 0 | 0 | 0
F3_Industrial_Lumber and Wood Products_Existing_Space Heating_Natural Gas_Unit Heater_E7 | F3 | Industrial | Lumber and Wood Products | Existing | Space Heating | Natural Gas | Unit Heater | E7 | System - kBTUs of Consumption | 0 | 0 | 0 | 0 | 0 | 0 | 0 | 0 | 0 | 0 | 0 | 0 | 0 | 0 | 0 | 0 | 0 | 0 | 0 | 0 | 0 | 0 | 0 | 0 | 0 | 0 | 0 | 0 | 0 | 0 | 0 | 0 | 0
F3_Industrial_Lumber and Wood Products_Existing_Space Heating_Natural Gas_Unit Heater_E8 | F3 | Industrial | Lumber and Wood Products | Existing | Space Heating | Natural Gas | Unit Heater | E8 | System - kBTUs of Consumption | 0 | 0 | 0 | 0 | 0 | 0 | 0 | 0 | 0 | 0 | 0 | 0 | 0 | 0 | 0 | 0 | 0 | 0 | 0 | 0 | 0 | 0 | 0 | 0 | 0 | 0 | 0 | 0 | 0 | 0 | 0 | 0 | 0
F3_Industrial_Lumber and Wood Products_Existing_Space Heating_Natural Gas_Unit Heater_E9 | F3 | Industrial | Lumber and Wood Products | Existing | Space Heating | Natural Gas | Unit Heater | E9 | System - kBTUs of Consumption | 0 | 0 | 0 | 0 | 0 | 0 | 0 | 0 | 0 | 0 | 0 | 0 | 0 | 0 | 0 | 0 | 0 | 0 | 0 | 0 | 0 | 0 | 0 | 0 | 0 | 0 | 0 | 0 | 0 | 0 | 0 | 0 | 0
F3_Industrial_Lumber and Wood Products_Existing_Space Heating_Natural Gas_Unit Heater_E10 | F3 | Industrial | Lumber and Wood Products | Existing | Space Heating | Natural Gas | Unit Heater | E10 | System - kBTUs of Consumption | 0 | 0 | 0 | 0 | 0 | 0 | 0 | 0 | 0 | 0 | 0 | 0 | 0 | 0 | 0 | 0 | 0 | 0 | 0 | 0 | 0 | 0 | 0 | 0 | 0 | 0 | 0 | 0 | 0 | 0 | 0 | 0 | 0
F4_Industrial_Lumber and Wood Products_Existing_Space Heating_Natural Gas_Unit Heater_E1 | F4 | Industrial | Lumber and Wood Products | Existing | Space Heating | Natural Gas | Unit Heater | E1 | Utility - Cost of Equipment | 0 | 0 | 0 | 0 | 0 | 0 | 0 | 0 | 0 | 0 | 0 | 0 | 0 | 0 | 0 | 0 | 0 | 0 | 0 | 0 | 0 | 0 | 0 | 0 | 0 | 0 | 0 | 0 | 0 | 0 | 0 | 0 | 0
F4_Industrial_Lumber and Wood Products_Existing_Space Heating_Natural Gas_Unit Heater_E2 | F4 | Industrial | Lumber and Wood Products | Existing | Space Heating | Natural Gas | Unit Heater | E2 | Utility - Cost of Equipment | 0 | 0 | 0 | 0 | 0 | 0 | 0 | 0 | 0 | 0 | 0 | 0 | 0 | 0 | 0 | 0 | 0 | 0 | 0 | 0 | 0 | 0 | 0 | 0 | 0 | 0 | 0 | 0 | 0 | 0 | 0 | 0 | 0
F4_Industrial_Lumber and Wood Products_Existing_Space Heating_Natural Gas_Unit Heater_E3 | F4 | Industrial | Lumber and Wood Products | Existing | Space Heating | Natural Gas | Unit Heater | E3 | Utility - Cost of Equipment | 0 | 0 | 0 | 0 | 0 | 0 | 0 | 0 | 0 | 0 | 0 | 0 | 0 | 0 | 0 | 0 | 0 | 0 | 0 | 0 | 0 | 0 | 0 | 0 | 0 | 0 | 0 | 0 | 0 | 0 | 0 | 0 | 0
F4_Industrial_Lumber and Wood Products_Existing_Space Heating_Natural Gas_Unit Heater_E4 | F4 | Industrial | Lumber and Wood Products | Existing | Space Heating | Natural Gas | Unit Heater | E4 | Utility - Cost of Equipment | 0 | 0 | 0 | 0 | 0 | 0 | 0 | 0 | 0 | 0 | 0 | 0 | 0 | 0 | 0 | 0 | 0 | 0 | 0 | 0 | 0 | 0 | 0 | 0 | 0 | 0 | 0 | 0 | 0 | 0 | 0 | 0 | 0
F4_Industrial_Lumber and Wood Products_Existing_Space Heating_Natural Gas_Unit Heater_E5 | F4 | Industrial | Lumber and Wood Products | Existing | Space Heating | Natural Gas | Unit Heater | E5 | Utility - Cost of Equipment | 0 | 0 | 0 | 0 | 0 | 0 | 0 | 0 | 0 | 0 | 0 | 0 | 0 | 0 | 0 | 0 | 0 | 0 | 0 | 0 | 0 | 0 | 0 | 0 | 0 | 0 | 0 | 0 | 0 | 0 | 0 | 0 | 0
F4_Industrial_Lumber and Wood Products_Existing_Space Heating_Natural Gas_Unit Heater_E6 | F4 | Industrial | Lumber and Wood Products | Existing | Space Heating | Natural Gas | Unit Heater | E6 | Utility - Cost of Equipment | 0 | 0 | 0 | 0 | 0 | 0 | 0 | 0 | 0 | 0 | 0 | 0 | 0 | 0 | 0 | 0 | 0 | 0 | 0 | 0 | 0 | 0 | 0 | 0 | 0 | 0 | 0 | 0 | 0 | 0 | 0 | 0 | 0
F4_Industrial_Lumber and Wood Products_Existing_Space Heating_Natural Gas_Unit Heater_E7 | F4 | Industrial | Lumber and Wood Products | Existing | Space Heating | Natural Gas | Unit Heater | E7 | Utility - Cost of Equipment | 0 | 0 | 0 | 0 | 0 | 0 | 0 | 0 | 0 | 0 | 0 | 0 | 0 | 0 | 0 | 0 | 0 | 0 | 0 | 0 | 0 | 0 | 0 | 0 | 0 | 0 | 0 | 0 | 0 | 0 | 0 | 0 | 0
F4_Industrial_Lumber and Wood Products_Existing_Space Heating_Natural Gas_Unit Heater_E8 | F4 | Industrial | Lumber and Wood Products | Existing | Space Heating | Natural Gas | Unit Heater | E8 | Utility - Cost of Equipment | 0 | 0 | 0 | 0 | 0 | 0 | 0 | 0 | 0 | 0 | 0 | 0 | 0 | 0 | 0 | 0 | 0 | 0 | 0 | 0 | 0 | 0 | 0 | 0 | 0 | 0 | 0 | 0 | 0 | 0 | 0 | 0 | 0
F4_Industrial_Lumber and Wood Products_Existing_Space Heating_Natural Gas_Unit Heater_E9 | F4 | Industrial | Lumber and Wood Products | Existing | Space Heating | Natural Gas | Unit Heater | E9 | Utility - Cost of Equipment | 0 | 0 | 0 | 0 | 0 | 0 | 0 | 0 | 0 | 0 | 0 | 0 | 0 | 0 | 0 | 0 | 0 | 0 | 0 | 0 | 0 | 0 | 0 | 0 | 0 | 0 | 0 | 0 | 0 | 0 | 0 | 0 | 0
F4_Industrial_Lumber and Wood Products_Existing_Space Heating_Natural Gas_Unit Heater_E10 | F4 | Industrial | Lumber and Wood Products | Existing | Space Heating | Natural Gas | Unit Heater | E10 | Utility - Cost of Equipment | 0 | 0 | 0 | 0 | 0 | 0 | 0 | 0 | 0 | 0 | 0 | 0 | 0 | 0 | 0 | 0 | 0 | 0 | 0 | 0 | 0 | 0 | 0 | 0 | 0 | 0 | 0 | 0 | 0 | 0 | 0 | 0 | 0
F5_Industrial_Lumber and Wood Products_Existing_Space Heating_Natural Gas_Unit Heater_E1 | F5 | Industrial | Lumber and Wood Products | Existing | Space Heating | Natural Gas | Unit Heater | E1 | Utility - Cost of Operation | 0 | 0 | 0 | 0 | 0 | 0 | 0 | 0 | 0 | 0 | 0 | 0 | 0 | 0 | 0 | 0 | 0 | 0 | 0 | 0 | 0 | 0 | 0 | 0 | 0 | 0 | 0 | 0 | 0 | 0 | 0 | 0 | 0
F5_Industrial_Lumber and Wood Products_Existing_Space Heating_Natural Gas_Unit Heater_E2 | F5 | Industrial | Lumber and Wood Products | Existing | Space Heating | Natural Gas | Unit Heater | E2 | Utility - Cost of Operation | 0 | 0 | 0 | 0 | 0 | 0 | 0 | 0 | 0 | 0 | 0 | 0 | 0 | 0 | 0 | 0 | 0 | 0 | 0 | 0 | 0 | 0 | 0 | 0 | 0 | 0 | 0 | 0 | 0 | 0 | 0 | 0 | 0
F5_Industrial_Lumber and Wood Products_Existing_Space Heating_Natural Gas_Unit Heater_E3 | F5 | Industrial | Lumber and Wood Products | Existing | Space Heating | Natural Gas | Unit Heater | E3 | Utility - Cost of Operation | 0 | 0 | 0 | 0 | 0 | 0 | 0 | 0 | 0 | 0 | 0 | 0 | 0 | 0 | 0 | 0 | 0 | 0 | 0 | 0 | 0 | 0 | 0 | 0 | 0 | 0 | 0 | 0 | 0 | 0 | 0 | 0 | 0
F5_Industrial_Lumber and Wood Products_Existing_Space Heating_Natural Gas_Unit Heater_E4 | F5 | Industrial | Lumber and Wood Products | Existing | Space Heating | Natural Gas | Unit Heater | E4 | Utility - Cost of Operation | 0 | 0 | 0 | 0 | 0 | 0 | 0 | 0 | 0 | 0 | 0 | 0 | 0 | 0 | 0 | 0 | 0 | 0 | 0 | 0 | 0 | 0 | 0 | 0 | 0 | 0 | 0 | 0 | 0 | 0 | 0 | 0 | 0
F5_Industrial_Lumber and Wood Products_Existing_Space Heating_Natural Gas_Unit Heater_E5 | F5 | Industrial | Lumber and Wood Products | Existing | Space Heating | Natural Gas | Unit Heater | E5 | Utility - Cost of Operation | 0 | 0 | 0 | 0 | 0 | 0 | 0 | 0 | 0 | 0 | 0 | 0 | 0 | 0 | 0 | 0 | 0 | 0 | 0 | 0 | 0 | 0 | 0 | 0 | 0 | 0 | 0 | 0 | 0 | 0 | 0 | 0 | 0
F5_Industrial_Lumber and Wood Products_Existing_Space Heating_Natural Gas_Unit Heater_E6 | F5 | Industrial | Lumber and Wood Products | Existing | Space Heating | Natural Gas | Unit Heater | E6 | Utility - Cost of Operation | 0 | 0 | 0 | 0 | 0 | 0 | 0 | 0 | 0 | 0 | 0 | 0 | 0 | 0 | 0 | 0 | 0 | 0 | 0 | 0 | 0 | 0 | 0 | 0 | 0 | 0 | 0 | 0 | 0 | 0 | 0 | 0 | 0
F5_Industrial_Lumber and Wood Products_Existing_Space Heating_Natural Gas_Unit Heater_E7 | F5 | Industrial | Lumber and Wood Products | Existing | Space Heating | Natural Gas | Unit Heater | E7 | Utility - Cost of Operation | 0 | 0 | 0 | 0 | 0 | 0 | 0 | 0 | 0 | 0 | 0 | 0 | 0 | 0 | 0 | 0 | 0 | 0 | 0 | 0 | 0 | 0 | 0 | 0 | 0 | 0 | 0 | 0 | 0 | 0 | 0 | 0 | 0
F5_Industrial_Lumber and Wood Products_Existing_Space Heating_Natural Gas_Unit Heater_E8 | F5 | Industrial | Lumber and Wood Products | Existing | Space Heating | Natural Gas | Unit Heater | E8 | Utility - Cost of Operation | 0 | 0 | 0 | 0 | 0 | 0 | 0 | 0 | 0 | 0 | 0 | 0 | 0 | 0 | 0 | 0 | 0 | 0 | 0 | 0 | 0 | 0 | 0 | 0 | 0 | 0 | 0 | 0 | 0 | 0 | 0 | 0 | 0
F5_Industrial_Lumber and Wood Products_Existing_Space Heating_Natural Gas_Unit Heater_E9 | F5 | Industrial | Lumber and Wood Products | Existing | Space Heating | Natural Gas | Unit Heater | E9 | Utility - Cost of Operation | 0 | 0 | 0 | 0 | 0 | 0 | 0 | 0 | 0 | 0 | 0 | 0 | 0 | 0 | 0 | 0 | 0 | 0 | 0 | 0 | 0 | 0 | 0 | 0 | 0 | 0 | 0 | 0 | 0 | 0 | 0 | 0 | 0
F5_Industrial_Lumber and Wood Products_Existing_Space Heating_Natural Gas_Unit Heater_E10 | F5 | Industrial | Lumber and Wood Products | Existing | Space Heating | Natural Gas | Unit Heater | E10 | Utility - Cost of Operation | 0 | 0 | 0 | 0 | 0 | 0 | 0 | 0 | 0 | 0 | 0 | 0 | 0 | 0 | 0 | 0 | 0 | 0 | 0 | 0 | 0 | 0 | 0 | 0 | 0 | 0 | 0 | 0 | 0 | 0 | 0 | 0 | 0
F6_Industrial_Lumber and Wood Products_Existing_Space Heating_Natural Gas_Unit Heater_E1 | F6 | Industrial | Lumber and Wood Products | Existing | Space Heating | Natural Gas | Unit Heater | E1 | Utility - Value of Sales | 0 | 0 | 0 | 0 | 0 | 0 | 0 | 0 | 0 | 0 | 0 | 0 | 0 | 0 | 0 | 0 | 0 | 0 | 0 | 0 | 0 | 0 | 0 | 0 | 0 | 0 | 0 | 0 | 0 | 0 | 0 | 0 | 0
F6_Industrial_Lumber and Wood Products_Existing_Space Heating_Natural Gas_Unit Heater_E2 | F6 | Industrial | Lumber and Wood Products | Existing | Space Heating | Natural Gas | Unit Heater | E2 | Utility - Value of Sales | 0 | 0 | 0 | 0 | 0 | 0 | 0 | 0 | 0 | 0 | 0 | 0 | 0 | 0 | 0 | 0 | 0 | 0 | 0 | 0 | 0 | 0 | 0 | 0 | 0 | 0 | 0 | 0 | 0 | 0 | 0 | 0 | 0
F6_Industrial_Lumber and Wood Products_Existing_Space Heating_Natural Gas_Unit Heater_E3 | F6 | Industrial | Lumber and Wood Products | Existing | Space Heating | Natural Gas | Unit Heater | E3 | Utility - Value of Sales | 0 | 0 | 0 | 0 | 0 | 0 | 0 | 0 | 0 | 0 | 0 | 0 | 0 | 0 | 0 | 0 | 0 | 0 | 0 | 0 | 0 | 0 | 0 | 0 | 0 | 0 | 0 | 0 | 0 | 0 | 0 | 0 | 0
F6_Industrial_Lumber and Wood Products_Existing_Space Heating_Natural Gas_Unit Heater_E4 | F6 | Industrial | Lumber and Wood Products | Existing | Space Heating | Natural Gas | Unit Heater | E4 | Utility - Value of Sales | 0 | 0 | 0 | 0 | 0 | 0 | 0 | 0 | 0 | 0 | 0 | 0 | 0 | 0 | 0 | 0 | 0 | 0 | 0 | 0 | 0 | 0 | 0 | 0 | 0 | 0 | 0 | 0 | 0 | 0 | 0 | 0 | 0
F6_Industrial_Lumber and Wood Products_Existing_Space Heating_Natural Gas_Unit Heater_E5 | F6 | Industrial | Lumber and Wood Products | Existing | Space Heating | Natural Gas | Unit Heater | E5 | Utility - Value of Sales | 0 | 0 | 0 | 0 | 0 | 0 | 0 | 0 | 0 | 0 | 0 | 0 | 0 | 0 | 0 | 0 | 0 | 0 | 0 | 0 | 0 | 0 | 0 | 0 | 0 | 0 | 0 | 0 | 0 | 0 | 0 | 0 | 0
F6_Industrial_Lumber and Wood Products_Existing_Space Heating_Natural Gas_Unit Heater_E6 | F6 | Industrial | Lumber and Wood Products | Existing | Space Heating | Natural Gas | Unit Heater | E6 | Utility - Value of Sales | 0 | 0 | 0 | 0 | 0 | 0 | 0 | 0 | 0 | 0 | 0 | 0 | 0 | 0 | 0 | 0 | 0 | 0 | 0 | 0 | 0 | 0 | 0 | 0 | 0 | 0 | 0 | 0 | 0 | 0 | 0 | 0 | 0
F6_Industrial_Lumber and Wood Products_Existing_Space Heating_Natural Gas_Unit Heater_E7 | F6 | Industrial | Lumber and Wood Products | Existing | Space Heating | Natural Gas | Unit Heater | E7 | Utility - Value of Sales | 0 | 0 | 0 | 0 | 0 | 0 | 0 | 0 | 0 | 0 | 0 | 0 | 0 | 0 | 0 | 0 | 0 | 0 | 0 | 0 | 0 | 0 | 0 | 0 | 0 | 0 | 0 | 0 | 0 | 0 | 0 | 0 | 0
F6_Industrial_Lumber and Wood Products_Existing_Space Heating_Natural Gas_Unit Heater_E8 | F6 | Industrial | Lumber and Wood Products | Existing | Space Heating | Natural Gas | Unit Heater | E8 | Utility - Value of Sales | 0 | 0 | 0 | 0 | 0 | 0 | 0 | 0 | 0 | 0 | 0 | 0 | 0 | 0 | 0 | 0 | 0 | 0 | 0 | 0 | 0 | 0 | 0 | 0 | 0 | 0 | 0 | 0 | 0 | 0 | 0 | 0 | 0
F6_Industrial_Lumber and Wood Products_Existing_Space Heating_Natural Gas_Unit Heater_E9 | F6 | Industrial | Lumber and Wood Products | Existing | Space Heating | Natural Gas | Unit Heater | E9 | Utility - Value of Sales | 0 | 0 | 0 | 0 | 0 | 0 | 0 | 0 | 0 | 0 | 0 | 0 | 0 | 0 | 0 | 0 | 0 | 0 | 0 | 0 | 0 | 0 | 0 | 0 | 0 | 0 | 0 | 0 | 0 | 0 | 0 | 0 | 0
F6_Industrial_Lumber and Wood Products_Existing_Space Heating_Natural Gas_Unit Heater_E10 | F6 | Industrial | Lumber and Wood Products | Existing | Space Heating | Natural Gas | Unit Heater | E10 | Utility - Value of Sales | 0 | 0 | 0 | 0 | 0 | 0 | 0 | 0 | 0 | 0 | 0 | 0 | 0 | 0 | 0 | 0 | 0 | 0 | 0 | 0 | 0 | 0 | 0 | 0 | 0 | 0 | 0 | 0 | 0 | 0 | 0 | 0 | 0
F1_Industrial_Lumber and Wood Products_Existing_Process_Natural Gas_Process Heating_E1 | F1 | Industrial | Lumber and Wood Products | Existing | Process | Natural Gas | Process Heating | E1 | RVT - Cost of Equipment | 0 | 0 | 0 | 0 | 0 | 0 | 0 | 0 | 0 | 0 | 0 | 0 | 0 | 0 | 0 | 0 | 0 | 0 | 0 | 0 | 0 | 0 | 0 | 0 | 0 | 0 | 0 | 0 | 0 | 0 | 0 | 0 | 0
F1_Industrial_Lumber and Wood Products_Existing_Process_Natural Gas_Process Heating_E2 | F1 | Industrial | Lumber and Wood Products | Existing | Process | Natural Gas | Process Heating | E2 | RVT - Cost of Equipment | 0 | 0 | 0 | 0 | 0 | 0 | 0 | 0 | 0 | 0 | 0 | 0 | 0 | 0 | 0 | 0 | 0 | 0 | 0 | 0 | 0 | 0 | 0 | 0 | 0 | 0 | 0 | 0 | 0 | 0 | 0 | 0 | 0
F1_Industrial_Lumber and Wood Products_Existing_Process_Natural Gas_Process Heating_E3 | F1 | Industrial | Lumber and Wood Products | Existing | Process | Natural Gas | Process Heating | E3 | RVT - Cost of Equipment | 0 | 0 | 0 | 0 | 0 | 0 | 0 | 0 | 0 | 0 | 0 | 0 | 0 | 0 | 0 | 0 | 0 | 0 | 0 | 0 | 0 | 0 | 0 | 0 | 0 | 0 | 0 | 0 | 0 | 0 | 0 | 0 | 0
F1_Industrial_Lumber and Wood Products_Existing_Process_Natural Gas_Process Heating_E4 | F1 | Industrial | Lumber and Wood Products | Existing | Process | Natural Gas | Process Heating | E4 | RVT - Cost of Equipment | 0 | 0 | 0 | 0 | 0 | 0 | 0 | 0 | 0 | 0 | 0 | 0 | 0 | 0 | 0 | 0 | 0 | 0 | 0 | 0 | 0 | 0 | 0 | 0 | 0 | 0 | 0 | 0 | 0 | 0 | 0 | 0 | 0
F1_Industrial_Lumber and Wood Products_Existing_Process_Natural Gas_Process Heating_E5 | F1 | Industrial | Lumber and Wood Products | Existing | Process | Natural Gas | Process Heating | E5 | RVT - Cost of Equipment | 0 | 0 | 0 | 0 | 0 | 0 | 0 | 0 | 0 | 0 | 0 | 0 | 0 | 0 | 0 | 0 | 0 | 0 | 0 | 0 | 0 | 0 | 0 | 0 | 0 | 0 | 0 | 0 | 0 | 0 | 0 | 0 | 0
F1_Industrial_Lumber and Wood Products_Existing_Process_Natural Gas_Process Heating_E6 | F1 | Industrial | Lumber and Wood Products | Existing | Process | Natural Gas | Process Heating | E6 | RVT - Cost of Equipment | 0 | 0 | 0 | 0 | 0 | 0 | 0 | 0 | 0 | 0 | 0 | 0 | 0 | 0 | 0 | 0 | 0 | 0 | 0 | 0 | 0 | 0 | 0 | 0 | 0 | 0 | 0 | 0 | 0 | 0 | 0 | 0 | 0
F1_Industrial_Lumber and Wood Products_Existing_Process_Natural Gas_Process Heating_E7 | F1 | Industrial | Lumber and Wood Products | Existing | Process | Natural Gas | Process Heating | E7 | RVT - Cost of Equipment | 0 | 0 | 0 | 0 | 0 | 0 | 0 | 0 | 0 | 0 | 0 | 0 | 0 | 0 | 0 | 0 | 0 | 0 | 0 | 0 | 0 | 0 | 0 | 0 | 0 | 0 | 0 | 0 | 0 | 0 | 0 | 0 | 0
F1_Industrial_Lumber and Wood Products_Existing_Process_Natural Gas_Process Heating_E8 | F1 | Industrial | Lumber and Wood Products | Existing | Process | Natural Gas | Process Heating | E8 | RVT - Cost of Equipment | 0 | 0 | 0 | 0 | 0 | 0 | 0 | 0 | 0 | 0 | 0 | 0 | 0 | 0 | 0 | 0 | 0 | 0 | 0 | 0 | 0 | 0 | 0 | 0 | 0 | 0 | 0 | 0 | 0 | 0 | 0 | 0 | 0
F1_Industrial_Lumber and Wood Products_Existing_Process_Natural Gas_Process Heating_E9 | F1 | Industrial | Lumber and Wood Products | Existing | Process | Natural Gas | Process Heating | E9 | RVT - Cost of Equipment | 0 | 0 | 0 | 0 | 0 | 0 | 0 | 0 | 0 | 0 | 0 | 0 | 0 | 0 | 0 | 0 | 0 | 0 | 0 | 0 | 0 | 0 | 0 | 0 | 0 | 0 | 0 | 0 | 0 | 0 | 0 | 0 | 0
F1_Industrial_Lumber and Wood Products_Existing_Process_Natural Gas_Process Heating_E10 | F1 | Industrial | Lumber and Wood Products | Existing | Process | Natural Gas | Process Heating | E10 | RVT - Cost of Equipment | 0 | 0 | 0 | 0 | 0 | 0 | 0 | 0 | 0 | 0 | 0 | 0 | 0 | 0 | 0 | 0 | 0 | 0 | 0 | 0 | 0 | 0 | 0 | 0 | 0 | 0 | 0 | 0 | 0 | 0 | 0 | 0 | 0
F2_Industrial_Lumber and Wood Products_Existing_Process_Natural Gas_Process Heating_E1 | F2 | Industrial | Lumber and Wood Products | Existing | Process | Natural Gas | Process Heating | E1 | RVT - Cost of Operation | 0 | 0 | 0 | 0 | 0 | 0 | 0 | 0 | 0 | 0 | 0 | 0 | 0 | 0 | 0 | 0 | 0 | 0 | 0 | 0 | 0 | 0 | 0 | 0 | 0 | 0 | 0 | 0 | 0 | 0 | 0 | 0 | 0
F2_Industrial_Lumber and Wood Products_Existing_Process_Natural Gas_Process Heating_E2 | F2 | Industrial | Lumber and Wood Products | Existing | Process | Natural Gas | Process Heating | E2 | RVT - Cost of Operation | 0 | 0 | 0 | 0 | 0 | 0 | 0 | 0 | 0 | 0 | 0 | 0 | 0 | 0 | 0 | 0 | 0 | 0 | 0 | 0 | 0 | 0 | 0 | 0 | 0 | 0 | 0 | 0 | 0 | 0 | 0 | 0 | 0
F2_Industrial_Lumber and Wood Products_Existing_Process_Natural Gas_Process Heating_E3 | F2 | Industrial | Lumber and Wood Products | Existing | Process | Natural Gas | Process Heating | E3 | RVT - Cost of Operation | 0 | 0 | 0 | 0 | 0 | 0 | 0 | 0 | 0 | 0 | 0 | 0 | 0 | 0 | 0 | 0 | 0 | 0 | 0 | 0 | 0 | 0 | 0 | 0 | 0 | 0 | 0 | 0 | 0 | 0 | 0 | 0 | 0
F2_Industrial_Lumber and Wood Products_Existing_Process_Natural Gas_Process Heating_E4 | F2 | Industrial | Lumber and Wood Products | Existing | Process | Natural Gas | Process Heating | E4 | RVT - Cost of Operation | 0 | 0 | 0 | 0 | 0 | 0 | 0 | 0 | 0 | 0 | 0 | 0 | 0 | 0 | 0 | 0 | 0 | 0 | 0 | 0 | 0 | 0 | 0 | 0 | 0 | 0 | 0 | 0 | 0 | 0 | 0 | 0 | 0
F2_Industrial_Lumber and Wood Products_Existing_Process_Natural Gas_Process Heating_E5 | F2 | Industrial | Lumber and Wood Products | Existing | Process | Natural Gas | Process Heating | E5 | RVT - Cost of Operation | 0 | 0 | 0 | 0 | 0 | 0 | 0 | 0 | 0 | 0 | 0 | 0 | 0 | 0 | 0 | 0 | 0 | 0 | 0 | 0 | 0 | 0 | 0 | 0 | 0 | 0 | 0 | 0 | 0 | 0 | 0 | 0 | 0
F2_Industrial_Lumber and Wood Products_Existing_Process_Natural Gas_Process Heating_E6 | F2 | Industrial | Lumber and Wood Products | Existing | Process | Natural Gas | Process Heating | E6 | RVT - Cost of Operation | 0 | 0 | 0 | 0 | 0 | 0 | 0 | 0 | 0 | 0 | 0 | 0 | 0 | 0 | 0 | 0 | 0 | 0 | 0 | 0 | 0 | 0 | 0 | 0 | 0 | 0 | 0 | 0 | 0 | 0 | 0 | 0 | 0
F2_Industrial_Lumber and Wood Products_Existing_Process_Natural Gas_Process Heating_E7 | F2 | Industrial | Lumber and Wood Products | Existing | Process | Natural Gas | Process Heating | E7 | RVT - Cost of Operation | 0 | 0 | 0 | 0 | 0 | 0 | 0 | 0 | 0 | 0 | 0 | 0 | 0 | 0 | 0 | 0 | 0 | 0 | 0 | 0 | 0 | 0 | 0 | 0 | 0 | 0 | 0 | 0 | 0 | 0 | 0 | 0 | 0
F2_Industrial_Lumber and Wood Products_Existing_Process_Natural Gas_Process Heating_E8 | F2 | Industrial | Lumber and Wood Products | Existing | Process | Natural Gas | Process Heating | E8 | RVT - Cost of Operation | 0 | 0 | 0 | 0 | 0 | 0 | 0 | 0 | 0 | 0 | 0 | 0 | 0 | 0 | 0 | 0 | 0 | 0 | 0 | 0 | 0 | 0 | 0 | 0 | 0 | 0 | 0 | 0 | 0 | 0 | 0 | 0 | 0
F2_Industrial_Lumber and Wood Products_Existing_Process_Natural Gas_Process Heating_E9 | F2 | Industrial | Lumber and Wood Products | Existing | Process | Natural Gas | Process Heating | E9 | RVT - Cost of Operation | 0 | 0 | 0 | 0 | 0 | 0 | 0 | 0 | 0 | 0 | 0 | 0 | 0 | 0 | 0 | 0 | 0 | 0 | 0 | 0 | 0 | 0 | 0 | 0 | 0 | 0 | 0 | 0 | 0 | 0 | 0 | 0 | 0
F2_Industrial_Lumber and Wood Products_Existing_Process_Natural Gas_Process Heating_E10 | F2 | Industrial | Lumber and Wood Products | Existing | Process | Natural Gas | Process Heating | E10 | RVT - Cost of Operation | 0 | 0 | 0 | 0 | 0 | 0 | 0 | 0 | 0 | 0 | 0 | 0 | 0 | 0 | 0 | 0 | 0 | 0 | 0 | 0 | 0 | 0 | 0 | 0 | 0 | 0 | 0 | 0 | 0 | 0 | 0 | 0 | 0
F3_Industrial_Lumber and Wood Products_Existing_Process_Natural Gas_Process Heating_E1 | F3 | Industrial | Lumber and Wood Products | Existing | Process | Natural Gas | Process Heating | E1 | System - kBTUs of Consumption | 0 | 0 | 0 | 0 | 0 | 0 | 0 | 0 | 0 | 0 | 0 | 0 | 0 | 0 | 0 | 0 | 0 | 0 | 0 | 0 | 0 | 0 | 0 | 0 | 0 | 0 | 0 | 0 | 0 | 0 | 0 | 0 | 0
F3_Industrial_Lumber and Wood Products_Existing_Process_Natural Gas_Process Heating_E2 | F3 | Industrial | Lumber and Wood Products | Existing | Process | Natural Gas | Process Heating | E2 | System - kBTUs of Consumption | 0 | 0 | 0 | 0 | 0 | 0 | 0 | 0 | 0 | 0 | 0 | 0 | 0 | 0 | 0 | 0 | 0 | 0 | 0 | 0 | 0 | 0 | 0 | 0 | 0 | 0 | 0 | 0 | 0 | 0 | 0 | 0 | 0
F3_Industrial_Lumber and Wood Products_Existing_Process_Natural Gas_Process Heating_E3 | F3 | Industrial | Lumber and Wood Products | Existing | Process | Natural Gas | Process Heating | E3 | System - kBTUs of Consumption | 0 | 0 | 0 | 0 | 0 | 0 | 0 | 0 | 0 | 0 | 0 | 0 | 0 | 0 | 0 | 0 | 0 | 0 | 0 | 0 | 0 | 0 | 0 | 0 | 0 | 0 | 0 | 0 | 0 | 0 | 0 | 0 | 0
F3_Industrial_Lumber and Wood Products_Existing_Process_Natural Gas_Process Heating_E4 | F3 | Industrial | Lumber and Wood Products | Existing | Process | Natural Gas | Process Heating | E4 | System - kBTUs of Consumption | 0 | 0 | 0 | 0 | 0 | 0 | 0 | 0 | 0 | 0 | 0 | 0 | 0 | 0 | 0 | 0 | 0 | 0 | 0 | 0 | 0 | 0 | 0 | 0 | 0 | 0 | 0 | 0 | 0 | 0 | 0 | 0 | 0
F3_Industrial_Lumber and Wood Products_Existing_Process_Natural Gas_Process Heating_E5 | F3 | Industrial | Lumber and Wood Products | Existing | Process | Natural Gas | Process Heating | E5 | System - kBTUs of Consumption | 0 | 0 | 0 | 0 | 0 | 0 | 0 | 0 | 0 | 0 | 0 | 0 | 0 | 0 | 0 | 0 | 0 | 0 | 0 | 0 | 0 | 0 | 0 | 0 | 0 | 0 | 0 | 0 | 0 | 0 | 0 | 0 | 0
F3_Industrial_Lumber and Wood Products_Existing_Process_Natural Gas_Process Heating_E6 | F3 | Industrial | Lumber and Wood Products | Existing | Process | Natural Gas | Process Heating | E6 | System - kBTUs of Consumption | 0 | 0 | 0 | 0 | 0 | 0 | 0 | 0 | 0 | 0 | 0 | 0 | 0 | 0 | 0 | 0 | 0 | 0 | 0 | 0 | 0 | 0 | 0 | 0 | 0 | 0 | 0 | 0 | 0 | 0 | 0 | 0 | 0
F3_Industrial_Lumber and Wood Products_Existing_Process_Natural Gas_Process Heating_E7 | F3 | Industrial | Lumber and Wood Products | Existing | Process | Natural Gas | Process Heating | E7 | System - kBTUs of Consumption | 0 | 0 | 0 | 0 | 0 | 0 | 0 | 0 | 0 | 0 | 0 | 0 | 0 | 0 | 0 | 0 | 0 | 0 | 0 | 0 | 0 | 0 | 0 | 0 | 0 | 0 | 0 | 0 | 0 | 0 | 0 | 0 | 0
F3_Industrial_Lumber and Wood Products_Existing_Process_Natural Gas_Process Heating_E8 | F3 | Industrial | Lumber and Wood Products | Existing | Process | Natural Gas | Process Heating | E8 | System - kBTUs of Consumption | 0 | 0 | 0 | 0 | 0 | 0 | 0 | 0 | 0 | 0 | 0 | 0 | 0 | 0 | 0 | 0 | 0 | 0 | 0 | 0 | 0 | 0 | 0 | 0 | 0 | 0 | 0 | 0 | 0 | 0 | 0 | 0 | 0
F3_Industrial_Lumber and Wood Products_Existing_Process_Natural Gas_Process Heating_E9 | F3 | Industrial | Lumber and Wood Products | Existing | Process | Natural Gas | Process Heating | E9 | System - kBTUs of Consumption | 0 | 0 | 0 | 0 | 0 | 0 | 0 | 0 | 0 | 0 | 0 | 0 | 0 | 0 | 0 | 0 | 0 | 0 | 0 | 0 | 0 | 0 | 0 | 0 | 0 | 0 | 0 | 0 | 0 | 0 | 0 | 0 | 0
F3_Industrial_Lumber and Wood Products_Existing_Process_Natural Gas_Process Heating_E10 | F3 | Industrial | Lumber and Wood Products | Existing | Process | Natural Gas | Process Heating | E10 | System - kBTUs of Consumption | 0 | 0 | 0 | 0 | 0 | 0 | 0 | 0 | 0 | 0 | 0 | 0 | 0 | 0 | 0 | 0 | 0 | 0 | 0 | 0 | 0 | 0 | 0 | 0 | 0 | 0 | 0 | 0 | 0 | 0 | 0 | 0 | 0
F4_Industrial_Lumber and Wood Products_Existing_Process_Natural Gas_Process Heating_E1 | F4 | Industrial | Lumber and Wood Products | Existing | Process | Natural Gas | Process Heating | E1 | Utility - Cost of Equipment | 0 | 0 | 0 | 0 | 0 | 0 | 0 | 0 | 0 | 0 | 0 | 0 | 0 | 0 | 0 | 0 | 0 | 0 | 0 | 0 | 0 | 0 | 0 | 0 | 0 | 0 | 0 | 0 | 0 | 0 | 0 | 0 | 0
F4_Industrial_Lumber and Wood Products_Existing_Process_Natural Gas_Process Heating_E2 | F4 | Industrial | Lumber and Wood Products | Existing | Process | Natural Gas | Process Heating | E2 | Utility - Cost of Equipment | 0 | 0 | 0 | 0 | 0 | 0 | 0 | 0 | 0 | 0 | 0 | 0 | 0 | 0 | 0 | 0 | 0 | 0 | 0 | 0 | 0 | 0 | 0 | 0 | 0 | 0 | 0 | 0 | 0 | 0 | 0 | 0 | 0
F4_Industrial_Lumber and Wood Products_Existing_Process_Natural Gas_Process Heating_E3 | F4 | Industrial | Lumber and Wood Products | Existing | Process | Natural Gas | Process Heating | E3 | Utility - Cost of Equipment | 0 | 0 | 0 | 0 | 0 | 0 | 0 | 0 | 0 | 0 | 0 | 0 | 0 | 0 | 0 | 0 | 0 | 0 | 0 | 0 | 0 | 0 | 0 | 0 | 0 | 0 | 0 | 0 | 0 | 0 | 0 | 0 | 0
F4_Industrial_Lumber and Wood Products_Existing_Process_Natural Gas_Process Heating_E4 | F4 | Industrial | Lumber and Wood Products | Existing | Process | Natural Gas | Process Heating | E4 | Utility - Cost of Equipment | 0 | 0 | 0 | 0 | 0 | 0 | 0 | 0 | 0 | 0 | 0 | 0 | 0 | 0 | 0 | 0 | 0 | 0 | 0 | 0 | 0 | 0 | 0 | 0 | 0 | 0 | 0 | 0 | 0 | 0 | 0 | 0 | 0
F4_Industrial_Lumber and Wood Products_Existing_Process_Natural Gas_Process Heating_E5 | F4 | Industrial | Lumber and Wood Products | Existing | Process | Natural Gas | Process Heating | E5 | Utility - Cost of Equipment | 0 | 0 | 0 | 0 | 0 | 0 | 0 | 0 | 0 | 0 | 0 | 0 | 0 | 0 | 0 | 0 | 0 | 0 | 0 | 0 | 0 | 0 | 0 | 0 | 0 | 0 | 0 | 0 | 0 | 0 | 0 | 0 | 0
F4_Industrial_Lumber and Wood Products_Existing_Process_Natural Gas_Process Heating_E6 | F4 | Industrial | Lumber and Wood Products | Existing | Process | Natural Gas | Process Heating | E6 | Utility - Cost of Equipment | 0 | 0 | 0 | 0 | 0 | 0 | 0 | 0 | 0 | 0 | 0 | 0 | 0 | 0 | 0 | 0 | 0 | 0 | 0 | 0 | 0 | 0 | 0 | 0 | 0 | 0 | 0 | 0 | 0 | 0 | 0 | 0 | 0
F4_Industrial_Lumber and Wood Products_Existing_Process_Natural Gas_Process Heating_E7 | F4 | Industrial | Lumber and Wood Products | Existing | Process | Natural Gas | Process Heating | E7 | Utility - Cost of Equipment | 0 | 0 | 0 | 0 | 0 | 0 | 0 | 0 | 0 | 0 | 0 | 0 | 0 | 0 | 0 | 0 | 0 | 0 | 0 | 0 | 0 | 0 | 0 | 0 | 0 | 0 | 0 | 0 | 0 | 0 | 0 | 0 | 0
F4_Industrial_Lumber and Wood Products_Existing_Process_Natural Gas_Process Heating_E8 | F4 | Industrial | Lumber and Wood Products | Existing | Process | Natural Gas | Process Heating | E8 | Utility - Cost of Equipment | 0 | 0 | 0 | 0 | 0 | 0 | 0 | 0 | 0 | 0 | 0 | 0 | 0 | 0 | 0 | 0 | 0 | 0 | 0 | 0 | 0 | 0 | 0 | 0 | 0 | 0 | 0 | 0 | 0 | 0 | 0 | 0 | 0
F4_Industrial_Lumber and Wood Products_Existing_Process_Natural Gas_Process Heating_E9 | F4 | Industrial | Lumber and Wood Products | Existing | Process | Natural Gas | Process Heating | E9 | Utility - Cost of Equipment | 0 | 0 | 0 | 0 | 0 | 0 | 0 | 0 | 0 | 0 | 0 | 0 | 0 | 0 | 0 | 0 | 0 | 0 | 0 | 0 | 0 | 0 | 0 | 0 | 0 | 0 | 0 | 0 | 0 | 0 | 0 | 0 | 0
F4_Industrial_Lumber and Wood Products_Existing_Process_Natural Gas_Process Heating_E10 | F4 | Industrial | Lumber and Wood Products | Existing | Process | Natural Gas | Process Heating | E10 | Utility - Cost of Equipment | 0 | 0 | 0 | 0 | 0 | 0 | 0 | 0 | 0 | 0 | 0 | 0 | 0 | 0 | 0 | 0 | 0 | 0 | 0 | 0 | 0 | 0 | 0 | 0 | 0 | 0 | 0 | 0 | 0 | 0 | 0 | 0 | 0
F5_Industrial_Lumber and Wood Products_Existing_Process_Natural Gas_Process Heating_E1 | F5 | Industrial | Lumber and Wood Products | Existing | Process | Natural Gas | Process Heating | E1 | Utility - Cost of Operation | 0 | 0 | 0 | 0 | 0 | 0 | 0 | 0 | 0 | 0 | 0 | 0 | 0 | 0 | 0 | 0 | 0 | 0 | 0 | 0 | 0 | 0 | 0 | 0 | 0 | 0 | 0 | 0 | 0 | 0 | 0 | 0 | 0
F5_Industrial_Lumber and Wood Products_Existing_Process_Natural Gas_Process Heating_E2 | F5 | Industrial | Lumber and Wood Products | Existing | Process | Natural Gas | Process Heating | E2 | Utility - Cost of Operation | 0 | 0 | 0 | 0 | 0 | 0 | 0 | 0 | 0 | 0 | 0 | 0 | 0 | 0 | 0 | 0 | 0 | 0 | 0 | 0 | 0 | 0 | 0 | 0 | 0 | 0 | 0 | 0 | 0 | 0 | 0 | 0 | 0
F5_Industrial_Lumber and Wood Products_Existing_Process_Natural Gas_Process Heating_E3 | F5 | Industrial | Lumber and Wood Products | Existing | Process | Natural Gas | Process Heating | E3 | Utility - Cost of Operation | 0 | 0 | 0 | 0 | 0 | 0 | 0 | 0 | 0 | 0 | 0 | 0 | 0 | 0 | 0 | 0 | 0 | 0 | 0 | 0 | 0 | 0 | 0 | 0 | 0 | 0 | 0 | 0 | 0 | 0 | 0 | 0 | 0
F5_Industrial_Lumber and Wood Products_Existing_Process_Natural Gas_Process Heating_E4 | F5 | Industrial | Lumber and Wood Products | Existing | Process | Natural Gas | Process Heating | E4 | Utility - Cost of Operation | 0 | 0 | 0 | 0 | 0 | 0 | 0 | 0 | 0 | 0 | 0 | 0 | 0 | 0 | 0 | 0 | 0 | 0 | 0 | 0 | 0 | 0 | 0 | 0 | 0 | 0 | 0 | 0 | 0 | 0 | 0 | 0 | 0
F5_Industrial_Lumber and Wood Products_Existing_Process_Natural Gas_Process Heating_E5 | F5 | Industrial | Lumber and Wood Products | Existing | Process | Natural Gas | Process Heating | E5 | Utility - Cost of Operation | 0 | 0 | 0 | 0 | 0 | 0 | 0 | 0 | 0 | 0 | 0 | 0 | 0 | 0 | 0 | 0 | 0 | 0 | 0 | 0 | 0 | 0 | 0 | 0 | 0 | 0 | 0 | 0 | 0 | 0 | 0 | 0 | 0
F5_Industrial_Lumber and Wood Products_Existing_Process_Natural Gas_Process Heating_E6 | F5 | Industrial | Lumber and Wood Products | Existing | Process | Natural Gas | Process Heating | E6 | Utility - Cost of Operation | 0 | 0 | 0 | 0 | 0 | 0 | 0 | 0 | 0 | 0 | 0 | 0 | 0 | 0 | 0 | 0 | 0 | 0 | 0 | 0 | 0 | 0 | 0 | 0 | 0 | 0 | 0 | 0 | 0 | 0 | 0 | 0 | 0
F5_Industrial_Lumber and Wood Products_Existing_Process_Natural Gas_Process Heating_E7 | F5 | Industrial | Lumber and Wood Products | Existing | Process | Natural Gas | Process Heating | E7 | Utility - Cost of Operation | 0 | 0 | 0 | 0 | 0 | 0 | 0 | 0 | 0 | 0 | 0 | 0 | 0 | 0 | 0 | 0 | 0 | 0 | 0 | 0 | 0 | 0 | 0 | 0 | 0 | 0 | 0 | 0 | 0 | 0 | 0 | 0 | 0
F5_Industrial_Lumber and Wood Products_Existing_Process_Natural Gas_Process Heating_E8 | F5 | Industrial | Lumber and Wood Products | Existing | Process | Natural Gas | Process Heating | E8 | Utility - Cost of Operation | 0 | 0 | 0 | 0 | 0 | 0 | 0 | 0 | 0 | 0 | 0 | 0 | 0 | 0 | 0 | 0 | 0 | 0 | 0 | 0 | 0 | 0 | 0 | 0 | 0 | 0 | 0 | 0 | 0 | 0 | 0 | 0 | 0
F5_Industrial_Lumber and Wood Products_Existing_Process_Natural Gas_Process Heating_E9 | F5 | Industrial | Lumber and Wood Products | Existing | Process | Natural Gas | Process Heating | E9 | Utility - Cost of Operation | 0 | 0 | 0 | 0 | 0 | 0 | 0 | 0 | 0 | 0 | 0 | 0 | 0 | 0 | 0 | 0 | 0 | 0 | 0 | 0 | 0 | 0 | 0 | 0 | 0 | 0 | 0 | 0 | 0 | 0 | 0 | 0 | 0
F5_Industrial_Lumber and Wood Products_Existing_Process_Natural Gas_Process Heating_E10 | F5 | Industrial | Lumber and Wood Products | Existing | Process | Natural Gas | Process Heating | E10 | Utility - Cost of Operation | 0 | 0 | 0 | 0 | 0 | 0 | 0 | 0 | 0 | 0 | 0 | 0 | 0 | 0 | 0 | 0 | 0 | 0 | 0 | 0 | 0 | 0 | 0 | 0 | 0 | 0 | 0 | 0 | 0 | 0 | 0 | 0 | 0
F6_Industrial_Lumber and Wood Products_Existing_Process_Natural Gas_Process Heating_E1 | F6 | Industrial | Lumber and Wood Products | Existing | Process | Natural Gas | Process Heating | E1 | Utility - Value of Sales | 0 | 0 | 0 | 0 | 0 | 0 | 0 | 0 | 0 | 0 | 0 | 0 | 0 | 0 | 0 | 0 | 0 | 0 | 0 | 0 | 0 | 0 | 0 | 0 | 0 | 0 | 0 | 0 | 0 | 0 | 0 | 0 | 0
F6_Industrial_Lumber and Wood Products_Existing_Process_Natural Gas_Process Heating_E2 | F6 | Industrial | Lumber and Wood Products | Existing | Process | Natural Gas | Process Heating | E2 | Utility - Value of Sales | 0 | 0 | 0 | 0 | 0 | 0 | 0 | 0 | 0 | 0 | 0 | 0 | 0 | 0 | 0 | 0 | 0 | 0 | 0 | 0 | 0 | 0 | 0 | 0 | 0 | 0 | 0 | 0 | 0 | 0 | 0 | 0 | 0
F6_Industrial_Lumber and Wood Products_Existing_Process_Natural Gas_Process Heating_E3 | F6 | Industrial | Lumber and Wood Products | Existing | Process | Natural Gas | Process Heating | E3 | Utility - Value of Sales | 0 | 0 | 0 | 0 | 0 | 0 | 0 | 0 | 0 | 0 | 0 | 0 | 0 | 0 | 0 | 0 | 0 | 0 | 0 | 0 | 0 | 0 | 0 | 0 | 0 | 0 | 0 | 0 | 0 | 0 | 0 | 0 | 0
F6_Industrial_Lumber and Wood Products_Existing_Process_Natural Gas_Process Heating_E4 | F6 | Industrial | Lumber and Wood Products | Existing | Process | Natural Gas | Process Heating | E4 | Utility - Value of Sales | 0 | 0 | 0 | 0 | 0 | 0 | 0 | 0 | 0 | 0 | 0 | 0 | 0 | 0 | 0 | 0 | 0 | 0 | 0 | 0 | 0 | 0 | 0 | 0 | 0 | 0 | 0 | 0 | 0 | 0 | 0 | 0 | 0
F6_Industrial_Lumber and Wood Products_Existing_Process_Natural Gas_Process Heating_E5 | F6 | Industrial | Lumber and Wood Products | Existing | Process | Natural Gas | Process Heating | E5 | Utility - Value of Sales | 0 | 0 | 0 | 0 | 0 | 0 | 0 | 0 | 0 | 0 | 0 | 0 | 0 | 0 | 0 | 0 | 0 | 0 | 0 | 0 | 0 | 0 | 0 | 0 | 0 | 0 | 0 | 0 | 0 | 0 | 0 | 0 | 0
F6_Industrial_Lumber and Wood Products_Existing_Process_Natural Gas_Process Heating_E6 | F6 | Industrial | Lumber and Wood Products | Existing | Process | Natural Gas | Process Heating | E6 | Utility - Value of Sales | 0 | 0 | 0 | 0 | 0 | 0 | 0 | 0 | 0 | 0 | 0 | 0 | 0 | 0 | 0 | 0 | 0 | 0 | 0 | 0 | 0 | 0 | 0 | 0 | 0 | 0 | 0 | 0 | 0 | 0 | 0 | 0 | 0
F6_Industrial_Lumber and Wood Products_Existing_Process_Natural Gas_Process Heating_E7 | F6 | Industrial | Lumber and Wood Products | Existing | Process | Natural Gas | Process Heating | E7 | Utility - Value of Sales | 0 | 0 | 0 | 0 | 0 | 0 | 0 | 0 | 0 | 0 | 0 | 0 | 0 | 0 | 0 | 0 | 0 | 0 | 0 | 0 | 0 | 0 | 0 | 0 | 0 | 0 | 0 | 0 | 0 | 0 | 0 | 0 | 0
F6_Industrial_Lumber and Wood Products_Existing_Process_Natural Gas_Process Heating_E8 | F6 | Industrial | Lumber and Wood Products | Existing | Process | Natural Gas | Process Heating | E8 | Utility - Value of Sales | 0 | 0 | 0 | 0 | 0 | 0 | 0 | 0 | 0 | 0 | 0 | 0 | 0 | 0 | 0 | 0 | 0 | 0 | 0 | 0 | 0 | 0 | 0 | 0 | 0 | 0 | 0 | 0 | 0 | 0 | 0 | 0 | 0
F6_Industrial_Lumber and Wood Products_Existing_Process_Natural Gas_Process Heating_E9 | F6 | Industrial | Lumber and Wood Products | Existing | Process | Natural Gas | Process Heating | E9 | Utility - Value of Sales | 0 | 0 | 0 | 0 | 0 | 0 | 0 | 0 | 0 | 0 | 0 | 0 | 0 | 0 | 0 | 0 | 0 | 0 | 0 | 0 | 0 | 0 | 0 | 0 | 0 | 0 | 0 | 0 | 0 | 0 | 0 | 0 | 0
F6_Industrial_Lumber and Wood Products_Existing_Process_Natural Gas_Process Heating_E10 | F6 | Industrial | Lumber and Wood Products | Existing | Process | Natural Gas | Process Heating | E10 | Utility - Value of Sales | 0 | 0 | 0 | 0 | 0 | 0 | 0 | 0 | 0 | 0 | 0 | 0 | 0 | 0 | 0 | 0 | 0 | 0 | 0 | 0 | 0 | 0 | 0 | 0 | 0 | 0 | 0 | 0 | 0 | 0 | 0 | 0 | 0
F1_Industrial_Lumber and Wood Products_Existing_Process_Natural Gas_Process Boiler_E1 | F1 | Industrial | Lumber and Wood Products | Existing | Process | Natural Gas | Process Boiler | E1 | RVT - Cost of Equipment | 0 | 0 | 0 | 0 | 0 | 0 | 0 | 0 | 0 | 0 | 0 | 0 | 0 | 0 | 0 | 0 | 0 | 0 | 0 | 0 | 0 | 0 | 0 | 0 | 0 | 0 | 0 | 0 | 0 | 0 | 0 | 0 | 0
F1_Industrial_Lumber and Wood Products_Existing_Process_Natural Gas_Process Boiler_E2 | F1 | Industrial | Lumber and Wood Products | Existing | Process | Natural Gas | Process Boiler | E2 | RVT - Cost of Equipment | 0 | 0 | 0 | 0 | 0 | 0 | 0 | 0 | 0 | 0 | 0 | 0 | 0 | 0 | 0 | 0 | 0 | 0 | 0 | 0 | 0 | 0 | 0 | 0 | 0 | 0 | 0 | 0 | 0 | 0 | 0 | 0 | 0
F1_Industrial_Lumber and Wood Products_Existing_Process_Natural Gas_Process Boiler_E3 | F1 | Industrial | Lumber and Wood Products | Existing | Process | Natural Gas | Process Boiler | E3 | RVT - Cost of Equipment | 0 | 0 | 0 | 0 | 0 | 0 | 0 | 0 | 0 | 0 | 0 | 0 | 0 | 0 | 0 | 0 | 0 | 0 | 0 | 0 | 0 | 0 | 0 | 0 | 0 | 0 | 0 | 0 | 0 | 0 | 0 | 0 | 0
F1_Industrial_Lumber and Wood Products_Existing_Process_Natural Gas_Process Boiler_E4 | F1 | Industrial | Lumber and Wood Products | Existing | Process | Natural Gas | Process Boiler | E4 | RVT - Cost of Equipment | 0 | 0 | 0 | 0 | 0 | 0 | 0 | 0 | 0 | 0 | 0 | 0 | 0 | 0 | 0 | 0 | 0 | 0 | 0 | 0 | 0 | 0 | 0 | 0 | 0 | 0 | 0 | 0 | 0 | 0 | 0 | 0 | 0
F1_Industrial_Lumber and Wood Products_Existing_Process_Natural Gas_Process Boiler_E5 | F1 | Industrial | Lumber and Wood Products | Existing | Process | Natural Gas | Process Boiler | E5 | RVT - Cost of Equipment | 0 | 0 | 0 | 0 | 0 | 0 | 0 | 0 | 0 | 0 | 0 | 0 | 0 | 0 | 0 | 0 | 0 | 0 | 0 | 0 | 0 | 0 | 0 | 0 | 0 | 0 | 0 | 0 | 0 | 0 | 0 | 0 | 0
F1_Industrial_Lumber and Wood Products_Existing_Process_Natural Gas_Process Boiler_E6 | F1 | Industrial | Lumber and Wood Products | Existing | Process | Natural Gas | Process Boiler | E6 | RVT - Cost of Equipment | 0 | 0 | 0 | 0 | 0 | 0 | 0 | 0 | 0 | 0 | 0 | 0 | 0 | 0 | 0 | 0 | 0 | 0 | 0 | 0 | 0 | 0 | 0 | 0 | 0 | 0 | 0 | 0 | 0 | 0 | 0 | 0 | 0
F1_Industrial_Lumber and Wood Products_Existing_Process_Natural Gas_Process Boiler_E7 | F1 | Industrial | Lumber and Wood Products | Existing | Process | Natural Gas | Process Boiler | E7 | RVT - Cost of Equipment | 0 | 0 | 0 | 0 | 0 | 0 | 0 | 0 | 0 | 0 | 0 | 0 | 0 | 0 | 0 | 0 | 0 | 0 | 0 | 0 | 0 | 0 | 0 | 0 | 0 | 0 | 0 | 0 | 0 | 0 | 0 | 0 | 0
F1_Industrial_Lumber and Wood Products_Existing_Process_Natural Gas_Process Boiler_E8 | F1 | Industrial | Lumber and Wood Products | Existing | Process | Natural Gas | Process Boiler | E8 | RVT - Cost of Equipment | 0 | 0 | 0 | 0 | 0 | 0 | 0 | 0 | 0 | 0 | 0 | 0 | 0 | 0 | 0 | 0 | 0 | 0 | 0 | 0 | 0 | 0 | 0 | 0 | 0 | 0 | 0 | 0 | 0 | 0 | 0 | 0 | 0
F1_Industrial_Lumber and Wood Products_Existing_Process_Natural Gas_Process Boiler_E9 | F1 | Industrial | Lumber and Wood Products | Existing | Process | Natural Gas | Process Boiler | E9 | RVT - Cost of Equipment | 0 | 0 | 0 | 0 | 0 | 0 | 0 | 0 | 0 | 0 | 0 | 0 | 0 | 0 | 0 | 0 | 0 | 0 | 0 | 0 | 0 | 0 | 0 | 0 | 0 | 0 | 0 | 0 | 0 | 0 | 0 | 0 | 0
F1_Industrial_Lumber and Wood Products_Existing_Process_Natural Gas_Process Boiler_E10 | F1 | Industrial | Lumber and Wood Products | Existing | Process | Natural Gas | Process Boiler | E10 | RVT - Cost of Equipment | 0 | 0 | 0 | 0 | 0 | 0 | 0 | 0 | 0 | 0 | 0 | 0 | 0 | 0 | 0 | 0 | 0 | 0 | 0 | 0 | 0 | 0 | 0 | 0 | 0 | 0 | 0 | 0 | 0 | 0 | 0 | 0 | 0
F2_Industrial_Lumber and Wood Products_Existing_Process_Natural Gas_Process Boiler_E1 | F2 | Industrial | Lumber and Wood Products | Existing | Process | Natural Gas | Process Boiler | E1 | RVT - Cost of Operation | 0 | 0 | 0 | 0 | 0 | 0 | 0 | 0 | 0 | 0 | 0 | 0 | 0 | 0 | 0 | 0 | 0 | 0 | 0 | 0 | 0 | 0 | 0 | 0 | 0 | 0 | 0 | 0 | 0 | 0 | 0 | 0 | 0
F2_Industrial_Lumber and Wood Products_Existing_Process_Natural Gas_Process Boiler_E2 | F2 | Industrial | Lumber and Wood Products | Existing | Process | Natural Gas | Process Boiler | E2 | RVT - Cost of Operation | 0 | 0 | 0 | 0 | 0 | 0 | 0 | 0 | 0 | 0 | 0 | 0 | 0 | 0 | 0 | 0 | 0 | 0 | 0 | 0 | 0 | 0 | 0 | 0 | 0 | 0 | 0 | 0 | 0 | 0 | 0 | 0 | 0
F2_Industrial_Lumber and Wood Products_Existing_Process_Natural Gas_Process Boiler_E3 | F2 | Industrial | Lumber and Wood Products | Existing | Process | Natural Gas | Process Boiler | E3 | RVT - Cost of Operation | 0 | 0 | 0 | 0 | 0 | 0 | 0 | 0 | 0 | 0 | 0 | 0 | 0 | 0 | 0 | 0 | 0 | 0 | 0 | 0 | 0 | 0 | 0 | 0 | 0 | 0 | 0 | 0 | 0 | 0 | 0 | 0 | 0
F2_Industrial_Lumber and Wood Products_Existing_Process_Natural Gas_Process Boiler_E4 | F2 | Industrial | Lumber and Wood Products | Existing | Process | Natural Gas | Process Boiler | E4 | RVT - Cost of Operation | 0 | 0 | 0 | 0 | 0 | 0 | 0 | 0 | 0 | 0 | 0 | 0 | 0 | 0 | 0 | 0 | 0 | 0 | 0 | 0 | 0 | 0 | 0 | 0 | 0 | 0 | 0 | 0 | 0 | 0 | 0 | 0 | 0
F2_Industrial_Lumber and Wood Products_Existing_Process_Natural Gas_Process Boiler_E5 | F2 | Industrial | Lumber and Wood Products | Existing | Process | Natural Gas | Process Boiler | E5 | RVT - Cost of Operation | 0 | 0 | 0 | 0 | 0 | 0 | 0 | 0 | 0 | 0 | 0 | 0 | 0 | 0 | 0 | 0 | 0 | 0 | 0 | 0 | 0 | 0 | 0 | 0 | 0 | 0 | 0 | 0 | 0 | 0 | 0 | 0 | 0
F2_Industrial_Lumber and Wood Products_Existing_Process_Natural Gas_Process Boiler_E6 | F2 | Industrial | Lumber and Wood Products | Existing | Process | Natural Gas | Process Boiler | E6 | RVT - Cost of Operation | 0 | 0 | 0 | 0 | 0 | 0 | 0 | 0 | 0 | 0 | 0 | 0 | 0 | 0 | 0 | 0 | 0 | 0 | 0 | 0 | 0 | 0 | 0 | 0 | 0 | 0 | 0 | 0 | 0 | 0 | 0 | 0 | 0
F2_Industrial_Lumber and Wood Products_Existing_Process_Natural Gas_Process Boiler_E7 | F2 | Industrial | Lumber and Wood Products | Existing | Process | Natural Gas | Process Boiler | E7 | RVT - Cost of Operation | 0 | 0 | 0 | 0 | 0 | 0 | 0 | 0 | 0 | 0 | 0 | 0 | 0 | 0 | 0 | 0 | 0 | 0 | 0 | 0 | 0 | 0 | 0 | 0 | 0 | 0 | 0 | 0 | 0 | 0 | 0 | 0 | 0
F2_Industrial_Lumber and Wood Products_Existing_Process_Natural Gas_Process Boiler_E8 | F2 | Industrial | Lumber and Wood Products | Existing | Process | Natural Gas | Process Boiler | E8 | RVT - Cost of Operation | 0 | 0 | 0 | 0 | 0 | 0 | 0 | 0 | 0 | 0 | 0 | 0 | 0 | 0 | 0 | 0 | 0 | 0 | 0 | 0 | 0 | 0 | 0 | 0 | 0 | 0 | 0 | 0 | 0 | 0 | 0 | 0 | 0
F2_Industrial_Lumber and Wood Products_Existing_Process_Natural Gas_Process Boiler_E9 | F2 | Industrial | Lumber and Wood Products | Existing | Process | Natural Gas | Process Boiler | E9 | RVT - Cost of Operation | 0 | 0 | 0 | 0 | 0 | 0 | 0 | 0 | 0 | 0 | 0 | 0 | 0 | 0 | 0 | 0 | 0 | 0 | 0 | 0 | 0 | 0 | 0 | 0 | 0 | 0 | 0 | 0 | 0 | 0 | 0 | 0 | 0
F2_Industrial_Lumber and Wood Products_Existing_Process_Natural Gas_Process Boiler_E10 | F2 | Industrial | Lumber and Wood Products | Existing | Process | Natural Gas | Process Boiler | E10 | RVT - Cost of Operation | 0 | 0 | 0 | 0 | 0 | 0 | 0 | 0 | 0 | 0 | 0 | 0 | 0 | 0 | 0 | 0 | 0 | 0 | 0 | 0 | 0 | 0 | 0 | 0 | 0 | 0 | 0 | 0 | 0 | 0 | 0 | 0 | 0
F3_Industrial_Lumber and Wood Products_Existing_Process_Natural Gas_Process Boiler_E1 | F3 | Industrial | Lumber and Wood Products | Existing | Process | Natural Gas | Process Boiler | E1 | System - kBTUs of Consumption | 0 | 0 | 0 | 0 | 0 | 0 | 0 | 0 | 0 | 0 | 0 | 0 | 0 | 0 | 0 | 0 | 0 | 0 | 0 | 0 | 0 | 0 | 0 | 0 | 0 | 0 | 0 | 0 | 0 | 0 | 0 | 0 | 0
F3_Industrial_Lumber and Wood Products_Existing_Process_Natural Gas_Process Boiler_E2 | F3 | Industrial | Lumber and Wood Products | Existing | Process | Natural Gas | Process Boiler | E2 | System - kBTUs of Consumption | 0 | 0 | 0 | 0 | 0 | 0 | 0 | 0 | 0 | 0 | 0 | 0 | 0 | 0 | 0 | 0 | 0 | 0 | 0 | 0 | 0 | 0 | 0 | 0 | 0 | 0 | 0 | 0 | 0 | 0 | 0 | 0 | 0
F3_Industrial_Lumber and Wood Products_Existing_Process_Natural Gas_Process Boiler_E3 | F3 | Industrial | Lumber and Wood Products | Existing | Process | Natural Gas | Process Boiler | E3 | System - kBTUs of Consumption | 0 | 0 | 0 | 0 | 0 | 0 | 0 | 0 | 0 | 0 | 0 | 0 | 0 | 0 | 0 | 0 | 0 | 0 | 0 | 0 | 0 | 0 | 0 | 0 | 0 | 0 | 0 | 0 | 0 | 0 | 0 | 0 | 0
F3_Industrial_Lumber and Wood Products_Existing_Process_Natural Gas_Process Boiler_E4 | F3 | Industrial | Lumber and Wood Products | Existing | Process | Natural Gas | Process Boiler | E4 | System - kBTUs of Consumption | 0 | 0 | 0 | 0 | 0 | 0 | 0 | 0 | 0 | 0 | 0 | 0 | 0 | 0 | 0 | 0 | 0 | 0 | 0 | 0 | 0 | 0 | 0 | 0 | 0 | 0 | 0 | 0 | 0 | 0 | 0 | 0 | 0
F3_Industrial_Lumber and Wood Products_Existing_Process_Natural Gas_Process Boiler_E5 | F3 | Industrial | Lumber and Wood Products | Existing | Process | Natural Gas | Process Boiler | E5 | System - kBTUs of Consumption | 0 | 0 | 0 | 0 | 0 | 0 | 0 | 0 | 0 | 0 | 0 | 0 | 0 | 0 | 0 | 0 | 0 | 0 | 0 | 0 | 0 | 0 | 0 | 0 | 0 | 0 | 0 | 0 | 0 | 0 | 0 | 0 | 0
F3_Industrial_Lumber and Wood Products_Existing_Process_Natural Gas_Process Boiler_E6 | F3 | Industrial | Lumber and Wood Products | Existing | Process | Natural Gas | Process Boiler | E6 | System - kBTUs of Consumption | 0 | 0 | 0 | 0 | 0 | 0 | 0 | 0 | 0 | 0 | 0 | 0 | 0 | 0 | 0 | 0 | 0 | 0 | 0 | 0 | 0 | 0 | 0 | 0 | 0 | 0 | 0 | 0 | 0 | 0 | 0 | 0 | 0
F3_Industrial_Lumber and Wood Products_Existing_Process_Natural Gas_Process Boiler_E7 | F3 | Industrial | Lumber and Wood Products | Existing | Process | Natural Gas | Process Boiler | E7 | System - kBTUs of Consumption | 0 | 0 | 0 | 0 | 0 | 0 | 0 | 0 | 0 | 0 | 0 | 0 | 0 | 0 | 0 | 0 | 0 | 0 | 0 | 0 | 0 | 0 | 0 | 0 | 0 | 0 | 0 | 0 | 0 | 0 | 0 | 0 | 0
F3_Industrial_Lumber and Wood Products_Existing_Process_Natural Gas_Process Boiler_E8 | F3 | Industrial | Lumber and Wood Products | Existing | Process | Natural Gas | Process Boiler | E8 | System - kBTUs of Consumption | 0 | 0 | 0 | 0 | 0 | 0 | 0 | 0 | 0 | 0 | 0 | 0 | 0 | 0 | 0 | 0 | 0 | 0 | 0 | 0 | 0 | 0 | 0 | 0 | 0 | 0 | 0 | 0 | 0 | 0 | 0 | 0 | 0
F3_Industrial_Lumber and Wood Products_Existing_Process_Natural Gas_Process Boiler_E9 | F3 | Industrial | Lumber and Wood Products | Existing | Process | Natural Gas | Process Boiler | E9 | System - kBTUs of Consumption | 0 | 0 | 0 | 0 | 0 | 0 | 0 | 0 | 0 | 0 | 0 | 0 | 0 | 0 | 0 | 0 | 0 | 0 | 0 | 0 | 0 | 0 | 0 | 0 | 0 | 0 | 0 | 0 | 0 | 0 | 0 | 0 | 0
F3_Industrial_Lumber and Wood Products_Existing_Process_Natural Gas_Process Boiler_E10 | F3 | Industrial | Lumber and Wood Products | Existing | Process | Natural Gas | Process Boiler | E10 | System - kBTUs of Consumption | 0 | 0 | 0 | 0 | 0 | 0 | 0 | 0 | 0 | 0 | 0 | 0 | 0 | 0 | 0 | 0 | 0 | 0 | 0 | 0 | 0 | 0 | 0 | 0 | 0 | 0 | 0 | 0 | 0 | 0 | 0 | 0 | 0
F4_Industrial_Lumber and Wood Products_Existing_Process_Natural Gas_Process Boiler_E1 | F4 | Industrial | Lumber and Wood Products | Existing | Process | Natural Gas | Process Boiler | E1 | Utility - Cost of Equipment | 0 | 0 | 0 | 0 | 0 | 0 | 0 | 0 | 0 | 0 | 0 | 0 | 0 | 0 | 0 | 0 | 0 | 0 | 0 | 0 | 0 | 0 | 0 | 0 | 0 | 0 | 0 | 0 | 0 | 0 | 0 | 0 | 0
F4_Industrial_Lumber and Wood Products_Existing_Process_Natural Gas_Process Boiler_E2 | F4 | Industrial | Lumber and Wood Products | Existing | Process | Natural Gas | Process Boiler | E2 | Utility - Cost of Equipment | 0 | 0 | 0 | 0 | 0 | 0 | 0 | 0 | 0 | 0 | 0 | 0 | 0 | 0 | 0 | 0 | 0 | 0 | 0 | 0 | 0 | 0 | 0 | 0 | 0 | 0 | 0 | 0 | 0 | 0 | 0 | 0 | 0
F4_Industrial_Lumber and Wood Products_Existing_Process_Natural Gas_Process Boiler_E3 | F4 | Industrial | Lumber and Wood Products | Existing | Process | Natural Gas | Process Boiler | E3 | Utility - Cost of Equipment | 0 | 0 | 0 | 0 | 0 | 0 | 0 | 0 | 0 | 0 | 0 | 0 | 0 | 0 | 0 | 0 | 0 | 0 | 0 | 0 | 0 | 0 | 0 | 0 | 0 | 0 | 0 | 0 | 0 | 0 | 0 | 0 | 0
F4_Industrial_Lumber and Wood Products_Existing_Process_Natural Gas_Process Boiler_E4 | F4 | Industrial | Lumber and Wood Products | Existing | Process | Natural Gas | Process Boiler | E4 | Utility - Cost of Equipment | 0 | 0 | 0 | 0 | 0 | 0 | 0 | 0 | 0 | 0 | 0 | 0 | 0 | 0 | 0 | 0 | 0 | 0 | 0 | 0 | 0 | 0 | 0 | 0 | 0 | 0 | 0 | 0 | 0 | 0 | 0 | 0 | 0
F4_Industrial_Lumber and Wood Products_Existing_Process_Natural Gas_Process Boiler_E5 | F4 | Industrial | Lumber and Wood Products | Existing | Process | Natural Gas | Process Boiler | E5 | Utility - Cost of Equipment | 0 | 0 | 0 | 0 | 0 | 0 | 0 | 0 | 0 | 0 | 0 | 0 | 0 | 0 | 0 | 0 | 0 | 0 | 0 | 0 | 0 | 0 | 0 | 0 | 0 | 0 | 0 | 0 | 0 | 0 | 0 | 0 | 0
F4_Industrial_Lumber and Wood Products_Existing_Process_Natural Gas_Process Boiler_E6 | F4 | Industrial | Lumber and Wood Products | Existing | Process | Natural Gas | Process Boiler | E6 | Utility - Cost of Equipment | 0 | 0 | 0 | 0 | 0 | 0 | 0 | 0 | 0 | 0 | 0 | 0 | 0 | 0 | 0 | 0 | 0 | 0 | 0 | 0 | 0 | 0 | 0 | 0 | 0 | 0 | 0 | 0 | 0 | 0 | 0 | 0 | 0
F4_Industrial_Lumber and Wood Products_Existing_Process_Natural Gas_Process Boiler_E7 | F4 | Industrial | Lumber and Wood Products | Existing | Process | Natural Gas | Process Boiler | E7 | Utility - Cost of Equipment | 0 | 0 | 0 | 0 | 0 | 0 | 0 | 0 | 0 | 0 | 0 | 0 | 0 | 0 | 0 | 0 | 0 | 0 | 0 | 0 | 0 | 0 | 0 | 0 | 0 | 0 | 0 | 0 | 0 | 0 | 0 | 0 | 0
F4_Industrial_Lumber and Wood Products_Existing_Process_Natural Gas_Process Boiler_E8 | F4 | Industrial | Lumber and Wood Products | Existing | Process | Natural Gas | Process Boiler | E8 | Utility - Cost of Equipment | 0 | 0 | 0 | 0 | 0 | 0 | 0 | 0 | 0 | 0 | 0 | 0 | 0 | 0 | 0 | 0 | 0 | 0 | 0 | 0 | 0 | 0 | 0 | 0 | 0 | 0 | 0 | 0 | 0 | 0 | 0 | 0 | 0
F4_Industrial_Lumber and Wood Products_Existing_Process_Natural Gas_Process Boiler_E9 | F4 | Industrial | Lumber and Wood Products | Existing | Process | Natural Gas | Process Boiler | E9 | Utility - Cost of Equipment | 0 | 0 | 0 | 0 | 0 | 0 | 0 | 0 | 0 | 0 | 0 | 0 | 0 | 0 | 0 | 0 | 0 | 0 | 0 | 0 | 0 | 0 | 0 | 0 | 0 | 0 | 0 | 0 | 0 | 0 | 0 | 0 | 0
F4_Industrial_Lumber and Wood Products_Existing_Process_Natural Gas_Process Boiler_E10 | F4 | Industrial | Lumber and Wood Products | Existing | Process | Natural Gas | Process Boiler | E10 | Utility - Cost of Equipment | 0 | 0 | 0 | 0 | 0 | 0 | 0 | 0 | 0 | 0 | 0 | 0 | 0 | 0 | 0 | 0 | 0 | 0 | 0 | 0 | 0 | 0 | 0 | 0 | 0 | 0 | 0 | 0 | 0 | 0 | 0 | 0 | 0
F5_Industrial_Lumber and Wood Products_Existing_Process_Natural Gas_Process Boiler_E1 | F5 | Industrial | Lumber and Wood Products | Existing | Process | Natural Gas | Process Boiler | E1 | Utility - Cost of Operation | 0 | 0 | 0 | 0 | 0 | 0 | 0 | 0 | 0 | 0 | 0 | 0 | 0 | 0 | 0 | 0 | 0 | 0 | 0 | 0 | 0 | 0 | 0 | 0 | 0 | 0 | 0 | 0 | 0 | 0 | 0 | 0 | 0
F5_Industrial_Lumber and Wood Products_Existing_Process_Natural Gas_Process Boiler_E2 | F5 | Industrial | Lumber and Wood Products | Existing | Process | Natural Gas | Process Boiler | E2 | Utility - Cost of Operation | 0 | 0 | 0 | 0 | 0 | 0 | 0 | 0 | 0 | 0 | 0 | 0 | 0 | 0 | 0 | 0 | 0 | 0 | 0 | 0 | 0 | 0 | 0 | 0 | 0 | 0 | 0 | 0 | 0 | 0 | 0 | 0 | 0
F5_Industrial_Lumber and Wood Products_Existing_Process_Natural Gas_Process Boiler_E3 | F5 | Industrial | Lumber and Wood Products | Existing | Process | Natural Gas | Process Boiler | E3 | Utility - Cost of Operation | 0 | 0 | 0 | 0 | 0 | 0 | 0 | 0 | 0 | 0 | 0 | 0 | 0 | 0 | 0 | 0 | 0 | 0 | 0 | 0 | 0 | 0 | 0 | 0 | 0 | 0 | 0 | 0 | 0 | 0 | 0 | 0 | 0
F5_Industrial_Lumber and Wood Products_Existing_Process_Natural Gas_Process Boiler_E4 | F5 | Industrial | Lumber and Wood Products | Existing | Process | Natural Gas | Process Boiler | E4 | Utility - Cost of Operation | 0 | 0 | 0 | 0 | 0 | 0 | 0 | 0 | 0 | 0 | 0 | 0 | 0 | 0 | 0 | 0 | 0 | 0 | 0 | 0 | 0 | 0 | 0 | 0 | 0 | 0 | 0 | 0 | 0 | 0 | 0 | 0 | 0
F5_Industrial_Lumber and Wood Products_Existing_Process_Natural Gas_Process Boiler_E5 | F5 | Industrial | Lumber and Wood Products | Existing | Process | Natural Gas | Process Boiler | E5 | Utility - Cost of Operation | 0 | 0 | 0 | 0 | 0 | 0 | 0 | 0 | 0 | 0 | 0 | 0 | 0 | 0 | 0 | 0 | 0 | 0 | 0 | 0 | 0 | 0 | 0 | 0 | 0 | 0 | 0 | 0 | 0 | 0 | 0 | 0 | 0
F5_Industrial_Lumber and Wood Products_Existing_Process_Natural Gas_Process Boiler_E6 | F5 | Industrial | Lumber and Wood Products | Existing | Process | Natural Gas | Process Boiler | E6 | Utility - Cost of Operation | 0 | 0 | 0 | 0 | 0 | 0 | 0 | 0 | 0 | 0 | 0 | 0 | 0 | 0 | 0 | 0 | 0 | 0 | 0 | 0 | 0 | 0 | 0 | 0 | 0 | 0 | 0 | 0 | 0 | 0 | 0 | 0 | 0
F5_Industrial_Lumber and Wood Products_Existing_Process_Natural Gas_Process Boiler_E7 | F5 | Industrial | Lumber and Wood Products | Existing | Process | Natural Gas | Process Boiler | E7 | Utility - Cost of Operation | 0 | 0 | 0 | 0 | 0 | 0 | 0 | 0 | 0 | 0 | 0 | 0 | 0 | 0 | 0 | 0 | 0 | 0 | 0 | 0 | 0 | 0 | 0 | 0 | 0 | 0 | 0 | 0 | 0 | 0 | 0 | 0 | 0
F5_Industrial_Lumber and Wood Products_Existing_Process_Natural Gas_Process Boiler_E8 | F5 | Industrial | Lumber and Wood Products | Existing | Process | Natural Gas | Process Boiler | E8 | Utility - Cost of Operation | 0 | 0 | 0 | 0 | 0 | 0 | 0 | 0 | 0 | 0 | 0 | 0 | 0 | 0 | 0 | 0 | 0 | 0 | 0 | 0 | 0 | 0 | 0 | 0 | 0 | 0 | 0 | 0 | 0 | 0 | 0 | 0 | 0
F5_Industrial_Lumber and Wood Products_Existing_Process_Natural Gas_Process Boiler_E9 | F5 | Industrial | Lumber and Wood Products | Existing | Process | Natural Gas | Process Boiler | E9 | Utility - Cost of Operation | 0 | 0 | 0 | 0 | 0 | 0 | 0 | 0 | 0 | 0 | 0 | 0 | 0 | 0 | 0 | 0 | 0 | 0 | 0 | 0 | 0 | 0 | 0 | 0 | 0 | 0 | 0 | 0 | 0 | 0 | 0 | 0 | 0
F5_Industrial_Lumber and Wood Products_Existing_Process_Natural Gas_Process Boiler_E10 | F5 | Industrial | Lumber and Wood Products | Existing | Process | Natural Gas | Process Boiler | E10 | Utility - Cost of Operation | 0 | 0 | 0 | 0 | 0 | 0 | 0 | 0 | 0 | 0 | 0 | 0 | 0 | 0 | 0 | 0 | 0 | 0 | 0 | 0 | 0 | 0 | 0 | 0 | 0 | 0 | 0 | 0 | 0 | 0 | 0 | 0 | 0
F6_Industrial_Lumber and Wood Products_Existing_Process_Natural Gas_Process Boiler_E1 | F6 | Industrial | Lumber and Wood Products | Existing | Process | Natural Gas | Process Boiler | E1 | Utility - Value of Sales | 0 | 0 | 0 | 0 | 0 | 0 | 0 | 0 | 0 | 0 | 0 | 0 | 0 | 0 | 0 | 0 | 0 | 0 | 0 | 0 | 0 | 0 | 0 | 0 | 0 | 0 | 0 | 0 | 0 | 0 | 0 | 0 | 0
F6_Industrial_Lumber and Wood Products_Existing_Process_Natural Gas_Process Boiler_E2 | F6 | Industrial | Lumber and Wood Products | Existing | Process | Natural Gas | Process Boiler | E2 | Utility - Value of Sales | 0 | 0 | 0 | 0 | 0 | 0 | 0 | 0 | 0 | 0 | 0 | 0 | 0 | 0 | 0 | 0 | 0 | 0 | 0 | 0 | 0 | 0 | 0 | 0 | 0 | 0 | 0 | 0 | 0 | 0 | 0 | 0 | 0
F6_Industrial_Lumber and Wood Products_Existing_Process_Natural Gas_Process Boiler_E3 | F6 | Industrial | Lumber and Wood Products | Existing | Process | Natural Gas | Process Boiler | E3 | Utility - Value of Sales | 0 | 0 | 0 | 0 | 0 | 0 | 0 | 0 | 0 | 0 | 0 | 0 | 0 | 0 | 0 | 0 | 0 | 0 | 0 | 0 | 0 | 0 | 0 | 0 | 0 | 0 | 0 | 0 | 0 | 0 | 0 | 0 | 0
F6_Industrial_Lumber and Wood Products_Existing_Process_Natural Gas_Process Boiler_E4 | F6 | Industrial | Lumber and Wood Products | Existing | Process | Natural Gas | Process Boiler | E4 | Utility - Value of Sales | 0 | 0 | 0 | 0 | 0 | 0 | 0 | 0 | 0 | 0 | 0 | 0 | 0 | 0 | 0 | 0 | 0 | 0 | 0 | 0 | 0 | 0 | 0 | 0 | 0 | 0 | 0 | 0 | 0 | 0 | 0 | 0 | 0
F6_Industrial_Lumber and Wood Products_Existing_Process_Natural Gas_Process Boiler_E5 | F6 | Industrial | Lumber and Wood Products | Existing | Process | Natural Gas | Process Boiler | E5 | Utility - Value of Sales | 0 | 0 | 0 | 0 | 0 | 0 | 0 | 0 | 0 | 0 | 0 | 0 | 0 | 0 | 0 | 0 | 0 | 0 | 0 | 0 | 0 | 0 | 0 | 0 | 0 | 0 | 0 | 0 | 0 | 0 | 0 | 0 | 0
F6_Industrial_Lumber and Wood Products_Existing_Process_Natural Gas_Process Boiler_E6 | F6 | Industrial | Lumber and Wood Products | Existing | Process | Natural Gas | Process Boiler | E6 | Utility - Value of Sales | 0 | 0 | 0 | 0 | 0 | 0 | 0 | 0 | 0 | 0 | 0 | 0 | 0 | 0 | 0 | 0 | 0 | 0 | 0 | 0 | 0 | 0 | 0 | 0 | 0 | 0 | 0 | 0 | 0 | 0 | 0 | 0 | 0
F6_Industrial_Lumber and Wood Products_Existing_Process_Natural Gas_Process Boiler_E7 | F6 | Industrial | Lumber and Wood Products | Existing | Process | Natural Gas | Process Boiler | E7 | Utility - Value of Sales | 0 | 0 | 0 | 0 | 0 | 0 | 0 | 0 | 0 | 0 | 0 | 0 | 0 | 0 | 0 | 0 | 0 | 0 | 0 | 0 | 0 | 0 | 0 | 0 | 0 | 0 | 0 | 0 | 0 | 0 | 0 | 0 | 0
F6_Industrial_Lumber and Wood Products_Existing_Process_Natural Gas_Process Boiler_E8 | F6 | Industrial | Lumber and Wood Products | Existing | Process | Natural Gas | Process Boiler | E8 | Utility - Value of Sales | 0 | 0 | 0 | 0 | 0 | 0 | 0 | 0 | 0 | 0 | 0 | 0 | 0 | 0 | 0 | 0 | 0 | 0 | 0 | 0 | 0 | 0 | 0 | 0 | 0 | 0 | 0 | 0 | 0 | 0 | 0 | 0 | 0
F6_Industrial_Lumber and Wood Products_Existing_Process_Natural Gas_Process Boiler_E9 | F6 | Industrial | Lumber and Wood Products | Existing | Process | Natural Gas | Process Boiler | E9 | Utility - Value of Sales | 0 | 0 | 0 | 0 | 0 | 0 | 0 | 0 | 0 | 0 | 0 | 0 | 0 | 0 | 0 | 0 | 0 | 0 | 0 | 0 | 0 | 0 | 0 | 0 | 0 | 0 | 0 | 0 | 0 | 0 | 0 | 0 | 0
F6_Industrial_Lumber and Wood Products_Existing_Process_Natural Gas_Process Boiler_E10 | F6 | Industrial | Lumber and Wood Products | Existing | Process | Natural Gas | Process Boiler | E10 | Utility - Value of Sales | 0 | 0 | 0 | 0 | 0 | 0 | 0 | 0 | 0 | 0 | 0 | 0 | 0 | 0 | 0 | 0 | 0 | 0 | 0 | 0 | 0 | 0 | 0 | 0 | 0 | 0 | 0 | 0 | 0 | 0 | 0 | 0 | 0
F1_Industrial_Lumber and Wood Products_Existing_Process_Natural Gas_Process Cooling_E1 | F1 | Industrial | Lumber and Wood Products | Existing | Process | Natural Gas | Process Cooling | E1 | RVT - Cost of Equipment | 0 | 0 | 0 | 0 | 0 | 0 | 0 | 0 | 0 | 0 | 0 | 0 | 0 | 0 | 0 | 0 | 0 | 0 | 0 | 0 | 0 | 0 | 0 | 0 | 0 | 0 | 0 | 0 | 0 | 0 | 0 | 0 | 0
F1_Industrial_Lumber and Wood Products_Existing_Process_Natural Gas_Process Cooling_E2 | F1 | Industrial | Lumber and Wood Products | Existing | Process | Natural Gas | Process Cooling | E2 | RVT - Cost of Equipment | 0 | 0 | 0 | 0 | 0 | 0 | 0 | 0 | 0 | 0 | 0 | 0 | 0 | 0 | 0 | 0 | 0 | 0 | 0 | 0 | 0 | 0 | 0 | 0 | 0 | 0 | 0 | 0 | 0 | 0 | 0 | 0 | 0
F1_Industrial_Lumber and Wood Products_Existing_Process_Natural Gas_Process Cooling_E3 | F1 | Industrial | Lumber and Wood Products | Existing | Process | Natural Gas | Process Cooling | E3 | RVT - Cost of Equipment | 0 | 0 | 0 | 0 | 0 | 0 | 0 | 0 | 0 | 0 | 0 | 0 | 0 | 0 | 0 | 0 | 0 | 0 | 0 | 0 | 0 | 0 | 0 | 0 | 0 | 0 | 0 | 0 | 0 | 0 | 0 | 0 | 0
F1_Industrial_Lumber and Wood Products_Existing_Process_Natural Gas_Process Cooling_E4 | F1 | Industrial | Lumber and Wood Products | Existing | Process | Natural Gas | Process Cooling | E4 | RVT - Cost of Equipment | 0 | 0 | 0 | 0 | 0 | 0 | 0 | 0 | 0 | 0 | 0 | 0 | 0 | 0 | 0 | 0 | 0 | 0 | 0 | 0 | 0 | 0 | 0 | 0 | 0 | 0 | 0 | 0 | 0 | 0 | 0 | 0 | 0
F1_Industrial_Lumber and Wood Products_Existing_Process_Natural Gas_Process Cooling_E5 | F1 | Industrial | Lumber and Wood Products | Existing | Process | Natural Gas | Process Cooling | E5 | RVT - Cost of Equipment | 0 | 0 | 0 | 0 | 0 | 0 | 0 | 0 | 0 | 0 | 0 | 0 | 0 | 0 | 0 | 0 | 0 | 0 | 0 | 0 | 0 | 0 | 0 | 0 | 0 | 0 | 0 | 0 | 0 | 0 | 0 | 0 | 0
F1_Industrial_Lumber and Wood Products_Existing_Process_Natural Gas_Process Cooling_E6 | F1 | Industrial | Lumber and Wood Products | Existing | Process | Natural Gas | Process Cooling | E6 | RVT - Cost of Equipment | 0 | 0 | 0 | 0 | 0 | 0 | 0 | 0 | 0 | 0 | 0 | 0 | 0 | 0 | 0 | 0 | 0 | 0 | 0 | 0 | 0 | 0 | 0 | 0 | 0 | 0 | 0 | 0 | 0 | 0 | 0 | 0 | 0
F1_Industrial_Lumber and Wood Products_Existing_Process_Natural Gas_Process Cooling_E7 | F1 | Industrial | Lumber and Wood Products | Existing | Process | Natural Gas | Process Cooling | E7 | RVT - Cost of Equipment | 0 | 0 | 0 | 0 | 0 | 0 | 0 | 0 | 0 | 0 | 0 | 0 | 0 | 0 | 0 | 0 | 0 | 0 | 0 | 0 | 0 | 0 | 0 | 0 | 0 | 0 | 0 | 0 | 0 | 0 | 0 | 0 | 0
F1_Industrial_Lumber and Wood Products_Existing_Process_Natural Gas_Process Cooling_E8 | F1 | Industrial | Lumber and Wood Products | Existing | Process | Natural Gas | Process Cooling | E8 | RVT - Cost of Equipment | 0 | 0 | 0 | 0 | 0 | 0 | 0 | 0 | 0 | 0 | 0 | 0 | 0 | 0 | 0 | 0 | 0 | 0 | 0 | 0 | 0 | 0 | 0 | 0 | 0 | 0 | 0 | 0 | 0 | 0 | 0 | 0 | 0
F1_Industrial_Lumber and Wood Products_Existing_Process_Natural Gas_Process Cooling_E9 | F1 | Industrial | Lumber and Wood Products | Existing | Process | Natural Gas | Process Cooling | E9 | RVT - Cost of Equipment | 0 | 0 | 0 | 0 | 0 | 0 | 0 | 0 | 0 | 0 | 0 | 0 | 0 | 0 | 0 | 0 | 0 | 0 | 0 | 0 | 0 | 0 | 0 | 0 | 0 | 0 | 0 | 0 | 0 | 0 | 0 | 0 | 0
F1_Industrial_Lumber and Wood Products_Existing_Process_Natural Gas_Process Cooling_E10 | F1 | Industrial | Lumber and Wood Products | Existing | Process | Natural Gas | Process Cooling | E10 | RVT - Cost of Equipment | 0 | 0 | 0 | 0 | 0 | 0 | 0 | 0 | 0 | 0 | 0 | 0 | 0 | 0 | 0 | 0 | 0 | 0 | 0 | 0 | 0 | 0 | 0 | 0 | 0 | 0 | 0 | 0 | 0 | 0 | 0 | 0 | 0
F2_Industrial_Lumber and Wood Products_Existing_Process_Natural Gas_Process Cooling_E1 | F2 | Industrial | Lumber and Wood Products | Existing | Process | Natural Gas | Process Cooling | E1 | RVT - Cost of Operation | 0 | 0 | 0 | 0 | 0 | 0 | 0 | 0 | 0 | 0 | 0 | 0 | 0 | 0 | 0 | 0 | 0 | 0 | 0 | 0 | 0 | 0 | 0 | 0 | 0 | 0 | 0 | 0 | 0 | 0 | 0 | 0 | 0
F2_Industrial_Lumber and Wood Products_Existing_Process_Natural Gas_Process Cooling_E2 | F2 | Industrial | Lumber and Wood Products | Existing | Process | Natural Gas | Process Cooling | E2 | RVT - Cost of Operation | 0 | 0 | 0 | 0 | 0 | 0 | 0 | 0 | 0 | 0 | 0 | 0 | 0 | 0 | 0 | 0 | 0 | 0 | 0 | 0 | 0 | 0 | 0 | 0 | 0 | 0 | 0 | 0 | 0 | 0 | 0 | 0 | 0
F2_Industrial_Lumber and Wood Products_Existing_Process_Natural Gas_Process Cooling_E3 | F2 | Industrial | Lumber and Wood Products | Existing | Process | Natural Gas | Process Cooling | E3 | RVT - Cost of Operation | 0 | 0 | 0 | 0 | 0 | 0 | 0 | 0 | 0 | 0 | 0 | 0 | 0 | 0 | 0 | 0 | 0 | 0 | 0 | 0 | 0 | 0 | 0 | 0 | 0 | 0 | 0 | 0 | 0 | 0 | 0 | 0 | 0
F2_Industrial_Lumber and Wood Products_Existing_Process_Natural Gas_Process Cooling_E4 | F2 | Industrial | Lumber and Wood Products | Existing | Process | Natural Gas | Process Cooling | E4 | RVT - Cost of Operation | 0 | 0 | 0 | 0 | 0 | 0 | 0 | 0 | 0 | 0 | 0 | 0 | 0 | 0 | 0 | 0 | 0 | 0 | 0 | 0 | 0 | 0 | 0 | 0 | 0 | 0 | 0 | 0 | 0 | 0 | 0 | 0 | 0
F2_Industrial_Lumber and Wood Products_Existing_Process_Natural Gas_Process Cooling_E5 | F2 | Industrial | Lumber and Wood Products | Existing | Process | Natural Gas | Process Cooling | E5 | RVT - Cost of Operation | 0 | 0 | 0 | 0 | 0 | 0 | 0 | 0 | 0 | 0 | 0 | 0 | 0 | 0 | 0 | 0 | 0 | 0 | 0 | 0 | 0 | 0 | 0 | 0 | 0 | 0 | 0 | 0 | 0 | 0 | 0 | 0 | 0
F2_Industrial_Lumber and Wood Products_Existing_Process_Natural Gas_Process Cooling_E6 | F2 | Industrial | Lumber and Wood Products | Existing | Process | Natural Gas | Process Cooling | E6 | RVT - Cost of Operation | 0 | 0 | 0 | 0 | 0 | 0 | 0 | 0 | 0 | 0 | 0 | 0 | 0 | 0 | 0 | 0 | 0 | 0 | 0 | 0 | 0 | 0 | 0 | 0 | 0 | 0 | 0 | 0 | 0 | 0 | 0 | 0 | 0
F2_Industrial_Lumber and Wood Products_Existing_Process_Natural Gas_Process Cooling_E7 | F2 | Industrial | Lumber and Wood Products | Existing | Process | Natural Gas | Process Cooling | E7 | RVT - Cost of Operation | 0 | 0 | 0 | 0 | 0 | 0 | 0 | 0 | 0 | 0 | 0 | 0 | 0 | 0 | 0 | 0 | 0 | 0 | 0 | 0 | 0 | 0 | 0 | 0 | 0 | 0 | 0 | 0 | 0 | 0 | 0 | 0 | 0
F2_Industrial_Lumber and Wood Products_Existing_Process_Natural Gas_Process Cooling_E8 | F2 | Industrial | Lumber and Wood Products | Existing | Process | Natural Gas | Process Cooling | E8 | RVT - Cost of Operation | 0 | 0 | 0 | 0 | 0 | 0 | 0 | 0 | 0 | 0 | 0 | 0 | 0 | 0 | 0 | 0 | 0 | 0 | 0 | 0 | 0 | 0 | 0 | 0 | 0 | 0 | 0 | 0 | 0 | 0 | 0 | 0 | 0
F2_Industrial_Lumber and Wood Products_Existing_Process_Natural Gas_Process Cooling_E9 | F2 | Industrial | Lumber and Wood Products | Existing | Process | Natural Gas | Process Cooling | E9 | RVT - Cost of Operation | 0 | 0 | 0 | 0 | 0 | 0 | 0 | 0 | 0 | 0 | 0 | 0 | 0 | 0 | 0 | 0 | 0 | 0 | 0 | 0 | 0 | 0 | 0 | 0 | 0 | 0 | 0 | 0 | 0 | 0 | 0 | 0 | 0
F2_Industrial_Lumber and Wood Products_Existing_Process_Natural Gas_Process Cooling_E10 | F2 | Industrial | Lumber and Wood Products | Existing | Process | Natural Gas | Process Cooling | E10 | RVT - Cost of Operation | 0 | 0 | 0 | 0 | 0 | 0 | 0 | 0 | 0 | 0 | 0 | 0 | 0 | 0 | 0 | 0 | 0 | 0 | 0 | 0 | 0 | 0 | 0 | 0 | 0 | 0 | 0 | 0 | 0 | 0 | 0 | 0 | 0
F3_Industrial_Lumber and Wood Products_Existing_Process_Natural Gas_Process Cooling_E1 | F3 | Industrial | Lumber and Wood Products | Existing | Process | Natural Gas | Process Cooling | E1 | System - kBTUs of Consumption | 0 | 0 | 0 | 0 | 0 | 0 | 0 | 0 | 0 | 0 | 0 | 0 | 0 | 0 | 0 | 0 | 0 | 0 | 0 | 0 | 0 | 0 | 0 | 0 | 0 | 0 | 0 | 0 | 0 | 0 | 0 | 0 | 0
F3_Industrial_Lumber and Wood Products_Existing_Process_Natural Gas_Process Cooling_E2 | F3 | Industrial | Lumber and Wood Products | Existing | Process | Natural Gas | Process Cooling | E2 | System - kBTUs of Consumption | 0 | 0 | 0 | 0 | 0 | 0 | 0 | 0 | 0 | 0 | 0 | 0 | 0 | 0 | 0 | 0 | 0 | 0 | 0 | 0 | 0 | 0 | 0 | 0 | 0 | 0 | 0 | 0 | 0 | 0 | 0 | 0 | 0
F3_Industrial_Lumber and Wood Products_Existing_Process_Natural Gas_Process Cooling_E3 | F3 | Industrial | Lumber and Wood Products | Existing | Process | Natural Gas | Process Cooling | E3 | System - kBTUs of Consumption | 0 | 0 | 0 | 0 | 0 | 0 | 0 | 0 | 0 | 0 | 0 | 0 | 0 | 0 | 0 | 0 | 0 | 0 | 0 | 0 | 0 | 0 | 0 | 0 | 0 | 0 | 0 | 0 | 0 | 0 | 0 | 0 | 0
F3_Industrial_Lumber and Wood Products_Existing_Process_Natural Gas_Process Cooling_E4 | F3 | Industrial | Lumber and Wood Products | Existing | Process | Natural Gas | Process Cooling | E4 | System - kBTUs of Consumption | 0 | 0 | 0 | 0 | 0 | 0 | 0 | 0 | 0 | 0 | 0 | 0 | 0 | 0 | 0 | 0 | 0 | 0 | 0 | 0 | 0 | 0 | 0 | 0 | 0 | 0 | 0 | 0 | 0 | 0 | 0 | 0 | 0
F3_Industrial_Lumber and Wood Products_Existing_Process_Natural Gas_Process Cooling_E5 | F3 | Industrial | Lumber and Wood Products | Existing | Process | Natural Gas | Process Cooling | E5 | System - kBTUs of Consumption | 0 | 0 | 0 | 0 | 0 | 0 | 0 | 0 | 0 | 0 | 0 | 0 | 0 | 0 | 0 | 0 | 0 | 0 | 0 | 0 | 0 | 0 | 0 | 0 | 0 | 0 | 0 | 0 | 0 | 0 | 0 | 0 | 0
F3_Industrial_Lumber and Wood Products_Existing_Process_Natural Gas_Process Cooling_E6 | F3 | Industrial | Lumber and Wood Products | Existing | Process | Natural Gas | Process Cooling | E6 | System - kBTUs of Consumption | 0 | 0 | 0 | 0 | 0 | 0 | 0 | 0 | 0 | 0 | 0 | 0 | 0 | 0 | 0 | 0 | 0 | 0 | 0 | 0 | 0 | 0 | 0 | 0 | 0 | 0 | 0 | 0 | 0 | 0 | 0 | 0 | 0
F3_Industrial_Lumber and Wood Products_Existing_Process_Natural Gas_Process Cooling_E7 | F3 | Industrial | Lumber and Wood Products | Existing | Process | Natural Gas | Process Cooling | E7 | System - kBTUs of Consumption | 0 | 0 | 0 | 0 | 0 | 0 | 0 | 0 | 0 | 0 | 0 | 0 | 0 | 0 | 0 | 0 | 0 | 0 | 0 | 0 | 0 | 0 | 0 | 0 | 0 | 0 | 0 | 0 | 0 | 0 | 0 | 0 | 0
F3_Industrial_Lumber and Wood Products_Existing_Process_Natural Gas_Process Cooling_E8 | F3 | Industrial | Lumber and Wood Products | Existing | Process | Natural Gas | Process Cooling | E8 | System - kBTUs of Consumption | 0 | 0 | 0 | 0 | 0 | 0 | 0 | 0 | 0 | 0 | 0 | 0 | 0 | 0 | 0 | 0 | 0 | 0 | 0 | 0 | 0 | 0 | 0 | 0 | 0 | 0 | 0 | 0 | 0 | 0 | 0 | 0 | 0
F3_Industrial_Lumber and Wood Products_Existing_Process_Natural Gas_Process Cooling_E9 | F3 | Industrial | Lumber and Wood Products | Existing | Process | Natural Gas | Process Cooling | E9 | System - kBTUs of Consumption | 0 | 0 | 0 | 0 | 0 | 0 | 0 | 0 | 0 | 0 | 0 | 0 | 0 | 0 | 0 | 0 | 0 | 0 | 0 | 0 | 0 | 0 | 0 | 0 | 0 | 0 | 0 | 0 | 0 | 0 | 0 | 0 | 0
F3_Industrial_Lumber and Wood Products_Existing_Process_Natural Gas_Process Cooling_E10 | F3 | Industrial | Lumber and Wood Products | Existing | Process | Natural Gas | Process Cooling | E10 | System - kBTUs of Consumption | 0 | 0 | 0 | 0 | 0 | 0 | 0 | 0 | 0 | 0 | 0 | 0 | 0 | 0 | 0 | 0 | 0 | 0 | 0 | 0 | 0 | 0 | 0 | 0 | 0 | 0 | 0 | 0 | 0 | 0 | 0 | 0 | 0
F4_Industrial_Lumber and Wood Products_Existing_Process_Natural Gas_Process Cooling_E1 | F4 | Industrial | Lumber and Wood Products | Existing | Process | Natural Gas | Process Cooling | E1 | Utility - Cost of Equipment | 0 | 0 | 0 | 0 | 0 | 0 | 0 | 0 | 0 | 0 | 0 | 0 | 0 | 0 | 0 | 0 | 0 | 0 | 0 | 0 | 0 | 0 | 0 | 0 | 0 | 0 | 0 | 0 | 0 | 0 | 0 | 0 | 0
F4_Industrial_Lumber and Wood Products_Existing_Process_Natural Gas_Process Cooling_E2 | F4 | Industrial | Lumber and Wood Products | Existing | Process | Natural Gas | Process Cooling | E2 | Utility - Cost of Equipment | 0 | 0 | 0 | 0 | 0 | 0 | 0 | 0 | 0 | 0 | 0 | 0 | 0 | 0 | 0 | 0 | 0 | 0 | 0 | 0 | 0 | 0 | 0 | 0 | 0 | 0 | 0 | 0 | 0 | 0 | 0 | 0 | 0
F4_Industrial_Lumber and Wood Products_Existing_Process_Natural Gas_Process Cooling_E3 | F4 | Industrial | Lumber and Wood Products | Existing | Process | Natural Gas | Process Cooling | E3 | Utility - Cost of Equipment | 0 | 0 | 0 | 0 | 0 | 0 | 0 | 0 | 0 | 0 | 0 | 0 | 0 | 0 | 0 | 0 | 0 | 0 | 0 | 0 | 0 | 0 | 0 | 0 | 0 | 0 | 0 | 0 | 0 | 0 | 0 | 0 | 0
F4_Industrial_Lumber and Wood Products_Existing_Process_Natural Gas_Process Cooling_E4 | F4 | Industrial | Lumber and Wood Products | Existing | Process | Natural Gas | Process Cooling | E4 | Utility - Cost of Equipment | 0 | 0 | 0 | 0 | 0 | 0 | 0 | 0 | 0 | 0 | 0 | 0 | 0 | 0 | 0 | 0 | 0 | 0 | 0 | 0 | 0 | 0 | 0 | 0 | 0 | 0 | 0 | 0 | 0 | 0 | 0 | 0 | 0
F4_Industrial_Lumber and Wood Products_Existing_Process_Natural Gas_Process Cooling_E5 | F4 | Industrial | Lumber and Wood Products | Existing | Process | Natural Gas | Process Cooling | E5 | Utility - Cost of Equipment | 0 | 0 | 0 | 0 | 0 | 0 | 0 | 0 | 0 | 0 | 0 | 0 | 0 | 0 | 0 | 0 | 0 | 0 | 0 | 0 | 0 | 0 | 0 | 0 | 0 | 0 | 0 | 0 | 0 | 0 | 0 | 0 | 0
F4_Industrial_Lumber and Wood Products_Existing_Process_Natural Gas_Process Cooling_E6 | F4 | Industrial | Lumber and Wood Products | Existing | Process | Natural Gas | Process Cooling | E6 | Utility - Cost of Equipment | 0 | 0 | 0 | 0 | 0 | 0 | 0 | 0 | 0 | 0 | 0 | 0 | 0 | 0 | 0 | 0 | 0 | 0 | 0 | 0 | 0 | 0 | 0 | 0 | 0 | 0 | 0 | 0 | 0 | 0 | 0 | 0 | 0
F4_Industrial_Lumber and Wood Products_Existing_Process_Natural Gas_Process Cooling_E7 | F4 | Industrial | Lumber and Wood Products | Existing | Process | Natural Gas | Process Cooling | E7 | Utility - Cost of Equipment | 0 | 0 | 0 | 0 | 0 | 0 | 0 | 0 | 0 | 0 | 0 | 0 | 0 | 0 | 0 | 0 | 0 | 0 | 0 | 0 | 0 | 0 | 0 | 0 | 0 | 0 | 0 | 0 | 0 | 0 | 0 | 0 | 0
F4_Industrial_Lumber and Wood Products_Existing_Process_Natural Gas_Process Cooling_E8 | F4 | Industrial | Lumber and Wood Products | Existing | Process | Natural Gas | Process Cooling | E8 | Utility - Cost of Equipment | 0 | 0 | 0 | 0 | 0 | 0 | 0 | 0 | 0 | 0 | 0 | 0 | 0 | 0 | 0 | 0 | 0 | 0 | 0 | 0 | 0 | 0 | 0 | 0 | 0 | 0 | 0 | 0 | 0 | 0 | 0 | 0 | 0
F4_Industrial_Lumber and Wood Products_Existing_Process_Natural Gas_Process Cooling_E9 | F4 | Industrial | Lumber and Wood Products | Existing | Process | Natural Gas | Process Cooling | E9 | Utility - Cost of Equipment | 0 | 0 | 0 | 0 | 0 | 0 | 0 | 0 | 0 | 0 | 0 | 0 | 0 | 0 | 0 | 0 | 0 | 0 | 0 | 0 | 0 | 0 | 0 | 0 | 0 | 0 | 0 | 0 | 0 | 0 | 0 | 0 | 0
F4_Industrial_Lumber and Wood Products_Existing_Process_Natural Gas_Process Cooling_E10 | F4 | Industrial | Lumber and Wood Products | Existing | Process | Natural Gas | Process Cooling | E10 | Utility - Cost of Equipment | 0 | 0 | 0 | 0 | 0 | 0 | 0 | 0 | 0 | 0 | 0 | 0 | 0 | 0 | 0 | 0 | 0 | 0 | 0 | 0 | 0 | 0 | 0 | 0 | 0 | 0 | 0 | 0 | 0 | 0 | 0 | 0 | 0
F5_Industrial_Lumber and Wood Products_Existing_Process_Natural Gas_Process Cooling_E1 | F5 | Industrial | Lumber and Wood Products | Existing | Process | Natural Gas | Process Cooling | E1 | Utility - Cost of Operation | 0 | 0 | 0 | 0 | 0 | 0 | 0 | 0 | 0 | 0 | 0 | 0 | 0 | 0 | 0 | 0 | 0 | 0 | 0 | 0 | 0 | 0 | 0 | 0 | 0 | 0 | 0 | 0 | 0 | 0 | 0 | 0 | 0
F5_Industrial_Lumber and Wood Products_Existing_Process_Natural Gas_Process Cooling_E2 | F5 | Industrial | Lumber and Wood Products | Existing | Process | Natural Gas | Process Cooling | E2 | Utility - Cost of Operation | 0 | 0 | 0 | 0 | 0 | 0 | 0 | 0 | 0 | 0 | 0 | 0 | 0 | 0 | 0 | 0 | 0 | 0 | 0 | 0 | 0 | 0 | 0 | 0 | 0 | 0 | 0 | 0 | 0 | 0 | 0 | 0 | 0
F5_Industrial_Lumber and Wood Products_Existing_Process_Natural Gas_Process Cooling_E3 | F5 | Industrial | Lumber and Wood Products | Existing | Process | Natural Gas | Process Cooling | E3 | Utility - Cost of Operation | 0 | 0 | 0 | 0 | 0 | 0 | 0 | 0 | 0 | 0 | 0 | 0 | 0 | 0 | 0 | 0 | 0 | 0 | 0 | 0 | 0 | 0 | 0 | 0 | 0 | 0 | 0 | 0 | 0 | 0 | 0 | 0 | 0
F5_Industrial_Lumber and Wood Products_Existing_Process_Natural Gas_Process Cooling_E4 | F5 | Industrial | Lumber and Wood Products | Existing | Process | Natural Gas | Process Cooling | E4 | Utility - Cost of Operation | 0 | 0 | 0 | 0 | 0 | 0 | 0 | 0 | 0 | 0 | 0 | 0 | 0 | 0 | 0 | 0 | 0 | 0 | 0 | 0 | 0 | 0 | 0 | 0 | 0 | 0 | 0 | 0 | 0 | 0 | 0 | 0 | 0
F5_Industrial_Lumber and Wood Products_Existing_Process_Natural Gas_Process Cooling_E5 | F5 | Industrial | Lumber and Wood Products | Existing | Process | Natural Gas | Process Cooling | E5 | Utility - Cost of Operation | 0 | 0 | 0 | 0 | 0 | 0 | 0 | 0 | 0 | 0 | 0 | 0 | 0 | 0 | 0 | 0 | 0 | 0 | 0 | 0 | 0 | 0 | 0 | 0 | 0 | 0 | 0 | 0 | 0 | 0 | 0 | 0 | 0
F5_Industrial_Lumber and Wood Products_Existing_Process_Natural Gas_Process Cooling_E6 | F5 | Industrial | Lumber and Wood Products | Existing | Process | Natural Gas | Process Cooling | E6 | Utility - Cost of Operation | 0 | 0 | 0 | 0 | 0 | 0 | 0 | 0 | 0 | 0 | 0 | 0 | 0 | 0 | 0 | 0 | 0 | 0 | 0 | 0 | 0 | 0 | 0 | 0 | 0 | 0 | 0 | 0 | 0 | 0 | 0 | 0 | 0
F5_Industrial_Lumber and Wood Products_Existing_Process_Natural Gas_Process Cooling_E7 | F5 | Industrial | Lumber and Wood Products | Existing | Process | Natural Gas | Process Cooling | E7 | Utility - Cost of Operation | 0 | 0 | 0 | 0 | 0 | 0 | 0 | 0 | 0 | 0 | 0 | 0 | 0 | 0 | 0 | 0 | 0 | 0 | 0 | 0 | 0 | 0 | 0 | 0 | 0 | 0 | 0 | 0 | 0 | 0 | 0 | 0 | 0
F5_Industrial_Lumber and Wood Products_Existing_Process_Natural Gas_Process Cooling_E8 | F5 | Industrial | Lumber and Wood Products | Existing | Process | Natural Gas | Process Cooling | E8 | Utility - Cost of Operation | 0 | 0 | 0 | 0 | 0 | 0 | 0 | 0 | 0 | 0 | 0 | 0 | 0 | 0 | 0 | 0 | 0 | 0 | 0 | 0 | 0 | 0 | 0 | 0 | 0 | 0 | 0 | 0 | 0 | 0 | 0 | 0 | 0
F5_Industrial_Lumber and Wood Products_Existing_Process_Natural Gas_Process Cooling_E9 | F5 | Industrial | Lumber and Wood Products | Existing | Process | Natural Gas | Process Cooling | E9 | Utility - Cost of Operation | 0 | 0 | 0 | 0 | 0 | 0 | 0 | 0 | 0 | 0 | 0 | 0 | 0 | 0 | 0 | 0 | 0 | 0 | 0 | 0 | 0 | 0 | 0 | 0 | 0 | 0 | 0 | 0 | 0 | 0 | 0 | 0 | 0
F5_Industrial_Lumber and Wood Products_Existing_Process_Natural Gas_Process Cooling_E10 | F5 | Industrial | Lumber and Wood Products | Existing | Process | Natural Gas | Process Cooling | E10 | Utility - Cost of Operation | 0 | 0 | 0 | 0 | 0 | 0 | 0 | 0 | 0 | 0 | 0 | 0 | 0 | 0 | 0 | 0 | 0 | 0 | 0 | 0 | 0 | 0 | 0 | 0 | 0 | 0 | 0 | 0 | 0 | 0 | 0 | 0 | 0
F6_Industrial_Lumber and Wood Products_Existing_Process_Natural Gas_Process Cooling_E1 | F6 | Industrial | Lumber and Wood Products | Existing | Process | Natural Gas | Process Cooling | E1 | Utility - Value of Sales | 0 | 0 | 0 | 0 | 0 | 0 | 0 | 0 | 0 | 0 | 0 | 0 | 0 | 0 | 0 | 0 | 0 | 0 | 0 | 0 | 0 | 0 | 0 | 0 | 0 | 0 | 0 | 0 | 0 | 0 | 0 | 0 | 0
F6_Industrial_Lumber and Wood Products_Existing_Process_Natural Gas_Process Cooling_E2 | F6 | Industrial | Lumber and Wood Products | Existing | Process | Natural Gas | Process Cooling | E2 | Utility - Value of Sales | 0 | 0 | 0 | 0 | 0 | 0 | 0 | 0 | 0 | 0 | 0 | 0 | 0 | 0 | 0 | 0 | 0 | 0 | 0 | 0 | 0 | 0 | 0 | 0 | 0 | 0 | 0 | 0 | 0 | 0 | 0 | 0 | 0
F6_Industrial_Lumber and Wood Products_Existing_Process_Natural Gas_Process Cooling_E3 | F6 | Industrial | Lumber and Wood Products | Existing | Process | Natural Gas | Process Cooling | E3 | Utility - Value of Sales | 0 | 0 | 0 | 0 | 0 | 0 | 0 | 0 | 0 | 0 | 0 | 0 | 0 | 0 | 0 | 0 | 0 | 0 | 0 | 0 | 0 | 0 | 0 | 0 | 0 | 0 | 0 | 0 | 0 | 0 | 0 | 0 | 0
F6_Industrial_Lumber and Wood Products_Existing_Process_Natural Gas_Process Cooling_E4 | F6 | Industrial | Lumber and Wood Products | Existing | Process | Natural Gas | Process Cooling | E4 | Utility - Value of Sales | 0 | 0 | 0 | 0 | 0 | 0 | 0 | 0 | 0 | 0 | 0 | 0 | 0 | 0 | 0 | 0 | 0 | 0 | 0 | 0 | 0 | 0 | 0 | 0 | 0 | 0 | 0 | 0 | 0 | 0 | 0 | 0 | 0
F6_Industrial_Lumber and Wood Products_Existing_Process_Natural Gas_Process Cooling_E5 | F6 | Industrial | Lumber and Wood Products | Existing | Process | Natural Gas | Process Cooling | E5 | Utility - Value of Sales | 0 | 0 | 0 | 0 | 0 | 0 | 0 | 0 | 0 | 0 | 0 | 0 | 0 | 0 | 0 | 0 | 0 | 0 | 0 | 0 | 0 | 0 | 0 | 0 | 0 | 0 | 0 | 0 | 0 | 0 | 0 | 0 | 0
F6_Industrial_Lumber and Wood Products_Existing_Process_Natural Gas_Process Cooling_E6 | F6 | Industrial | Lumber and Wood Products | Existing | Process | Natural Gas | Process Cooling | E6 | Utility - Value of Sales | 0 | 0 | 0 | 0 | 0 | 0 | 0 | 0 | 0 | 0 | 0 | 0 | 0 | 0 | 0 | 0 | 0 | 0 | 0 | 0 | 0 | 0 | 0 | 0 | 0 | 0 | 0 | 0 | 0 | 0 | 0 | 0 | 0
F6_Industrial_Lumber and Wood Products_Existing_Process_Natural Gas_Process Cooling_E7 | F6 | Industrial | Lumber and Wood Products | Existing | Process | Natural Gas | Process Cooling | E7 | Utility - Value of Sales | 0 | 0 | 0 | 0 | 0 | 0 | 0 | 0 | 0 | 0 | 0 | 0 | 0 | 0 | 0 | 0 | 0 | 0 | 0 | 0 | 0 | 0 | 0 | 0 | 0 | 0 | 0 | 0 | 0 | 0 | 0 | 0 | 0
F6_Industrial_Lumber and Wood Products_Existing_Process_Natural Gas_Process Cooling_E8 | F6 | Industrial | Lumber and Wood Products | Existing | Process | Natural Gas | Process Cooling | E8 | Utility - Value of Sales | 0 | 0 | 0 | 0 | 0 | 0 | 0 | 0 | 0 | 0 | 0 | 0 | 0 | 0 | 0 | 0 | 0 | 0 | 0 | 0 | 0 | 0 | 0 | 0 | 0 | 0 | 0 | 0 | 0 | 0 | 0 | 0 | 0
F6_Industrial_Lumber and Wood Products_Existing_Process_Natural Gas_Process Cooling_E9 | F6 | Industrial | Lumber and Wood Products | Existing | Process | Natural Gas | Process Cooling | E9 | Utility - Value of Sales | 0 | 0 | 0 | 0 | 0 | 0 | 0 | 0 | 0 | 0 | 0 | 0 | 0 | 0 | 0 | 0 | 0 | 0 | 0 | 0 | 0 | 0 | 0 | 0 | 0 | 0 | 0 | 0 | 0 | 0 | 0 | 0 | 0
F6_Industrial_Lumber and Wood Products_Existing_Process_Natural Gas_Process Cooling_E10 | F6 | Industrial | Lumber and Wood Products | Existing | Process | Natural Gas | Process Cooling | E10 | Utility - Value of Sales | 0 | 0 | 0 | 0 | 0 | 0 | 0 | 0 | 0 | 0 | 0 | 0 | 0 | 0 | 0 | 0 | 0 | 0 | 0 | 0 | 0 | 0 | 0 | 0 | 0 | 0 | 0 | 0 | 0 | 0 | 0 | 0 | 0
F1_Industrial_Lumber and Wood Products_Existing_Process_Natural Gas_Other Process_E1 | F1 | Industrial | Lumber and Wood Products | Existing | Process | Natural Gas | Other Process | E1 | RVT - Cost of Equipment | 0 | 0 | 0 | 0 | 0 | 0 | 0 | 0 | 0 | 0 | 0 | 0 | 0 | 0 | 0 | 0 | 0 | 0 | 0 | 0 | 0 | 0 | 0 | 0 | 0 | 0 | 0 | 0 | 0 | 0 | 0 | 0 | 0
F1_Industrial_Lumber and Wood Products_Existing_Process_Natural Gas_Other Process_E2 | F1 | Industrial | Lumber and Wood Products | Existing | Process | Natural Gas | Other Process | E2 | RVT - Cost of Equipment | 0 | 0 | 0 | 0 | 0 | 0 | 0 | 0 | 0 | 0 | 0 | 0 | 0 | 0 | 0 | 0 | 0 | 0 | 0 | 0 | 0 | 0 | 0 | 0 | 0 | 0 | 0 | 0 | 0 | 0 | 0 | 0 | 0
F1_Industrial_Lumber and Wood Products_Existing_Process_Natural Gas_Other Process_E3 | F1 | Industrial | Lumber and Wood Products | Existing | Process | Natural Gas | Other Process | E3 | RVT - Cost of Equipment | 0 | 0 | 0 | 0 | 0 | 0 | 0 | 0 | 0 | 0 | 0 | 0 | 0 | 0 | 0 | 0 | 0 | 0 | 0 | 0 | 0 | 0 | 0 | 0 | 0 | 0 | 0 | 0 | 0 | 0 | 0 | 0 | 0
F1_Industrial_Lumber and Wood Products_Existing_Process_Natural Gas_Other Process_E4 | F1 | Industrial | Lumber and Wood Products | Existing | Process | Natural Gas | Other Process | E4 | RVT - Cost of Equipment | 0 | 0 | 0 | 0 | 0 | 0 | 0 | 0 | 0 | 0 | 0 | 0 | 0 | 0 | 0 | 0 | 0 | 0 | 0 | 0 | 0 | 0 | 0 | 0 | 0 | 0 | 0 | 0 | 0 | 0 | 0 | 0 | 0
F1_Industrial_Lumber and Wood Products_Existing_Process_Natural Gas_Other Process_E5 | F1 | Industrial | Lumber and Wood Products | Existing | Process | Natural Gas | Other Process | E5 | RVT - Cost of Equipment | 0 | 0 | 0 | 0 | 0 | 0 | 0 | 0 | 0 | 0 | 0 | 0 | 0 | 0 | 0 | 0 | 0 | 0 | 0 | 0 | 0 | 0 | 0 | 0 | 0 | 0 | 0 | 0 | 0 | 0 | 0 | 0 | 0
F1_Industrial_Lumber and Wood Products_Existing_Process_Natural Gas_Other Process_E6 | F1 | Industrial | Lumber and Wood Products | Existing | Process | Natural Gas | Other Process | E6 | RVT - Cost of Equipment | 0 | 0 | 0 | 0 | 0 | 0 | 0 | 0 | 0 | 0 | 0 | 0 | 0 | 0 | 0 | 0 | 0 | 0 | 0 | 0 | 0 | 0 | 0 | 0 | 0 | 0 | 0 | 0 | 0 | 0 | 0 | 0 | 0
F1_Industrial_Lumber and Wood Products_Existing_Process_Natural Gas_Other Process_E7 | F1 | Industrial | Lumber and Wood Products | Existing | Process | Natural Gas | Other Process | E7 | RVT - Cost of Equipment | 0 | 0 | 0 | 0 | 0 | 0 | 0 | 0 | 0 | 0 | 0 | 0 | 0 | 0 | 0 | 0 | 0 | 0 | 0 | 0 | 0 | 0 | 0 | 0 | 0 | 0 | 0 | 0 | 0 | 0 | 0 | 0 | 0
F1_Industrial_Lumber and Wood Products_Existing_Process_Natural Gas_Other Process_E8 | F1 | Industrial | Lumber and Wood Products | Existing | Process | Natural Gas | Other Process | E8 | RVT - Cost of Equipment | 0 | 0 | 0 | 0 | 0 | 0 | 0 | 0 | 0 | 0 | 0 | 0 | 0 | 0 | 0 | 0 | 0 | 0 | 0 | 0 | 0 | 0 | 0 | 0 | 0 | 0 | 0 | 0 | 0 | 0 | 0 | 0 | 0
F1_Industrial_Lumber and Wood Products_Existing_Process_Natural Gas_Other Process_E9 | F1 | Industrial | Lumber and Wood Products | Existing | Process | Natural Gas | Other Process | E9 | RVT - Cost of Equipment | 0 | 0 | 0 | 0 | 0 | 0 | 0 | 0 | 0 | 0 | 0 | 0 | 0 | 0 | 0 | 0 | 0 | 0 | 0 | 0 | 0 | 0 | 0 | 0 | 0 | 0 | 0 | 0 | 0 | 0 | 0 | 0 | 0
F1_Industrial_Lumber and Wood Products_Existing_Process_Natural Gas_Other Process_E10 | F1 | Industrial | Lumber and Wood Products | Existing | Process | Natural Gas | Other Process | E10 | RVT - Cost of Equipment | 0 | 0 | 0 | 0 | 0 | 0 | 0 | 0 | 0 | 0 | 0 | 0 | 0 | 0 | 0 | 0 | 0 | 0 | 0 | 0 | 0 | 0 | 0 | 0 | 0 | 0 | 0 | 0 | 0 | 0 | 0 | 0 | 0
F2_Industrial_Lumber and Wood Products_Existing_Process_Natural Gas_Other Process_E1 | F2 | Industrial | Lumber and Wood Products | Existing | Process | Natural Gas | Other Process | E1 | RVT - Cost of Operation | 0 | 0 | 0 | 0 | 0 | 0 | 0 | 0 | 0 | 0 | 0 | 0 | 0 | 0 | 0 | 0 | 0 | 0 | 0 | 0 | 0 | 0 | 0 | 0 | 0 | 0 | 0 | 0 | 0 | 0 | 0 | 0 | 0
F2_Industrial_Lumber and Wood Products_Existing_Process_Natural Gas_Other Process_E2 | F2 | Industrial | Lumber and Wood Products | Existing | Process | Natural Gas | Other Process | E2 | RVT - Cost of Operation | 0 | 0 | 0 | 0 | 0 | 0 | 0 | 0 | 0 | 0 | 0 | 0 | 0 | 0 | 0 | 0 | 0 | 0 | 0 | 0 | 0 | 0 | 0 | 0 | 0 | 0 | 0 | 0 | 0 | 0 | 0 | 0 | 0
F2_Industrial_Lumber and Wood Products_Existing_Process_Natural Gas_Other Process_E3 | F2 | Industrial | Lumber and Wood Products | Existing | Process | Natural Gas | Other Process | E3 | RVT - Cost of Operation | 0 | 0 | 0 | 0 | 0 | 0 | 0 | 0 | 0 | 0 | 0 | 0 | 0 | 0 | 0 | 0 | 0 | 0 | 0 | 0 | 0 | 0 | 0 | 0 | 0 | 0 | 0 | 0 | 0 | 0 | 0 | 0 | 0
F2_Industrial_Lumber and Wood Products_Existing_Process_Natural Gas_Other Process_E4 | F2 | Industrial | Lumber and Wood Products | Existing | Process | Natural Gas | Other Process | E4 | RVT - Cost of Operation | 0 | 0 | 0 | 0 | 0 | 0 | 0 | 0 | 0 | 0 | 0 | 0 | 0 | 0 | 0 | 0 | 0 | 0 | 0 | 0 | 0 | 0 | 0 | 0 | 0 | 0 | 0 | 0 | 0 | 0 | 0 | 0 | 0
F2_Industrial_Lumber and Wood Products_Existing_Process_Natural Gas_Other Process_E5 | F2 | Industrial | Lumber and Wood Products | Existing | Process | Natural Gas | Other Process | E5 | RVT - Cost of Operation | 0 | 0 | 0 | 0 | 0 | 0 | 0 | 0 | 0 | 0 | 0 | 0 | 0 | 0 | 0 | 0 | 0 | 0 | 0 | 0 | 0 | 0 | 0 | 0 | 0 | 0 | 0 | 0 | 0 | 0 | 0 | 0 | 0
F2_Industrial_Lumber and Wood Products_Existing_Process_Natural Gas_Other Process_E6 | F2 | Industrial | Lumber and Wood Products | Existing | Process | Natural Gas | Other Process | E6 | RVT - Cost of Operation | 0 | 0 | 0 | 0 | 0 | 0 | 0 | 0 | 0 | 0 | 0 | 0 | 0 | 0 | 0 | 0 | 0 | 0 | 0 | 0 | 0 | 0 | 0 | 0 | 0 | 0 | 0 | 0 | 0 | 0 | 0 | 0 | 0
F2_Industrial_Lumber and Wood Products_Existing_Process_Natural Gas_Other Process_E7 | F2 | Industrial | Lumber and Wood Products | Existing | Process | Natural Gas | Other Process | E7 | RVT - Cost of Operation | 0 | 0 | 0 | 0 | 0 | 0 | 0 | 0 | 0 | 0 | 0 | 0 | 0 | 0 | 0 | 0 | 0 | 0 | 0 | 0 | 0 | 0 | 0 | 0 | 0 | 0 | 0 | 0 | 0 | 0 | 0 | 0 | 0
F2_Industrial_Lumber and Wood Products_Existing_Process_Natural Gas_Other Process_E8 | F2 | Industrial | Lumber and Wood Products | Existing | Process | Natural Gas | Other Process | E8 | RVT - Cost of Operation | 0 | 0 | 0 | 0 | 0 | 0 | 0 | 0 | 0 | 0 | 0 | 0 | 0 | 0 | 0 | 0 | 0 | 0 | 0 | 0 | 0 | 0 | 0 | 0 | 0 | 0 | 0 | 0 | 0 | 0 | 0 | 0 | 0
F2_Industrial_Lumber and Wood Products_Existing_Process_Natural Gas_Other Process_E9 | F2 | Industrial | Lumber and Wood Products | Existing | Process | Natural Gas | Other Process | E9 | RVT - Cost of Operation | 0 | 0 | 0 | 0 | 0 | 0 | 0 | 0 | 0 | 0 | 0 | 0 | 0 | 0 | 0 | 0 | 0 | 0 | 0 | 0 | 0 | 0 | 0 | 0 | 0 | 0 | 0 | 0 | 0 | 0 | 0 | 0 | 0
F2_Industrial_Lumber and Wood Products_Existing_Process_Natural Gas_Other Process_E10 | F2 | Industrial | Lumber and Wood Products | Existing | Process | Natural Gas | Other Process | E10 | RVT - Cost of Operation | 0 | 0 | 0 | 0 | 0 | 0 | 0 | 0 | 0 | 0 | 0 | 0 | 0 | 0 | 0 | 0 | 0 | 0 | 0 | 0 | 0 | 0 | 0 | 0 | 0 | 0 | 0 | 0 | 0 | 0 | 0 | 0 | 0
F3_Industrial_Lumber and Wood Products_Existing_Process_Natural Gas_Other Process_E1 | F3 | Industrial | Lumber and Wood Products | Existing | Process | Natural Gas | Other Process | E1 | System - kBTUs of Consumption | 0 | 0 | 0 | 0 | 0 | 0 | 0 | 0 | 0 | 0 | 0 | 0 | 0 | 0 | 0 | 0 | 0 | 0 | 0 | 0 | 0 | 0 | 0 | 0 | 0 | 0 | 0 | 0 | 0 | 0 | 0 | 0 | 0
F3_Industrial_Lumber and Wood Products_Existing_Process_Natural Gas_Other Process_E2 | F3 | Industrial | Lumber and Wood Products | Existing | Process | Natural Gas | Other Process | E2 | System - kBTUs of Consumption | 0 | 0 | 0 | 0 | 0 | 0 | 0 | 0 | 0 | 0 | 0 | 0 | 0 | 0 | 0 | 0 | 0 | 0 | 0 | 0 | 0 | 0 | 0 | 0 | 0 | 0 | 0 | 0 | 0 | 0 | 0 | 0 | 0
F3_Industrial_Lumber and Wood Products_Existing_Process_Natural Gas_Other Process_E3 | F3 | Industrial | Lumber and Wood Products | Existing | Process | Natural Gas | Other Process | E3 | System - kBTUs of Consumption | 0 | 0 | 0 | 0 | 0 | 0 | 0 | 0 | 0 | 0 | 0 | 0 | 0 | 0 | 0 | 0 | 0 | 0 | 0 | 0 | 0 | 0 | 0 | 0 | 0 | 0 | 0 | 0 | 0 | 0 | 0 | 0 | 0
F3_Industrial_Lumber and Wood Products_Existing_Process_Natural Gas_Other Process_E4 | F3 | Industrial | Lumber and Wood Products | Existing | Process | Natural Gas | Other Process | E4 | System - kBTUs of Consumption | 0 | 0 | 0 | 0 | 0 | 0 | 0 | 0 | 0 | 0 | 0 | 0 | 0 | 0 | 0 | 0 | 0 | 0 | 0 | 0 | 0 | 0 | 0 | 0 | 0 | 0 | 0 | 0 | 0 | 0 | 0 | 0 | 0
F3_Industrial_Lumber and Wood Products_Existing_Process_Natural Gas_Other Process_E5 | F3 | Industrial | Lumber and Wood Products | Existing | Process | Natural Gas | Other Process | E5 | System - kBTUs of Consumption | 0 | 0 | 0 | 0 | 0 | 0 | 0 | 0 | 0 | 0 | 0 | 0 | 0 | 0 | 0 | 0 | 0 | 0 | 0 | 0 | 0 | 0 | 0 | 0 | 0 | 0 | 0 | 0 | 0 | 0 | 0 | 0 | 0
F3_Industrial_Lumber and Wood Products_Existing_Process_Natural Gas_Other Process_E6 | F3 | Industrial | Lumber and Wood Products | Existing | Process | Natural Gas | Other Process | E6 | System - kBTUs of Consumption | 0 | 0 | 0 | 0 | 0 | 0 | 0 | 0 | 0 | 0 | 0 | 0 | 0 | 0 | 0 | 0 | 0 | 0 | 0 | 0 | 0 | 0 | 0 | 0 | 0 | 0 | 0 | 0 | 0 | 0 | 0 | 0 | 0
F3_Industrial_Lumber and Wood Products_Existing_Process_Natural Gas_Other Process_E7 | F3 | Industrial | Lumber and Wood Products | Existing | Process | Natural Gas | Other Process | E7 | System - kBTUs of Consumption | 0 | 0 | 0 | 0 | 0 | 0 | 0 | 0 | 0 | 0 | 0 | 0 | 0 | 0 | 0 | 0 | 0 | 0 | 0 | 0 | 0 | 0 | 0 | 0 | 0 | 0 | 0 | 0 | 0 | 0 | 0 | 0 | 0
F3_Industrial_Lumber and Wood Products_Existing_Process_Natural Gas_Other Process_E8 | F3 | Industrial | Lumber and Wood Products | Existing | Process | Natural Gas | Other Process | E8 | System - kBTUs of Consumption | 0 | 0 | 0 | 0 | 0 | 0 | 0 | 0 | 0 | 0 | 0 | 0 | 0 | 0 | 0 | 0 | 0 | 0 | 0 | 0 | 0 | 0 | 0 | 0 | 0 | 0 | 0 | 0 | 0 | 0 | 0 | 0 | 0
F3_Industrial_Lumber and Wood Products_Existing_Process_Natural Gas_Other Process_E9 | F3 | Industrial | Lumber and Wood Products | Existing | Process | Natural Gas | Other Process | E9 | System - kBTUs of Consumption | 0 | 0 | 0 | 0 | 0 | 0 | 0 | 0 | 0 | 0 | 0 | 0 | 0 | 0 | 0 | 0 | 0 | 0 | 0 | 0 | 0 | 0 | 0 | 0 | 0 | 0 | 0 | 0 | 0 | 0 | 0 | 0 | 0
F3_Industrial_Lumber and Wood Products_Existing_Process_Natural Gas_Other Process_E10 | F3 | Industrial | Lumber and Wood Products | Existing | Process | Natural Gas | Other Process | E10 | System - kBTUs of Consumption | 0 | 0 | 0 | 0 | 0 | 0 | 0 | 0 | 0 | 0 | 0 | 0 | 0 | 0 | 0 | 0 | 0 | 0 | 0 | 0 | 0 | 0 | 0 | 0 | 0 | 0 | 0 | 0 | 0 | 0 | 0 | 0 | 0
F4_Industrial_Lumber and Wood Products_Existing_Process_Natural Gas_Other Process_E1 | F4 | Industrial | Lumber and Wood Products | Existing | Process | Natural Gas | Other Process | E1 | Utility - Cost of Equipment | 0 | 0 | 0 | 0 | 0 | 0 | 0 | 0 | 0 | 0 | 0 | 0 | 0 | 0 | 0 | 0 | 0 | 0 | 0 | 0 | 0 | 0 | 0 | 0 | 0 | 0 | 0 | 0 | 0 | 0 | 0 | 0 | 0
F4_Industrial_Lumber and Wood Products_Existing_Process_Natural Gas_Other Process_E2 | F4 | Industrial | Lumber and Wood Products | Existing | Process | Natural Gas | Other Process | E2 | Utility - Cost of Equipment | 0 | 0 | 0 | 0 | 0 | 0 | 0 | 0 | 0 | 0 | 0 | 0 | 0 | 0 | 0 | 0 | 0 | 0 | 0 | 0 | 0 | 0 | 0 | 0 | 0 | 0 | 0 | 0 | 0 | 0 | 0 | 0 | 0
F4_Industrial_Lumber and Wood Products_Existing_Process_Natural Gas_Other Process_E3 | F4 | Industrial | Lumber and Wood Products | Existing | Process | Natural Gas | Other Process | E3 | Utility - Cost of Equipment | 0 | 0 | 0 | 0 | 0 | 0 | 0 | 0 | 0 | 0 | 0 | 0 | 0 | 0 | 0 | 0 | 0 | 0 | 0 | 0 | 0 | 0 | 0 | 0 | 0 | 0 | 0 | 0 | 0 | 0 | 0 | 0 | 0
F4_Industrial_Lumber and Wood Products_Existing_Process_Natural Gas_Other Process_E4 | F4 | Industrial | Lumber and Wood Products | Existing | Process | Natural Gas | Other Process | E4 | Utility - Cost of Equipment | 0 | 0 | 0 | 0 | 0 | 0 | 0 | 0 | 0 | 0 | 0 | 0 | 0 | 0 | 0 | 0 | 0 | 0 | 0 | 0 | 0 | 0 | 0 | 0 | 0 | 0 | 0 | 0 | 0 | 0 | 0 | 0 | 0
F4_Industrial_Lumber and Wood Products_Existing_Process_Natural Gas_Other Process_E5 | F4 | Industrial | Lumber and Wood Products | Existing | Process | Natural Gas | Other Process | E5 | Utility - Cost of Equipment | 0 | 0 | 0 | 0 | 0 | 0 | 0 | 0 | 0 | 0 | 0 | 0 | 0 | 0 | 0 | 0 | 0 | 0 | 0 | 0 | 0 | 0 | 0 | 0 | 0 | 0 | 0 | 0 | 0 | 0 | 0 | 0 | 0
F4_Industrial_Lumber and Wood Products_Existing_Process_Natural Gas_Other Process_E6 | F4 | Industrial | Lumber and Wood Products | Existing | Process | Natural Gas | Other Process | E6 | Utility - Cost of Equipment | 0 | 0 | 0 | 0 | 0 | 0 | 0 | 0 | 0 | 0 | 0 | 0 | 0 | 0 | 0 | 0 | 0 | 0 | 0 | 0 | 0 | 0 | 0 | 0 | 0 | 0 | 0 | 0 | 0 | 0 | 0 | 0 | 0
F4_Industrial_Lumber and Wood Products_Existing_Process_Natural Gas_Other Process_E7 | F4 | Industrial | Lumber and Wood Products | Existing | Process | Natural Gas | Other Process | E7 | Utility - Cost of Equipment | 0 | 0 | 0 | 0 | 0 | 0 | 0 | 0 | 0 | 0 | 0 | 0 | 0 | 0 | 0 | 0 | 0 | 0 | 0 | 0 | 0 | 0 | 0 | 0 | 0 | 0 | 0 | 0 | 0 | 0 | 0 | 0 | 0
F4_Industrial_Lumber and Wood Products_Existing_Process_Natural Gas_Other Process_E8 | F4 | Industrial | Lumber and Wood Products | Existing | Process | Natural Gas | Other Process | E8 | Utility - Cost of Equipment | 0 | 0 | 0 | 0 | 0 | 0 | 0 | 0 | 0 | 0 | 0 | 0 | 0 | 0 | 0 | 0 | 0 | 0 | 0 | 0 | 0 | 0 | 0 | 0 | 0 | 0 | 0 | 0 | 0 | 0 | 0 | 0 | 0
F4_Industrial_Lumber and Wood Products_Existing_Process_Natural Gas_Other Process_E9 | F4 | Industrial | Lumber and Wood Products | Existing | Process | Natural Gas | Other Process | E9 | Utility - Cost of Equipment | 0 | 0 | 0 | 0 | 0 | 0 | 0 | 0 | 0 | 0 | 0 | 0 | 0 | 0 | 0 | 0 | 0 | 0 | 0 | 0 | 0 | 0 | 0 | 0 | 0 | 0 | 0 | 0 | 0 | 0 | 0 | 0 | 0
F4_Industrial_Lumber and Wood Products_Existing_Process_Natural Gas_Other Process_E10 | F4 | Industrial | Lumber and Wood Products | Existing | Process | Natural Gas | Other Process | E10 | Utility - Cost of Equipment | 0 | 0 | 0 | 0 | 0 | 0 | 0 | 0 | 0 | 0 | 0 | 0 | 0 | 0 | 0 | 0 | 0 | 0 | 0 | 0 | 0 | 0 | 0 | 0 | 0 | 0 | 0 | 0 | 0 | 0 | 0 | 0 | 0
F5_Industrial_Lumber and Wood Products_Existing_Process_Natural Gas_Other Process_E1 | F5 | Industrial | Lumber and Wood Products | Existing | Process | Natural Gas | Other Process | E1 | Utility - Cost of Operation | 0 | 0 | 0 | 0 | 0 | 0 | 0 | 0 | 0 | 0 | 0 | 0 | 0 | 0 | 0 | 0 | 0 | 0 | 0 | 0 | 0 | 0 | 0 | 0 | 0 | 0 | 0 | 0 | 0 | 0 | 0 | 0 | 0
F5_Industrial_Lumber and Wood Products_Existing_Process_Natural Gas_Other Process_E2 | F5 | Industrial | Lumber and Wood Products | Existing | Process | Natural Gas | Other Process | E2 | Utility - Cost of Operation | 0 | 0 | 0 | 0 | 0 | 0 | 0 | 0 | 0 | 0 | 0 | 0 | 0 | 0 | 0 | 0 | 0 | 0 | 0 | 0 | 0 | 0 | 0 | 0 | 0 | 0 | 0 | 0 | 0 | 0 | 0 | 0 | 0
F5_Industrial_Lumber and Wood Products_Existing_Process_Natural Gas_Other Process_E3 | F5 | Industrial | Lumber and Wood Products | Existing | Process | Natural Gas | Other Process | E3 | Utility - Cost of Operation | 0 | 0 | 0 | 0 | 0 | 0 | 0 | 0 | 0 | 0 | 0 | 0 | 0 | 0 | 0 | 0 | 0 | 0 | 0 | 0 | 0 | 0 | 0 | 0 | 0 | 0 | 0 | 0 | 0 | 0 | 0 | 0 | 0
F5_Industrial_Lumber and Wood Products_Existing_Process_Natural Gas_Other Process_E4 | F5 | Industrial | Lumber and Wood Products | Existing | Process | Natural Gas | Other Process | E4 | Utility - Cost of Operation | 0 | 0 | 0 | 0 | 0 | 0 | 0 | 0 | 0 | 0 | 0 | 0 | 0 | 0 | 0 | 0 | 0 | 0 | 0 | 0 | 0 | 0 | 0 | 0 | 0 | 0 | 0 | 0 | 0 | 0 | 0 | 0 | 0
F5_Industrial_Lumber and Wood Products_Existing_Process_Natural Gas_Other Process_E5 | F5 | Industrial | Lumber and Wood Products | Existing | Process | Natural Gas | Other Process | E5 | Utility - Cost of Operation | 0 | 0 | 0 | 0 | 0 | 0 | 0 | 0 | 0 | 0 | 0 | 0 | 0 | 0 | 0 | 0 | 0 | 0 | 0 | 0 | 0 | 0 | 0 | 0 | 0 | 0 | 0 | 0 | 0 | 0 | 0 | 0 | 0
F5_Industrial_Lumber and Wood Products_Existing_Process_Natural Gas_Other Process_E6 | F5 | Industrial | Lumber and Wood Products | Existing | Process | Natural Gas | Other Process | E6 | Utility - Cost of Operation | 0 | 0 | 0 | 0 | 0 | 0 | 0 | 0 | 0 | 0 | 0 | 0 | 0 | 0 | 0 | 0 | 0 | 0 | 0 | 0 | 0 | 0 | 0 | 0 | 0 | 0 | 0 | 0 | 0 | 0 | 0 | 0 | 0
F5_Industrial_Lumber and Wood Products_Existing_Process_Natural Gas_Other Process_E7 | F5 | Industrial | Lumber and Wood Products | Existing | Process | Natural Gas | Other Process | E7 | Utility - Cost of Operation | 0 | 0 | 0 | 0 | 0 | 0 | 0 | 0 | 0 | 0 | 0 | 0 | 0 | 0 | 0 | 0 | 0 | 0 | 0 | 0 | 0 | 0 | 0 | 0 | 0 | 0 | 0 | 0 | 0 | 0 | 0 | 0 | 0
F5_Industrial_Lumber and Wood Products_Existing_Process_Natural Gas_Other Process_E8 | F5 | Industrial | Lumber and Wood Products | Existing | Process | Natural Gas | Other Process | E8 | Utility - Cost of Operation | 0 | 0 | 0 | 0 | 0 | 0 | 0 | 0 | 0 | 0 | 0 | 0 | 0 | 0 | 0 | 0 | 0 | 0 | 0 | 0 | 0 | 0 | 0 | 0 | 0 | 0 | 0 | 0 | 0 | 0 | 0 | 0 | 0
F5_Industrial_Lumber and Wood Products_Existing_Process_Natural Gas_Other Process_E9 | F5 | Industrial | Lumber and Wood Products | Existing | Process | Natural Gas | Other Process | E9 | Utility - Cost of Operation | 0 | 0 | 0 | 0 | 0 | 0 | 0 | 0 | 0 | 0 | 0 | 0 | 0 | 0 | 0 | 0 | 0 | 0 | 0 | 0 | 0 | 0 | 0 | 0 | 0 | 0 | 0 | 0 | 0 | 0 | 0 | 0 | 0
F5_Industrial_Lumber and Wood Products_Existing_Process_Natural Gas_Other Process_E10 | F5 | Industrial | Lumber and Wood Products | Existing | Process | Natural Gas | Other Process | E10 | Utility - Cost of Operation | 0 | 0 | 0 | 0 | 0 | 0 | 0 | 0 | 0 | 0 | 0 | 0 | 0 | 0 | 0 | 0 | 0 | 0 | 0 | 0 | 0 | 0 | 0 | 0 | 0 | 0 | 0 | 0 | 0 | 0 | 0 | 0 | 0
F6_Industrial_Lumber and Wood Products_Existing_Process_Natural Gas_Other Process_E1 | F6 | Industrial | Lumber and Wood Products | Existing | Process | Natural Gas | Other Process | E1 | Utility - Value of Sales | 0 | 0 | 0 | 0 | 0 | 0 | 0 | 0 | 0 | 0 | 0 | 0 | 0 | 0 | 0 | 0 | 0 | 0 | 0 | 0 | 0 | 0 | 0 | 0 | 0 | 0 | 0 | 0 | 0 | 0 | 0 | 0 | 0
F6_Industrial_Lumber and Wood Products_Existing_Process_Natural Gas_Other Process_E2 | F6 | Industrial | Lumber and Wood Products | Existing | Process | Natural Gas | Other Process | E2 | Utility - Value of Sales | 0 | 0 | 0 | 0 | 0 | 0 | 0 | 0 | 0 | 0 | 0 | 0 | 0 | 0 | 0 | 0 | 0 | 0 | 0 | 0 | 0 | 0 | 0 | 0 | 0 | 0 | 0 | 0 | 0 | 0 | 0 | 0 | 0
F6_Industrial_Lumber and Wood Products_Existing_Process_Natural Gas_Other Process_E3 | F6 | Industrial | Lumber and Wood Products | Existing | Process | Natural Gas | Other Process | E3 | Utility - Value of Sales | 0 | 0 | 0 | 0 | 0 | 0 | 0 | 0 | 0 | 0 | 0 | 0 | 0 | 0 | 0 | 0 | 0 | 0 | 0 | 0 | 0 | 0 | 0 | 0 | 0 | 0 | 0 | 0 | 0 | 0 | 0 | 0 | 0
F6_Industrial_Lumber and Wood Products_Existing_Process_Natural Gas_Other Process_E4 | F6 | Industrial | Lumber and Wood Products | Existing | Process | Natural Gas | Other Process | E4 | Utility - Value of Sales | 0 | 0 | 0 | 0 | 0 | 0 | 0 | 0 | 0 | 0 | 0 | 0 | 0 | 0 | 0 | 0 | 0 | 0 | 0 | 0 | 0 | 0 | 0 | 0 | 0 | 0 | 0 | 0 | 0 | 0 | 0 | 0 | 0
F6_Industrial_Lumber and Wood Products_Existing_Process_Natural Gas_Other Process_E5 | F6 | Industrial | Lumber and Wood Products | Existing | Process | Natural Gas | Other Process | E5 | Utility - Value of Sales | 0 | 0 | 0 | 0 | 0 | 0 | 0 | 0 | 0 | 0 | 0 | 0 | 0 | 0 | 0 | 0 | 0 | 0 | 0 | 0 | 0 | 0 | 0 | 0 | 0 | 0 | 0 | 0 | 0 | 0 | 0 | 0 | 0
F6_Industrial_Lumber and Wood Products_Existing_Process_Natural Gas_Other Process_E6 | F6 | Industrial | Lumber and Wood Products | Existing | Process | Natural Gas | Other Process | E6 | Utility - Value of Sales | 0 | 0 | 0 | 0 | 0 | 0 | 0 | 0 | 0 | 0 | 0 | 0 | 0 | 0 | 0 | 0 | 0 | 0 | 0 | 0 | 0 | 0 | 0 | 0 | 0 | 0 | 0 | 0 | 0 | 0 | 0 | 0 | 0
F6_Industrial_Lumber and Wood Products_Existing_Process_Natural Gas_Other Process_E7 | F6 | Industrial | Lumber and Wood Products | Existing | Process | Natural Gas | Other Process | E7 | Utility - Value of Sales | 0 | 0 | 0 | 0 | 0 | 0 | 0 | 0 | 0 | 0 | 0 | 0 | 0 | 0 | 0 | 0 | 0 | 0 | 0 | 0 | 0 | 0 | 0 | 0 | 0 | 0 | 0 | 0 | 0 | 0 | 0 | 0 | 0
F6_Industrial_Lumber and Wood Products_Existing_Process_Natural Gas_Other Process_E8 | F6 | Industrial | Lumber and Wood Products | Existing | Process | Natural Gas | Other Process | E8 | Utility - Value of Sales | 0 | 0 | 0 | 0 | 0 | 0 | 0 | 0 | 0 | 0 | 0 | 0 | 0 | 0 | 0 | 0 | 0 | 0 | 0 | 0 | 0 | 0 | 0 | 0 | 0 | 0 | 0 | 0 | 0 | 0 | 0 | 0 | 0
F6_Industrial_Lumber and Wood Products_Existing_Process_Natural Gas_Other Process_E9 | F6 | Industrial | Lumber and Wood Products | Existing | Process | Natural Gas | Other Process | E9 | Utility - Value of Sales | 0 | 0 | 0 | 0 | 0 | 0 | 0 | 0 | 0 | 0 | 0 | 0 | 0 | 0 | 0 | 0 | 0 | 0 | 0 | 0 | 0 | 0 | 0 | 0 | 0 | 0 | 0 | 0 | 0 | 0 | 0 | 0 | 0
F6_Industrial_Lumber and Wood Products_Existing_Process_Natural Gas_Other Process_E10 | F6 | Industrial | Lumber and Wood Products | Existing | Process | Natural Gas | Other Process | E10 | Utility - Value of Sales | 0 | 0 | 0 | 0 | 0 | 0 | 0 | 0 | 0 | 0 | 0 | 0 | 0 | 0 | 0 | 0 | 0 | 0 | 0 | 0 | 0 | 0 | 0 | 0 | 0 | 0 | 0 | 0 | 0 | 0 | 0 | 0 | 0
F1_Industrial_Lumber and Wood Products_Existing_Miscellaneous_Natural Gas_Miscellaneous_E1 | F1 | Industrial | Lumber and Wood Products | Existing | Miscellaneous | Natural Gas | Miscellaneous | E1 | RVT - Cost of Equipment | 0 | 0 | 0 | 0 | 0 | 0 | 0 | 0 | 0 | 0 | 0 | 0 | 0 | 0 | 0 | 0 | 0 | 0 | 0 | 0 | 0 | 0 | 0 | 0 | 0 | 0 | 0 | 0 | 0 | 0 | 0 | 0 | 0
F1_Industrial_Lumber and Wood Products_Existing_Miscellaneous_Natural Gas_Miscellaneous_E2 | F1 | Industrial | Lumber and Wood Products | Existing | Miscellaneous | Natural Gas | Miscellaneous | E2 | RVT - Cost of Equipment | 0 | 0 | 0 | 0 | 0 | 0 | 0 | 0 | 0 | 0 | 0 | 0 | 0 | 0 | 0 | 0 | 0 | 0 | 0 | 0 | 0 | 0 | 0 | 0 | 0 | 0 | 0 | 0 | 0 | 0 | 0 | 0 | 0
F1_Industrial_Lumber and Wood Products_Existing_Miscellaneous_Natural Gas_Miscellaneous_E3 | F1 | Industrial | Lumber and Wood Products | Existing | Miscellaneous | Natural Gas | Miscellaneous | E3 | RVT - Cost of Equipment | 0 | 0 | 0 | 0 | 0 | 0 | 0 | 0 | 0 | 0 | 0 | 0 | 0 | 0 | 0 | 0 | 0 | 0 | 0 | 0 | 0 | 0 | 0 | 0 | 0 | 0 | 0 | 0 | 0 | 0 | 0 | 0 | 0
F1_Industrial_Lumber and Wood Products_Existing_Miscellaneous_Natural Gas_Miscellaneous_E4 | F1 | Industrial | Lumber and Wood Products | Existing | Miscellaneous | Natural Gas | Miscellaneous | E4 | RVT - Cost of Equipment | 0 | 0 | 0 | 0 | 0 | 0 | 0 | 0 | 0 | 0 | 0 | 0 | 0 | 0 | 0 | 0 | 0 | 0 | 0 | 0 | 0 | 0 | 0 | 0 | 0 | 0 | 0 | 0 | 0 | 0 | 0 | 0 | 0
F1_Industrial_Lumber and Wood Products_Existing_Miscellaneous_Natural Gas_Miscellaneous_E5 | F1 | Industrial | Lumber and Wood Products | Existing | Miscellaneous | Natural Gas | Miscellaneous | E5 | RVT - Cost of Equipment | 0 | 0 | 0 | 0 | 0 | 0 | 0 | 0 | 0 | 0 | 0 | 0 | 0 | 0 | 0 | 0 | 0 | 0 | 0 | 0 | 0 | 0 | 0 | 0 | 0 | 0 | 0 | 0 | 0 | 0 | 0 | 0 | 0
F1_Industrial_Lumber and Wood Products_Existing_Miscellaneous_Natural Gas_Miscellaneous_E6 | F1 | Industrial | Lumber and Wood Products | Existing | Miscellaneous | Natural Gas | Miscellaneous | E6 | RVT - Cost of Equipment | 0 | 0 | 0 | 0 | 0 | 0 | 0 | 0 | 0 | 0 | 0 | 0 | 0 | 0 | 0 | 0 | 0 | 0 | 0 | 0 | 0 | 0 | 0 | 0 | 0 | 0 | 0 | 0 | 0 | 0 | 0 | 0 | 0
F1_Industrial_Lumber and Wood Products_Existing_Miscellaneous_Natural Gas_Miscellaneous_E7 | F1 | Industrial | Lumber and Wood Products | Existing | Miscellaneous | Natural Gas | Miscellaneous | E7 | RVT - Cost of Equipment | 0 | 0 | 0 | 0 | 0 | 0 | 0 | 0 | 0 | 0 | 0 | 0 | 0 | 0 | 0 | 0 | 0 | 0 | 0 | 0 | 0 | 0 | 0 | 0 | 0 | 0 | 0 | 0 | 0 | 0 | 0 | 0 | 0
F1_Industrial_Lumber and Wood Products_Existing_Miscellaneous_Natural Gas_Miscellaneous_E8 | F1 | Industrial | Lumber and Wood Products | Existing | Miscellaneous | Natural Gas | Miscellaneous | E8 | RVT - Cost of Equipment | 0 | 0 | 0 | 0 | 0 | 0 | 0 | 0 | 0 | 0 | 0 | 0 | 0 | 0 | 0 | 0 | 0 | 0 | 0 | 0 | 0 | 0 | 0 | 0 | 0 | 0 | 0 | 0 | 0 | 0 | 0 | 0 | 0
F1_Industrial_Lumber and Wood Products_Existing_Miscellaneous_Natural Gas_Miscellaneous_E9 | F1 | Industrial | Lumber and Wood Products | Existing | Miscellaneous | Natural Gas | Miscellaneous | E9 | RVT - Cost of Equipment | 0 | 0 | 0 | 0 | 0 | 0 | 0 | 0 | 0 | 0 | 0 | 0 | 0 | 0 | 0 | 0 | 0 | 0 | 0 | 0 | 0 | 0 | 0 | 0 | 0 | 0 | 0 | 0 | 0 | 0 | 0 | 0 | 0
F1_Industrial_Lumber and Wood Products_Existing_Miscellaneous_Natural Gas_Miscellaneous_E10 | F1 | Industrial | Lumber and Wood Products | Existing | Miscellaneous | Natural Gas | Miscellaneous | E10 | RVT - Cost of Equipment | 0 | 0 | 0 | 0 | 0 | 0 | 0 | 0 | 0 | 0 | 0 | 0 | 0 | 0 | 0 | 0 | 0 | 0 | 0 | 0 | 0 | 0 | 0 | 0 | 0 | 0 | 0 | 0 | 0 | 0 | 0 | 0 | 0
F2_Industrial_Lumber and Wood Products_Existing_Miscellaneous_Natural Gas_Miscellaneous_E1 | F2 | Industrial | Lumber and Wood Products | Existing | Miscellaneous | Natural Gas | Miscellaneous | E1 | RVT - Cost of Operation | 0 | 0 | 0 | 0 | 0 | 0 | 0 | 0 | 0 | 0 | 0 | 0 | 0 | 0 | 0 | 0 | 0 | 0 | 0 | 0 | 0 | 0 | 0 | 0 | 0 | 0 | 0 | 0 | 0 | 0 | 0 | 0 | 0
F2_Industrial_Lumber and Wood Products_Existing_Miscellaneous_Natural Gas_Miscellaneous_E2 | F2 | Industrial | Lumber and Wood Products | Existing | Miscellaneous | Natural Gas | Miscellaneous | E2 | RVT - Cost of Operation | 0 | 0 | 0 | 0 | 0 | 0 | 0 | 0 | 0 | 0 | 0 | 0 | 0 | 0 | 0 | 0 | 0 | 0 | 0 | 0 | 0 | 0 | 0 | 0 | 0 | 0 | 0 | 0 | 0 | 0 | 0 | 0 | 0
F2_Industrial_Lumber and Wood Products_Existing_Miscellaneous_Natural Gas_Miscellaneous_E3 | F2 | Industrial | Lumber and Wood Products | Existing | Miscellaneous | Natural Gas | Miscellaneous | E3 | RVT - Cost of Operation | 0 | 0 | 0 | 0 | 0 | 0 | 0 | 0 | 0 | 0 | 0 | 0 | 0 | 0 | 0 | 0 | 0 | 0 | 0 | 0 | 0 | 0 | 0 | 0 | 0 | 0 | 0 | 0 | 0 | 0 | 0 | 0 | 0
F2_Industrial_Lumber and Wood Products_Existing_Miscellaneous_Natural Gas_Miscellaneous_E4 | F2 | Industrial | Lumber and Wood Products | Existing | Miscellaneous | Natural Gas | Miscellaneous | E4 | RVT - Cost of Operation | 0 | 0 | 0 | 0 | 0 | 0 | 0 | 0 | 0 | 0 | 0 | 0 | 0 | 0 | 0 | 0 | 0 | 0 | 0 | 0 | 0 | 0 | 0 | 0 | 0 | 0 | 0 | 0 | 0 | 0 | 0 | 0 | 0
F2_Industrial_Lumber and Wood Products_Existing_Miscellaneous_Natural Gas_Miscellaneous_E5 | F2 | Industrial | Lumber and Wood Products | Existing | Miscellaneous | Natural Gas | Miscellaneous | E5 | RVT - Cost of Operation | 0 | 0 | 0 | 0 | 0 | 0 | 0 | 0 | 0 | 0 | 0 | 0 | 0 | 0 | 0 | 0 | 0 | 0 | 0 | 0 | 0 | 0 | 0 | 0 | 0 | 0 | 0 | 0 | 0 | 0 | 0 | 0 | 0
F2_Industrial_Lumber and Wood Products_Existing_Miscellaneous_Natural Gas_Miscellaneous_E6 | F2 | Industrial | Lumber and Wood Products | Existing | Miscellaneous | Natural Gas | Miscellaneous | E6 | RVT - Cost of Operation | 0 | 0 | 0 | 0 | 0 | 0 | 0 | 0 | 0 | 0 | 0 | 0 | 0 | 0 | 0 | 0 | 0 | 0 | 0 | 0 | 0 | 0 | 0 | 0 | 0 | 0 | 0 | 0 | 0 | 0 | 0 | 0 | 0
F2_Industrial_Lumber and Wood Products_Existing_Miscellaneous_Natural Gas_Miscellaneous_E7 | F2 | Industrial | Lumber and Wood Products | Existing | Miscellaneous | Natural Gas | Miscellaneous | E7 | RVT - Cost of Operation | 0 | 0 | 0 | 0 | 0 | 0 | 0 | 0 | 0 | 0 | 0 | 0 | 0 | 0 | 0 | 0 | 0 | 0 | 0 | 0 | 0 | 0 | 0 | 0 | 0 | 0 | 0 | 0 | 0 | 0 | 0 | 0 | 0
F2_Industrial_Lumber and Wood Products_Existing_Miscellaneous_Natural Gas_Miscellaneous_E8 | F2 | Industrial | Lumber and Wood Products | Existing | Miscellaneous | Natural Gas | Miscellaneous | E8 | RVT - Cost of Operation | 0 | 0 | 0 | 0 | 0 | 0 | 0 | 0 | 0 | 0 | 0 | 0 | 0 | 0 | 0 | 0 | 0 | 0 | 0 | 0 | 0 | 0 | 0 | 0 | 0 | 0 | 0 | 0 | 0 | 0 | 0 | 0 | 0
F2_Industrial_Lumber and Wood Products_Existing_Miscellaneous_Natural Gas_Miscellaneous_E9 | F2 | Industrial | Lumber and Wood Products | Existing | Miscellaneous | Natural Gas | Miscellaneous | E9 | RVT - Cost of Operation | 0 | 0 | 0 | 0 | 0 | 0 | 0 | 0 | 0 | 0 | 0 | 0 | 0 | 0 | 0 | 0 | 0 | 0 | 0 | 0 | 0 | 0 | 0 | 0 | 0 | 0 | 0 | 0 | 0 | 0 | 0 | 0 | 0
F2_Industrial_Lumber and Wood Products_Existing_Miscellaneous_Natural Gas_Miscellaneous_E10 | F2 | Industrial | Lumber and Wood Products | Existing | Miscellaneous | Natural Gas | Miscellaneous | E10 | RVT - Cost of Operation | 0 | 0 | 0 | 0 | 0 | 0 | 0 | 0 | 0 | 0 | 0 | 0 | 0 | 0 | 0 | 0 | 0 | 0 | 0 | 0 | 0 | 0 | 0 | 0 | 0 | 0 | 0 | 0 | 0 | 0 | 0 | 0 | 0
F3_Industrial_Lumber and Wood Products_Existing_Miscellaneous_Natural Gas_Miscellaneous_E1 | F3 | Industrial | Lumber and Wood Products | Existing | Miscellaneous | Natural Gas | Miscellaneous | E1 | System - kBTUs of Consumption | 0 | 0 | 0 | 0 | 0 | 0 | 0 | 0 | 0 | 0 | 0 | 0 | 0 | 0 | 0 | 0 | 0 | 0 | 0 | 0 | 0 | 0 | 0 | 0 | 0 | 0 | 0 | 0 | 0 | 0 | 0 | 0 | 0
F3_Industrial_Lumber and Wood Products_Existing_Miscellaneous_Natural Gas_Miscellaneous_E2 | F3 | Industrial | Lumber and Wood Products | Existing | Miscellaneous | Natural Gas | Miscellaneous | E2 | System - kBTUs of Consumption | 0 | 0 | 0 | 0 | 0 | 0 | 0 | 0 | 0 | 0 | 0 | 0 | 0 | 0 | 0 | 0 | 0 | 0 | 0 | 0 | 0 | 0 | 0 | 0 | 0 | 0 | 0 | 0 | 0 | 0 | 0 | 0 | 0
F3_Industrial_Lumber and Wood Products_Existing_Miscellaneous_Natural Gas_Miscellaneous_E3 | F3 | Industrial | Lumber and Wood Products | Existing | Miscellaneous | Natural Gas | Miscellaneous | E3 | System - kBTUs of Consumption | 0 | 0 | 0 | 0 | 0 | 0 | 0 | 0 | 0 | 0 | 0 | 0 | 0 | 0 | 0 | 0 | 0 | 0 | 0 | 0 | 0 | 0 | 0 | 0 | 0 | 0 | 0 | 0 | 0 | 0 | 0 | 0 | 0
F3_Industrial_Lumber and Wood Products_Existing_Miscellaneous_Natural Gas_Miscellaneous_E4 | F3 | Industrial | Lumber and Wood Products | Existing | Miscellaneous | Natural Gas | Miscellaneous | E4 | System - kBTUs of Consumption | 0 | 0 | 0 | 0 | 0 | 0 | 0 | 0 | 0 | 0 | 0 | 0 | 0 | 0 | 0 | 0 | 0 | 0 | 0 | 0 | 0 | 0 | 0 | 0 | 0 | 0 | 0 | 0 | 0 | 0 | 0 | 0 | 0
F3_Industrial_Lumber and Wood Products_Existing_Miscellaneous_Natural Gas_Miscellaneous_E5 | F3 | Industrial | Lumber and Wood Products | Existing | Miscellaneous | Natural Gas | Miscellaneous | E5 | System - kBTUs of Consumption | 0 | 0 | 0 | 0 | 0 | 0 | 0 | 0 | 0 | 0 | 0 | 0 | 0 | 0 | 0 | 0 | 0 | 0 | 0 | 0 | 0 | 0 | 0 | 0 | 0 | 0 | 0 | 0 | 0 | 0 | 0 | 0 | 0
F3_Industrial_Lumber and Wood Products_Existing_Miscellaneous_Natural Gas_Miscellaneous_E6 | F3 | Industrial | Lumber and Wood Products | Existing | Miscellaneous | Natural Gas | Miscellaneous | E6 | System - kBTUs of Consumption | 0 | 0 | 0 | 0 | 0 | 0 | 0 | 0 | 0 | 0 | 0 | 0 | 0 | 0 | 0 | 0 | 0 | 0 | 0 | 0 | 0 | 0 | 0 | 0 | 0 | 0 | 0 | 0 | 0 | 0 | 0 | 0 | 0
F3_Industrial_Lumber and Wood Products_Existing_Miscellaneous_Natural Gas_Miscellaneous_E7 | F3 | Industrial | Lumber and Wood Products | Existing | Miscellaneous | Natural Gas | Miscellaneous | E7 | System - kBTUs of Consumption | 0 | 0 | 0 | 0 | 0 | 0 | 0 | 0 | 0 | 0 | 0 | 0 | 0 | 0 | 0 | 0 | 0 | 0 | 0 | 0 | 0 | 0 | 0 | 0 | 0 | 0 | 0 | 0 | 0 | 0 | 0 | 0 | 0
F3_Industrial_Lumber and Wood Products_Existing_Miscellaneous_Natural Gas_Miscellaneous_E8 | F3 | Industrial | Lumber and Wood Products | Existing | Miscellaneous | Natural Gas | Miscellaneous | E8 | System - kBTUs of Consumption | 0 | 0 | 0 | 0 | 0 | 0 | 0 | 0 | 0 | 0 | 0 | 0 | 0 | 0 | 0 | 0 | 0 | 0 | 0 | 0 | 0 | 0 | 0 | 0 | 0 | 0 | 0 | 0 | 0 | 0 | 0 | 0 | 0
F3_Industrial_Lumber and Wood Products_Existing_Miscellaneous_Natural Gas_Miscellaneous_E9 | F3 | Industrial | Lumber and Wood Products | Existing | Miscellaneous | Natural Gas | Miscellaneous | E9 | System - kBTUs of Consumption | 0 | 0 | 0 | 0 | 0 | 0 | 0 | 0 | 0 | 0 | 0 | 0 | 0 | 0 | 0 | 0 | 0 | 0 | 0 | 0 | 0 | 0 | 0 | 0 | 0 | 0 | 0 | 0 | 0 | 0 | 0 | 0 | 0
F3_Industrial_Lumber and Wood Products_Existing_Miscellaneous_Natural Gas_Miscellaneous_E10 | F3 | Industrial | Lumber and Wood Products | Existing | Miscellaneous | Natural Gas | Miscellaneous | E10 | System - kBTUs of Consumption | 0 | 0 | 0 | 0 | 0 | 0 | 0 | 0 | 0 | 0 | 0 | 0 | 0 | 0 | 0 | 0 | 0 | 0 | 0 | 0 | 0 | 0 | 0 | 0 | 0 | 0 | 0 | 0 | 0 | 0 | 0 | 0 | 0
F4_Industrial_Lumber and Wood Products_Existing_Miscellaneous_Natural Gas_Miscellaneous_E1 | F4 | Industrial | Lumber and Wood Products | Existing | Miscellaneous | Natural Gas | Miscellaneous | E1 | Utility - Cost of Equipment | 0 | 0 | 0 | 0 | 0 | 0 | 0 | 0 | 0 | 0 | 0 | 0 | 0 | 0 | 0 | 0 | 0 | 0 | 0 | 0 | 0 | 0 | 0 | 0 | 0 | 0 | 0 | 0 | 0 | 0 | 0 | 0 | 0
F4_Industrial_Lumber and Wood Products_Existing_Miscellaneous_Natural Gas_Miscellaneous_E2 | F4 | Industrial | Lumber and Wood Products | Existing | Miscellaneous | Natural Gas | Miscellaneous | E2 | Utility - Cost of Equipment | 0 | 0 | 0 | 0 | 0 | 0 | 0 | 0 | 0 | 0 | 0 | 0 | 0 | 0 | 0 | 0 | 0 | 0 | 0 | 0 | 0 | 0 | 0 | 0 | 0 | 0 | 0 | 0 | 0 | 0 | 0 | 0 | 0
F4_Industrial_Lumber and Wood Products_Existing_Miscellaneous_Natural Gas_Miscellaneous_E3 | F4 | Industrial | Lumber and Wood Products | Existing | Miscellaneous | Natural Gas | Miscellaneous | E3 | Utility - Cost of Equipment | 0 | 0 | 0 | 0 | 0 | 0 | 0 | 0 | 0 | 0 | 0 | 0 | 0 | 0 | 0 | 0 | 0 | 0 | 0 | 0 | 0 | 0 | 0 | 0 | 0 | 0 | 0 | 0 | 0 | 0 | 0 | 0 | 0
F4_Industrial_Lumber and Wood Products_Existing_Miscellaneous_Natural Gas_Miscellaneous_E4 | F4 | Industrial | Lumber and Wood Products | Existing | Miscellaneous | Natural Gas | Miscellaneous | E4 | Utility - Cost of Equipment | 0 | 0 | 0 | 0 | 0 | 0 | 0 | 0 | 0 | 0 | 0 | 0 | 0 | 0 | 0 | 0 | 0 | 0 | 0 | 0 | 0 | 0 | 0 | 0 | 0 | 0 | 0 | 0 | 0 | 0 | 0 | 0 | 0
F4_Industrial_Lumber and Wood Products_Existing_Miscellaneous_Natural Gas_Miscellaneous_E5 | F4 | Industrial | Lumber and Wood Products | Existing | Miscellaneous | Natural Gas | Miscellaneous | E5 | Utility - Cost of Equipment | 0 | 0 | 0 | 0 | 0 | 0 | 0 | 0 | 0 | 0 | 0 | 0 | 0 | 0 | 0 | 0 | 0 | 0 | 0 | 0 | 0 | 0 | 0 | 0 | 0 | 0 | 0 | 0 | 0 | 0 | 0 | 0 | 0
F4_Industrial_Lumber and Wood Products_Existing_Miscellaneous_Natural Gas_Miscellaneous_E6 | F4 | Industrial | Lumber and Wood Products | Existing | Miscellaneous | Natural Gas | Miscellaneous | E6 | Utility - Cost of Equipment | 0 | 0 | 0 | 0 | 0 | 0 | 0 | 0 | 0 | 0 | 0 | 0 | 0 | 0 | 0 | 0 | 0 | 0 | 0 | 0 | 0 | 0 | 0 | 0 | 0 | 0 | 0 | 0 | 0 | 0 | 0 | 0 | 0
F4_Industrial_Lumber and Wood Products_Existing_Miscellaneous_Natural Gas_Miscellaneous_E7 | F4 | Industrial | Lumber and Wood Products | Existing | Miscellaneous | Natural Gas | Miscellaneous | E7 | Utility - Cost of Equipment | 0 | 0 | 0 | 0 | 0 | 0 | 0 | 0 | 0 | 0 | 0 | 0 | 0 | 0 | 0 | 0 | 0 | 0 | 0 | 0 | 0 | 0 | 0 | 0 | 0 | 0 | 0 | 0 | 0 | 0 | 0 | 0 | 0
F4_Industrial_Lumber and Wood Products_Existing_Miscellaneous_Natural Gas_Miscellaneous_E8 | F4 | Industrial | Lumber and Wood Products | Existing | Miscellaneous | Natural Gas | Miscellaneous | E8 | Utility - Cost of Equipment | 0 | 0 | 0 | 0 | 0 | 0 | 0 | 0 | 0 | 0 | 0 | 0 | 0 | 0 | 0 | 0 | 0 | 0 | 0 | 0 | 0 | 0 | 0 | 0 | 0 | 0 | 0 | 0 | 0 | 0 | 0 | 0 | 0
F4_Industrial_Lumber and Wood Products_Existing_Miscellaneous_Natural Gas_Miscellaneous_E9 | F4 | Industrial | Lumber and Wood Products | Existing | Miscellaneous | Natural Gas | Miscellaneous | E9 | Utility - Cost of Equipment | 0 | 0 | 0 | 0 | 0 | 0 | 0 | 0 | 0 | 0 | 0 | 0 | 0 | 0 | 0 | 0 | 0 | 0 | 0 | 0 | 0 | 0 | 0 | 0 | 0 | 0 | 0 | 0 | 0 | 0 | 0 | 0 | 0
F4_Industrial_Lumber and Wood Products_Existing_Miscellaneous_Natural Gas_Miscellaneous_E10 | F4 | Industrial | Lumber and Wood Products | Existing | Miscellaneous | Natural Gas | Miscellaneous | E10 | Utility - Cost of Equipment | 0 | 0 | 0 | 0 | 0 | 0 | 0 | 0 | 0 | 0 | 0 | 0 | 0 | 0 | 0 | 0 | 0 | 0 | 0 | 0 | 0 | 0 | 0 | 0 | 0 | 0 | 0 | 0 | 0 | 0 | 0 | 0 | 0
F5_Industrial_Lumber and Wood Products_Existing_Miscellaneous_Natural Gas_Miscellaneous_E1 | F5 | Industrial | Lumber and Wood Products | Existing | Miscellaneous | Natural Gas | Miscellaneous | E1 | Utility - Cost of Operation | 0 | 0 | 0 | 0 | 0 | 0 | 0 | 0 | 0 | 0 | 0 | 0 | 0 | 0 | 0 | 0 | 0 | 0 | 0 | 0 | 0 | 0 | 0 | 0 | 0 | 0 | 0 | 0 | 0 | 0 | 0 | 0 | 0
F5_Industrial_Lumber and Wood Products_Existing_Miscellaneous_Natural Gas_Miscellaneous_E2 | F5 | Industrial | Lumber and Wood Products | Existing | Miscellaneous | Natural Gas | Miscellaneous | E2 | Utility - Cost of Operation | 0 | 0 | 0 | 0 | 0 | 0 | 0 | 0 | 0 | 0 | 0 | 0 | 0 | 0 | 0 | 0 | 0 | 0 | 0 | 0 | 0 | 0 | 0 | 0 | 0 | 0 | 0 | 0 | 0 | 0 | 0 | 0 | 0
F5_Industrial_Lumber and Wood Products_Existing_Miscellaneous_Natural Gas_Miscellaneous_E3 | F5 | Industrial | Lumber and Wood Products | Existing | Miscellaneous | Natural Gas | Miscellaneous | E3 | Utility - Cost of Operation | 0 | 0 | 0 | 0 | 0 | 0 | 0 | 0 | 0 | 0 | 0 | 0 | 0 | 0 | 0 | 0 | 0 | 0 | 0 | 0 | 0 | 0 | 0 | 0 | 0 | 0 | 0 | 0 | 0 | 0 | 0 | 0 | 0
F5_Industrial_Lumber and Wood Products_Existing_Miscellaneous_Natural Gas_Miscellaneous_E4 | F5 | Industrial | Lumber and Wood Products | Existing | Miscellaneous | Natural Gas | Miscellaneous | E4 | Utility - Cost of Operation | 0 | 0 | 0 | 0 | 0 | 0 | 0 | 0 | 0 | 0 | 0 | 0 | 0 | 0 | 0 | 0 | 0 | 0 | 0 | 0 | 0 | 0 | 0 | 0 | 0 | 0 | 0 | 0 | 0 | 0 | 0 | 0 | 0
F5_Industrial_Lumber and Wood Products_Existing_Miscellaneous_Natural Gas_Miscellaneous_E5 | F5 | Industrial | Lumber and Wood Products | Existing | Miscellaneous | Natural Gas | Miscellaneous | E5 | Utility - Cost of Operation | 0 | 0 | 0 | 0 | 0 | 0 | 0 | 0 | 0 | 0 | 0 | 0 | 0 | 0 | 0 | 0 | 0 | 0 | 0 | 0 | 0 | 0 | 0 | 0 | 0 | 0 | 0 | 0 | 0 | 0 | 0 | 0 | 0
F5_Industrial_Lumber and Wood Products_Existing_Miscellaneous_Natural Gas_Miscellaneous_E6 | F5 | Industrial | Lumber and Wood Products | Existing | Miscellaneous | Natural Gas | Miscellaneous | E6 | Utility - Cost of Operation | 0 | 0 | 0 | 0 | 0 | 0 | 0 | 0 | 0 | 0 | 0 | 0 | 0 | 0 | 0 | 0 | 0 | 0 | 0 | 0 | 0 | 0 | 0 | 0 | 0 | 0 | 0 | 0 | 0 | 0 | 0 | 0 | 0
F5_Industrial_Lumber and Wood Products_Existing_Miscellaneous_Natural Gas_Miscellaneous_E7 | F5 | Industrial | Lumber and Wood Products | Existing | Miscellaneous | Natural Gas | Miscellaneous | E7 | Utility - Cost of Operation | 0 | 0 | 0 | 0 | 0 | 0 | 0 | 0 | 0 | 0 | 0 | 0 | 0 | 0 | 0 | 0 | 0 | 0 | 0 | 0 | 0 | 0 | 0 | 0 | 0 | 0 | 0 | 0 | 0 | 0 | 0 | 0 | 0
F5_Industrial_Lumber and Wood Products_Existing_Miscellaneous_Natural Gas_Miscellaneous_E8 | F5 | Industrial | Lumber and Wood Products | Existing | Miscellaneous | Natural Gas | Miscellaneous | E8 | Utility - Cost of Operation | 0 | 0 | 0 | 0 | 0 | 0 | 0 | 0 | 0 | 0 | 0 | 0 | 0 | 0 | 0 | 0 | 0 | 0 | 0 | 0 | 0 | 0 | 0 | 0 | 0 | 0 | 0 | 0 | 0 | 0 | 0 | 0 | 0
F5_Industrial_Lumber and Wood Products_Existing_Miscellaneous_Natural Gas_Miscellaneous_E9 | F5 | Industrial | Lumber and Wood Products | Existing | Miscellaneous | Natural Gas | Miscellaneous | E9 | Utility - Cost of Operation | 0 | 0 | 0 | 0 | 0 | 0 | 0 | 0 | 0 | 0 | 0 | 0 | 0 | 0 | 0 | 0 | 0 | 0 | 0 | 0 | 0 | 0 | 0 | 0 | 0 | 0 | 0 | 0 | 0 | 0 | 0 | 0 | 0
F5_Industrial_Lumber and Wood Products_Existing_Miscellaneous_Natural Gas_Miscellaneous_E10 | F5 | Industrial | Lumber and Wood Products | Existing | Miscellaneous | Natural Gas | Miscellaneous | E10 | Utility - Cost of Operation | 0 | 0 | 0 | 0 | 0 | 0 | 0 | 0 | 0 | 0 | 0 | 0 | 0 | 0 | 0 | 0 | 0 | 0 | 0 | 0 | 0 | 0 | 0 | 0 | 0 | 0 | 0 | 0 | 0 | 0 | 0 | 0 | 0
F6_Industrial_Lumber and Wood Products_Existing_Miscellaneous_Natural Gas_Miscellaneous_E1 | F6 | Industrial | Lumber and Wood Products | Existing | Miscellaneous | Natural Gas | Miscellaneous | E1 | Utility - Value of Sales | 0 | 0 | 0 | 0 | 0 | 0 | 0 | 0 | 0 | 0 | 0 | 0 | 0 | 0 | 0 | 0 | 0 | 0 | 0 | 0 | 0 | 0 | 0 | 0 | 0 | 0 | 0 | 0 | 0 | 0 | 0 | 0 | 0
F6_Industrial_Lumber and Wood Products_Existing_Miscellaneous_Natural Gas_Miscellaneous_E2 | F6 | Industrial | Lumber and Wood Products | Existing | Miscellaneous | Natural Gas | Miscellaneous | E2 | Utility - Value of Sales | 0 | 0 | 0 | 0 | 0 | 0 | 0 | 0 | 0 | 0 | 0 | 0 | 0 | 0 | 0 | 0 | 0 | 0 | 0 | 0 | 0 | 0 | 0 | 0 | 0 | 0 | 0 | 0 | 0 | 0 | 0 | 0 | 0
F6_Industrial_Lumber and Wood Products_Existing_Miscellaneous_Natural Gas_Miscellaneous_E3 | F6 | Industrial | Lumber and Wood Products | Existing | Miscellaneous | Natural Gas | Miscellaneous | E3 | Utility - Value of Sales | 0 | 0 | 0 | 0 | 0 | 0 | 0 | 0 | 0 | 0 | 0 | 0 | 0 | 0 | 0 | 0 | 0 | 0 | 0 | 0 | 0 | 0 | 0 | 0 | 0 | 0 | 0 | 0 | 0 | 0 | 0 | 0 | 0
F6_Industrial_Lumber and Wood Products_Existing_Miscellaneous_Natural Gas_Miscellaneous_E4 | F6 | Industrial | Lumber and Wood Products | Existing | Miscellaneous | Natural Gas | Miscellaneous | E4 | Utility - Value of Sales | 0 | 0 | 0 | 0 | 0 | 0 | 0 | 0 | 0 | 0 | 0 | 0 | 0 | 0 | 0 | 0 | 0 | 0 | 0 | 0 | 0 | 0 | 0 | 0 | 0 | 0 | 0 | 0 | 0 | 0 | 0 | 0 | 0
F6_Industrial_Lumber and Wood Products_Existing_Miscellaneous_Natural Gas_Miscellaneous_E5 | F6 | Industrial | Lumber and Wood Products | Existing | Miscellaneous | Natural Gas | Miscellaneous | E5 | Utility - Value of Sales | 0 | 0 | 0 | 0 | 0 | 0 | 0 | 0 | 0 | 0 | 0 | 0 | 0 | 0 | 0 | 0 | 0 | 0 | 0 | 0 | 0 | 0 | 0 | 0 | 0 | 0 | 0 | 0 | 0 | 0 | 0 | 0 | 0
F6_Industrial_Lumber and Wood Products_Existing_Miscellaneous_Natural Gas_Miscellaneous_E6 | F6 | Industrial | Lumber and Wood Products | Existing | Miscellaneous | Natural Gas | Miscellaneous | E6 | Utility - Value of Sales | 0 | 0 | 0 | 0 | 0 | 0 | 0 | 0 | 0 | 0 | 0 | 0 | 0 | 0 | 0 | 0 | 0 | 0 | 0 | 0 | 0 | 0 | 0 | 0 | 0 | 0 | 0 | 0 | 0 | 0 | 0 | 0 | 0
F6_Industrial_Lumber and Wood Products_Existing_Miscellaneous_Natural Gas_Miscellaneous_E7 | F6 | Industrial | Lumber and Wood Products | Existing | Miscellaneous | Natural Gas | Miscellaneous | E7 | Utility - Value of Sales | 0 | 0 | 0 | 0 | 0 | 0 | 0 | 0 | 0 | 0 | 0 | 0 | 0 | 0 | 0 | 0 | 0 | 0 | 0 | 0 | 0 | 0 | 0 | 0 | 0 | 0 | 0 | 0 | 0 | 0 | 0 | 0 | 0
F6_Industrial_Lumber and Wood Products_Existing_Miscellaneous_Natural Gas_Miscellaneous_E8 | F6 | Industrial | Lumber and Wood Products | Existing | Miscellaneous | Natural Gas | Miscellaneous | E8 | Utility - Value of Sales | 0 | 0 | 0 | 0 | 0 | 0 | 0 | 0 | 0 | 0 | 0 | 0 | 0 | 0 | 0 | 0 | 0 | 0 | 0 | 0 | 0 | 0 | 0 | 0 | 0 | 0 | 0 | 0 | 0 | 0 | 0 | 0 | 0
F6_Industrial_Lumber and Wood Products_Existing_Miscellaneous_Natural Gas_Miscellaneous_E9 | F6 | Industrial | Lumber and Wood Products | Existing | Miscellaneous | Natural Gas | Miscellaneous | E9 | Utility - Value of Sales | 0 | 0 | 0 | 0 | 0 | 0 | 0 | 0 | 0 | 0 | 0 | 0 | 0 | 0 | 0 | 0 | 0 | 0 | 0 | 0 | 0 | 0 | 0 | 0 | 0 | 0 | 0 | 0 | 0 | 0 | 0 | 0 | 0
F6_Industrial_Lumber and Wood Products_Existing_Miscellaneous_Natural Gas_Miscellaneous_E10 | F6 | Industrial | Lumber and Wood Products | Existing | Miscellaneous | Natural Gas | Miscellaneous | E10 | Utility - Value of Sales | 0 | 0 | 0 | 0 | 0 | 0 | 0 | 0 | 0 | 0 | 0 | 0 | 0 | 0 | 0 | 0 | 0 | 0 | 0 | 0 | 0 | 0 | 0 | 0 | 0 | 0 | 0 | 0 | 0 | 0 | 0 | 0 | 0
F1_Industrial_Lumber and Wood Products_New_Space Heating_Natural Gas_Furnace_E1 | F1 | Industrial | Lumber and Wood Products | New | Space Heating | Natural Gas | Furnace | E1 | RVT - Cost of Equipment | 0 | 0 | 0 | 0 | 0 | 0 | 0 | 0 | 0 | 0 | 0 | 0 | 0 | 0 | 0 | 0 | 0 | 0 | 0 | 0 | 0 | 0 | 0 | 0 | 0 | 0 | 0 | 0 | 0 | 0 | 0 | 0 | 0
F1_Industrial_Lumber and Wood Products_New_Space Heating_Natural Gas_Furnace_E2 | F1 | Industrial | Lumber and Wood Products | New | Space Heating | Natural Gas | Furnace | E2 | RVT - Cost of Equipment | 0 | 0 | 0 | 0 | 0 | 0 | 0 | 0 | 0 | 0 | 0 | 0 | 0 | 0 | 0 | 0 | 0 | 0 | 0 | 0 | 0 | 0 | 0 | 0 | 0 | 0 | 0 | 0 | 0 | 0 | 0 | 0 | 0
F1_Industrial_Lumber and Wood Products_New_Space Heating_Natural Gas_Furnace_E3 | F1 | Industrial | Lumber and Wood Products | New | Space Heating | Natural Gas | Furnace | E3 | RVT - Cost of Equipment | 0 | 0 | 0 | 0 | 0 | 0 | 0 | 0 | 0 | 0 | 0 | 0 | 0 | 0 | 0 | 0 | 0 | 0 | 0 | 0 | 0 | 0 | 0 | 0 | 0 | 0 | 0 | 0 | 0 | 0 | 0 | 0 | 0
F1_Industrial_Lumber and Wood Products_New_Space Heating_Natural Gas_Furnace_E4 | F1 | Industrial | Lumber and Wood Products | New | Space Heating | Natural Gas | Furnace | E4 | RVT - Cost of Equipment | 0 | 0 | 0 | 0 | 0 | 0 | 0 | 0 | 0 | 0 | 0 | 0 | 0 | 0 | 0 | 0 | 0 | 0 | 0 | 0 | 0 | 0 | 0 | 0 | 0 | 0 | 0 | 0 | 0 | 0 | 0 | 0 | 0
F1_Industrial_Lumber and Wood Products_New_Space Heating_Natural Gas_Furnace_E5 | F1 | Industrial | Lumber and Wood Products | New | Space Heating | Natural Gas | Furnace | E5 | RVT - Cost of Equipment | 0 | 0 | 0 | 0 | 0 | 0 | 0 | 0 | 0 | 0 | 0 | 0 | 0 | 0 | 0 | 0 | 0 | 0 | 0 | 0 | 0 | 0 | 0 | 0 | 0 | 0 | 0 | 0 | 0 | 0 | 0 | 0 | 0
F1_Industrial_Lumber and Wood Products_New_Space Heating_Natural Gas_Furnace_E6 | F1 | Industrial | Lumber and Wood Products | New | Space Heating | Natural Gas | Furnace | E6 | RVT - Cost of Equipment | 0 | 0 | 0 | 0 | 0 | 0 | 0 | 0 | 0 | 0 | 0 | 0 | 0 | 0 | 0 | 0 | 0 | 0 | 0 | 0 | 0 | 0 | 0 | 0 | 0 | 0 | 0 | 0 | 0 | 0 | 0 | 0 | 0
F1_Industrial_Lumber and Wood Products_New_Space Heating_Natural Gas_Furnace_E7 | F1 | Industrial | Lumber and Wood Products | New | Space Heating | Natural Gas | Furnace | E7 | RVT - Cost of Equipment | 0 | 0 | 0 | 0 | 0 | 0 | 0 | 0 | 0 | 0 | 0 | 0 | 0 | 0 | 0 | 0 | 0 | 0 | 0 | 0 | 0 | 0 | 0 | 0 | 0 | 0 | 0 | 0 | 0 | 0 | 0 | 0 | 0
F1_Industrial_Lumber and Wood Products_New_Space Heating_Natural Gas_Furnace_E8 | F1 | Industrial | Lumber and Wood Products | New | Space Heating | Natural Gas | Furnace | E8 | RVT - Cost of Equipment | 0 | 0 | 0 | 0 | 0 | 0 | 0 | 0 | 0 | 0 | 0 | 0 | 0 | 0 | 0 | 0 | 0 | 0 | 0 | 0 | 0 | 0 | 0 | 0 | 0 | 0 | 0 | 0 | 0 | 0 | 0 | 0 | 0
F1_Industrial_Lumber and Wood Products_New_Space Heating_Natural Gas_Furnace_E9 | F1 | Industrial | Lumber and Wood Products | New | Space Heating | Natural Gas | Furnace | E9 | RVT - Cost of Equipment | 0 | 0 | 0 | 0 | 0 | 0 | 0 | 0 | 0 | 0 | 0 | 0 | 0 | 0 | 0 | 0 | 0 | 0 | 0 | 0 | 0 | 0 | 0 | 0 | 0 | 0 | 0 | 0 | 0 | 0 | 0 | 0 | 0
F1_Industrial_Lumber and Wood Products_New_Space Heating_Natural Gas_Furnace_E10 | F1 | Industrial | Lumber and Wood Products | New | Space Heating | Natural Gas | Furnace | E10 | RVT - Cost of Equipment | 0 | 0 | 0 | 0 | 0 | 0 | 0 | 0 | 0 | 0 | 0 | 0 | 0 | 0 | 0 | 0 | 0 | 0 | 0 | 0 | 0 | 0 | 0 | 0 | 0 | 0 | 0 | 0 | 0 | 0 | 0 | 0 | 0
F2_Industrial_Lumber and Wood Products_New_Space Heating_Natural Gas_Furnace_E1 | F2 | Industrial | Lumber and Wood Products | New | Space Heating | Natural Gas | Furnace | E1 | RVT - Cost of Operation | 0 | 0 | 0 | 0 | 0 | 0 | 0 | 0 | 0 | 0 | 0 | 0 | 0 | 0 | 0 | 0 | 0 | 0 | 0 | 0 | 0 | 0 | 0 | 0 | 0 | 0 | 0 | 0 | 0 | 0 | 0 | 0 | 0
F2_Industrial_Lumber and Wood Products_New_Space Heating_Natural Gas_Furnace_E2 | F2 | Industrial | Lumber and Wood Products | New | Space Heating | Natural Gas | Furnace | E2 | RVT - Cost of Operation | 0 | 0 | 0 | 0 | 0 | 0 | 0 | 0 | 0 | 0 | 0 | 0 | 0 | 0 | 0 | 0 | 0 | 0 | 0 | 0 | 0 | 0 | 0 | 0 | 0 | 0 | 0 | 0 | 0 | 0 | 0 | 0 | 0
F2_Industrial_Lumber and Wood Products_New_Space Heating_Natural Gas_Furnace_E3 | F2 | Industrial | Lumber and Wood Products | New | Space Heating | Natural Gas | Furnace | E3 | RVT - Cost of Operation | 0 | 0 | 0 | 0 | 0 | 0 | 0 | 0 | 0 | 0 | 0 | 0 | 0 | 0 | 0 | 0 | 0 | 0 | 0 | 0 | 0 | 0 | 0 | 0 | 0 | 0 | 0 | 0 | 0 | 0 | 0 | 0 | 0
F2_Industrial_Lumber and Wood Products_New_Space Heating_Natural Gas_Furnace_E4 | F2 | Industrial | Lumber and Wood Products | New | Space Heating | Natural Gas | Furnace | E4 | RVT - Cost of Operation | 0 | 0 | 0 | 0 | 0 | 0 | 0 | 0 | 0 | 0 | 0 | 0 | 0 | 0 | 0 | 0 | 0 | 0 | 0 | 0 | 0 | 0 | 0 | 0 | 0 | 0 | 0 | 0 | 0 | 0 | 0 | 0 | 0
F2_Industrial_Lumber and Wood Products_New_Space Heating_Natural Gas_Furnace_E5 | F2 | Industrial | Lumber and Wood Products | New | Space Heating | Natural Gas | Furnace | E5 | RVT - Cost of Operation | 0 | 0 | 0 | 0 | 0 | 0 | 0 | 0 | 0 | 0 | 0 | 0 | 0 | 0 | 0 | 0 | 0 | 0 | 0 | 0 | 0 | 0 | 0 | 0 | 0 | 0 | 0 | 0 | 0 | 0 | 0 | 0 | 0
F2_Industrial_Lumber and Wood Products_New_Space Heating_Natural Gas_Furnace_E6 | F2 | Industrial | Lumber and Wood Products | New | Space Heating | Natural Gas | Furnace | E6 | RVT - Cost of Operation | 0 | 0 | 0 | 0 | 0 | 0 | 0 | 0 | 0 | 0 | 0 | 0 | 0 | 0 | 0 | 0 | 0 | 0 | 0 | 0 | 0 | 0 | 0 | 0 | 0 | 0 | 0 | 0 | 0 | 0 | 0 | 0 | 0
F2_Industrial_Lumber and Wood Products_New_Space Heating_Natural Gas_Furnace_E7 | F2 | Industrial | Lumber and Wood Products | New | Space Heating | Natural Gas | Furnace | E7 | RVT - Cost of Operation | 0 | 0 | 0 | 0 | 0 | 0 | 0 | 0 | 0 | 0 | 0 | 0 | 0 | 0 | 0 | 0 | 0 | 0 | 0 | 0 | 0 | 0 | 0 | 0 | 0 | 0 | 0 | 0 | 0 | 0 | 0 | 0 | 0
F2_Industrial_Lumber and Wood Products_New_Space Heating_Natural Gas_Furnace_E8 | F2 | Industrial | Lumber and Wood Products | New | Space Heating | Natural Gas | Furnace | E8 | RVT - Cost of Operation | 0 | 0 | 0 | 0 | 0 | 0 | 0 | 0 | 0 | 0 | 0 | 0 | 0 | 0 | 0 | 0 | 0 | 0 | 0 | 0 | 0 | 0 | 0 | 0 | 0 | 0 | 0 | 0 | 0 | 0 | 0 | 0 | 0
F2_Industrial_Lumber and Wood Products_New_Space Heating_Natural Gas_Furnace_E9 | F2 | Industrial | Lumber and Wood Products | New | Space Heating | Natural Gas | Furnace | E9 | RVT - Cost of Operation | 0 | 0 | 0 | 0 | 0 | 0 | 0 | 0 | 0 | 0 | 0 | 0 | 0 | 0 | 0 | 0 | 0 | 0 | 0 | 0 | 0 | 0 | 0 | 0 | 0 | 0 | 0 | 0 | 0 | 0 | 0 | 0 | 0
F2_Industrial_Lumber and Wood Products_New_Space Heating_Natural Gas_Furnace_E10 | F2 | Industrial | Lumber and Wood Products | New | Space Heating | Natural Gas | Furnace | E10 | RVT - Cost of Operation | 0 | 0 | 0 | 0 | 0 | 0 | 0 | 0 | 0 | 0 | 0 | 0 | 0 | 0 | 0 | 0 | 0 | 0 | 0 | 0 | 0 | 0 | 0 | 0 | 0 | 0 | 0 | 0 | 0 | 0 | 0 | 0 | 0
F3_Industrial_Lumber and Wood Products_New_Space Heating_Natural Gas_Furnace_E1 | F3 | Industrial | Lumber and Wood Products | New | Space Heating | Natural Gas | Furnace | E1 | System - kBTUs of Consumption | 0 | 0 | 0 | 0 | 0 | 0 | 0 | 0 | 0 | 0 | 0 | 0 | 0 | 0 | 0 | 0 | 0 | 0 | 0 | 0 | 0 | 0 | 0 | 0 | 0 | 0 | 0 | 0 | 0 | 0 | 0 | 0 | 0
F3_Industrial_Lumber and Wood Products_New_Space Heating_Natural Gas_Furnace_E2 | F3 | Industrial | Lumber and Wood Products | New | Space Heating | Natural Gas | Furnace | E2 | System - kBTUs of Consumption | 0 | 0 | 0 | 0 | 0 | 0 | 0 | 0 | 0 | 0 | 0 | 0 | 0 | 0 | 0 | 0 | 0 | 0 | 0 | 0 | 0 | 0 | 0 | 0 | 0 | 0 | 0 | 0 | 0 | 0 | 0 | 0 | 0
F3_Industrial_Lumber and Wood Products_New_Space Heating_Natural Gas_Furnace_E3 | F3 | Industrial | Lumber and Wood Products | New | Space Heating | Natural Gas | Furnace | E3 | System - kBTUs of Consumption | 0 | 0 | 0 | 0 | 0 | 0 | 0 | 0 | 0 | 0 | 0 | 0 | 0 | 0 | 0 | 0 | 0 | 0 | 0 | 0 | 0 | 0 | 0 | 0 | 0 | 0 | 0 | 0 | 0 | 0 | 0 | 0 | 0
F3_Industrial_Lumber and Wood Products_New_Space Heating_Natural Gas_Furnace_E4 | F3 | Industrial | Lumber and Wood Products | New | Space Heating | Natural Gas | Furnace | E4 | System - kBTUs of Consumption | 0 | 0 | 0 | 0 | 0 | 0 | 0 | 0 | 0 | 0 | 0 | 0 | 0 | 0 | 0 | 0 | 0 | 0 | 0 | 0 | 0 | 0 | 0 | 0 | 0 | 0 | 0 | 0 | 0 | 0 | 0 | 0 | 0
F3_Industrial_Lumber and Wood Products_New_Space Heating_Natural Gas_Furnace_E5 | F3 | Industrial | Lumber and Wood Products | New | Space Heating | Natural Gas | Furnace | E5 | System - kBTUs of Consumption | 0 | 0 | 0 | 0 | 0 | 0 | 0 | 0 | 0 | 0 | 0 | 0 | 0 | 0 | 0 | 0 | 0 | 0 | 0 | 0 | 0 | 0 | 0 | 0 | 0 | 0 | 0 | 0 | 0 | 0 | 0 | 0 | 0
F3_Industrial_Lumber and Wood Products_New_Space Heating_Natural Gas_Furnace_E6 | F3 | Industrial | Lumber and Wood Products | New | Space Heating | Natural Gas | Furnace | E6 | System - kBTUs of Consumption | 0 | 0 | 0 | 0 | 0 | 0 | 0 | 0 | 0 | 0 | 0 | 0 | 0 | 0 | 0 | 0 | 0 | 0 | 0 | 0 | 0 | 0 | 0 | 0 | 0 | 0 | 0 | 0 | 0 | 0 | 0 | 0 | 0
F3_Industrial_Lumber and Wood Products_New_Space Heating_Natural Gas_Furnace_E7 | F3 | Industrial | Lumber and Wood Products | New | Space Heating | Natural Gas | Furnace | E7 | System - kBTUs of Consumption | 0 | 0 | 0 | 0 | 0 | 0 | 0 | 0 | 0 | 0 | 0 | 0 | 0 | 0 | 0 | 0 | 0 | 0 | 0 | 0 | 0 | 0 | 0 | 0 | 0 | 0 | 0 | 0 | 0 | 0 | 0 | 0 | 0
F3_Industrial_Lumber and Wood Products_New_Space Heating_Natural Gas_Furnace_E8 | F3 | Industrial | Lumber and Wood Products | New | Space Heating | Natural Gas | Furnace | E8 | System - kBTUs of Consumption | 0 | 0 | 0 | 0 | 0 | 0 | 0 | 0 | 0 | 0 | 0 | 0 | 0 | 0 | 0 | 0 | 0 | 0 | 0 | 0 | 0 | 0 | 0 | 0 | 0 | 0 | 0 | 0 | 0 | 0 | 0 | 0 | 0
F3_Industrial_Lumber and Wood Products_New_Space Heating_Natural Gas_Furnace_E9 | F3 | Industrial | Lumber and Wood Products | New | Space Heating | Natural Gas | Furnace | E9 | System - kBTUs of Consumption | 0 | 0 | 0 | 0 | 0 | 0 | 0 | 0 | 0 | 0 | 0 | 0 | 0 | 0 | 0 | 0 | 0 | 0 | 0 | 0 | 0 | 0 | 0 | 0 | 0 | 0 | 0 | 0 | 0 | 0 | 0 | 0 | 0
F3_Industrial_Lumber and Wood Products_New_Space Heating_Natural Gas_Furnace_E10 | F3 | Industrial | Lumber and Wood Products | New | Space Heating | Natural Gas | Furnace | E10 | System - kBTUs of Consumption | 0 | 0 | 0 | 0 | 0 | 0 | 0 | 0 | 0 | 0 | 0 | 0 | 0 | 0 | 0 | 0 | 0 | 0 | 0 | 0 | 0 | 0 | 0 | 0 | 0 | 0 | 0 | 0 | 0 | 0 | 0 | 0 | 0
F4_Industrial_Lumber and Wood Products_New_Space Heating_Natural Gas_Furnace_E1 | F4 | Industrial | Lumber and Wood Products | New | Space Heating | Natural Gas | Furnace | E1 | Utility - Cost of Equipment | 0 | 0 | 0 | 0 | 0 | 0 | 0 | 0 | 0 | 0 | 0 | 0 | 0 | 0 | 0 | 0 | 0 | 0 | 0 | 0 | 0 | 0 | 0 | 0 | 0 | 0 | 0 | 0 | 0 | 0 | 0 | 0 | 0
F4_Industrial_Lumber and Wood Products_New_Space Heating_Natural Gas_Furnace_E2 | F4 | Industrial | Lumber and Wood Products | New | Space Heating | Natural Gas | Furnace | E2 | Utility - Cost of Equipment | 0 | 0 | 0 | 0 | 0 | 0 | 0 | 0 | 0 | 0 | 0 | 0 | 0 | 0 | 0 | 0 | 0 | 0 | 0 | 0 | 0 | 0 | 0 | 0 | 0 | 0 | 0 | 0 | 0 | 0 | 0 | 0 | 0
F4_Industrial_Lumber and Wood Products_New_Space Heating_Natural Gas_Furnace_E3 | F4 | Industrial | Lumber and Wood Products | New | Space Heating | Natural Gas | Furnace | E3 | Utility - Cost of Equipment | 0 | 0 | 0 | 0 | 0 | 0 | 0 | 0 | 0 | 0 | 0 | 0 | 0 | 0 | 0 | 0 | 0 | 0 | 0 | 0 | 0 | 0 | 0 | 0 | 0 | 0 | 0 | 0 | 0 | 0 | 0 | 0 | 0
F4_Industrial_Lumber and Wood Products_New_Space Heating_Natural Gas_Furnace_E4 | F4 | Industrial | Lumber and Wood Products | New | Space Heating | Natural Gas | Furnace | E4 | Utility - Cost of Equipment | 0 | 0 | 0 | 0 | 0 | 0 | 0 | 0 | 0 | 0 | 0 | 0 | 0 | 0 | 0 | 0 | 0 | 0 | 0 | 0 | 0 | 0 | 0 | 0 | 0 | 0 | 0 | 0 | 0 | 0 | 0 | 0 | 0
F4_Industrial_Lumber and Wood Products_New_Space Heating_Natural Gas_Furnace_E5 | F4 | Industrial | Lumber and Wood Products | New | Space Heating | Natural Gas | Furnace | E5 | Utility - Cost of Equipment | 0 | 0 | 0 | 0 | 0 | 0 | 0 | 0 | 0 | 0 | 0 | 0 | 0 | 0 | 0 | 0 | 0 | 0 | 0 | 0 | 0 | 0 | 0 | 0 | 0 | 0 | 0 | 0 | 0 | 0 | 0 | 0 | 0
F4_Industrial_Lumber and Wood Products_New_Space Heating_Natural Gas_Furnace_E6 | F4 | Industrial | Lumber and Wood Products | New | Space Heating | Natural Gas | Furnace | E6 | Utility - Cost of Equipment | 0 | 0 | 0 | 0 | 0 | 0 | 0 | 0 | 0 | 0 | 0 | 0 | 0 | 0 | 0 | 0 | 0 | 0 | 0 | 0 | 0 | 0 | 0 | 0 | 0 | 0 | 0 | 0 | 0 | 0 | 0 | 0 | 0
F4_Industrial_Lumber and Wood Products_New_Space Heating_Natural Gas_Furnace_E7 | F4 | Industrial | Lumber and Wood Products | New | Space Heating | Natural Gas | Furnace | E7 | Utility - Cost of Equipment | 0 | 0 | 0 | 0 | 0 | 0 | 0 | 0 | 0 | 0 | 0 | 0 | 0 | 0 | 0 | 0 | 0 | 0 | 0 | 0 | 0 | 0 | 0 | 0 | 0 | 0 | 0 | 0 | 0 | 0 | 0 | 0 | 0
F4_Industrial_Lumber and Wood Products_New_Space Heating_Natural Gas_Furnace_E8 | F4 | Industrial | Lumber and Wood Products | New | Space Heating | Natural Gas | Furnace | E8 | Utility - Cost of Equipment | 0 | 0 | 0 | 0 | 0 | 0 | 0 | 0 | 0 | 0 | 0 | 0 | 0 | 0 | 0 | 0 | 0 | 0 | 0 | 0 | 0 | 0 | 0 | 0 | 0 | 0 | 0 | 0 | 0 | 0 | 0 | 0 | 0
F4_Industrial_Lumber and Wood Products_New_Space Heating_Natural Gas_Furnace_E9 | F4 | Industrial | Lumber and Wood Products | New | Space Heating | Natural Gas | Furnace | E9 | Utility - Cost of Equipment | 0 | 0 | 0 | 0 | 0 | 0 | 0 | 0 | 0 | 0 | 0 | 0 | 0 | 0 | 0 | 0 | 0 | 0 | 0 | 0 | 0 | 0 | 0 | 0 | 0 | 0 | 0 | 0 | 0 | 0 | 0 | 0 | 0
F4_Industrial_Lumber and Wood Products_New_Space Heating_Natural Gas_Furnace_E10 | F4 | Industrial | Lumber and Wood Products | New | Space Heating | Natural Gas | Furnace | E10 | Utility - Cost of Equipment | 0 | 0 | 0 | 0 | 0 | 0 | 0 | 0 | 0 | 0 | 0 | 0 | 0 | 0 | 0 | 0 | 0 | 0 | 0 | 0 | 0 | 0 | 0 | 0 | 0 | 0 | 0 | 0 | 0 | 0 | 0 | 0 | 0
F5_Industrial_Lumber and Wood Products_New_Space Heating_Natural Gas_Furnace_E1 | F5 | Industrial | Lumber and Wood Products | New | Space Heating | Natural Gas | Furnace | E1 | Utility - Cost of Operation | 0 | 0 | 0 | 0 | 0 | 0 | 0 | 0 | 0 | 0 | 0 | 0 | 0 | 0 | 0 | 0 | 0 | 0 | 0 | 0 | 0 | 0 | 0 | 0 | 0 | 0 | 0 | 0 | 0 | 0 | 0 | 0 | 0
F5_Industrial_Lumber and Wood Products_New_Space Heating_Natural Gas_Furnace_E2 | F5 | Industrial | Lumber and Wood Products | New | Space Heating | Natural Gas | Furnace | E2 | Utility - Cost of Operation | 0 | 0 | 0 | 0 | 0 | 0 | 0 | 0 | 0 | 0 | 0 | 0 | 0 | 0 | 0 | 0 | 0 | 0 | 0 | 0 | 0 | 0 | 0 | 0 | 0 | 0 | 0 | 0 | 0 | 0 | 0 | 0 | 0
F5_Industrial_Lumber and Wood Products_New_Space Heating_Natural Gas_Furnace_E3 | F5 | Industrial | Lumber and Wood Products | New | Space Heating | Natural Gas | Furnace | E3 | Utility - Cost of Operation | 0 | 0 | 0 | 0 | 0 | 0 | 0 | 0 | 0 | 0 | 0 | 0 | 0 | 0 | 0 | 0 | 0 | 0 | 0 | 0 | 0 | 0 | 0 | 0 | 0 | 0 | 0 | 0 | 0 | 0 | 0 | 0 | 0
F5_Industrial_Lumber and Wood Products_New_Space Heating_Natural Gas_Furnace_E4 | F5 | Industrial | Lumber and Wood Products | New | Space Heating | Natural Gas | Furnace | E4 | Utility - Cost of Operation | 0 | 0 | 0 | 0 | 0 | 0 | 0 | 0 | 0 | 0 | 0 | 0 | 0 | 0 | 0 | 0 | 0 | 0 | 0 | 0 | 0 | 0 | 0 | 0 | 0 | 0 | 0 | 0 | 0 | 0 | 0 | 0 | 0
F5_Industrial_Lumber and Wood Products_New_Space Heating_Natural Gas_Furnace_E5 | F5 | Industrial | Lumber and Wood Products | New | Space Heating | Natural Gas | Furnace | E5 | Utility - Cost of Operation | 0 | 0 | 0 | 0 | 0 | 0 | 0 | 0 | 0 | 0 | 0 | 0 | 0 | 0 | 0 | 0 | 0 | 0 | 0 | 0 | 0 | 0 | 0 | 0 | 0 | 0 | 0 | 0 | 0 | 0 | 0 | 0 | 0
F5_Industrial_Lumber and Wood Products_New_Space Heating_Natural Gas_Furnace_E6 | F5 | Industrial | Lumber and Wood Products | New | Space Heating | Natural Gas | Furnace | E6 | Utility - Cost of Operation | 0 | 0 | 0 | 0 | 0 | 0 | 0 | 0 | 0 | 0 | 0 | 0 | 0 | 0 | 0 | 0 | 0 | 0 | 0 | 0 | 0 | 0 | 0 | 0 | 0 | 0 | 0 | 0 | 0 | 0 | 0 | 0 | 0
F5_Industrial_Lumber and Wood Products_New_Space Heating_Natural Gas_Furnace_E7 | F5 | Industrial | Lumber and Wood Products | New | Space Heating | Natural Gas | Furnace | E7 | Utility - Cost of Operation | 0 | 0 | 0 | 0 | 0 | 0 | 0 | 0 | 0 | 0 | 0 | 0 | 0 | 0 | 0 | 0 | 0 | 0 | 0 | 0 | 0 | 0 | 0 | 0 | 0 | 0 | 0 | 0 | 0 | 0 | 0 | 0 | 0
F5_Industrial_Lumber and Wood Products_New_Space Heating_Natural Gas_Furnace_E8 | F5 | Industrial | Lumber and Wood Products | New | Space Heating | Natural Gas | Furnace | E8 | Utility - Cost of Operation | 0 | 0 | 0 | 0 | 0 | 0 | 0 | 0 | 0 | 0 | 0 | 0 | 0 | 0 | 0 | 0 | 0 | 0 | 0 | 0 | 0 | 0 | 0 | 0 | 0 | 0 | 0 | 0 | 0 | 0 | 0 | 0 | 0
F5_Industrial_Lumber and Wood Products_New_Space Heating_Natural Gas_Furnace_E9 | F5 | Industrial | Lumber and Wood Products | New | Space Heating | Natural Gas | Furnace | E9 | Utility - Cost of Operation | 0 | 0 | 0 | 0 | 0 | 0 | 0 | 0 | 0 | 0 | 0 | 0 | 0 | 0 | 0 | 0 | 0 | 0 | 0 | 0 | 0 | 0 | 0 | 0 | 0 | 0 | 0 | 0 | 0 | 0 | 0 | 0 | 0
F5_Industrial_Lumber and Wood Products_New_Space Heating_Natural Gas_Furnace_E10 | F5 | Industrial | Lumber and Wood Products | New | Space Heating | Natural Gas | Furnace | E10 | Utility - Cost of Operation | 0 | 0 | 0 | 0 | 0 | 0 | 0 | 0 | 0 | 0 | 0 | 0 | 0 | 0 | 0 | 0 | 0 | 0 | 0 | 0 | 0 | 0 | 0 | 0 | 0 | 0 | 0 | 0 | 0 | 0 | 0 | 0 | 0
F6_Industrial_Lumber and Wood Products_New_Space Heating_Natural Gas_Furnace_E1 | F6 | Industrial | Lumber and Wood Products | New | Space Heating | Natural Gas | Furnace | E1 | Utility - Value of Sales | 0 | 0 | 0 | 0 | 0 | 0 | 0 | 0 | 0 | 0 | 0 | 0 | 0 | 0 | 0 | 0 | 0 | 0 | 0 | 0 | 0 | 0 | 0 | 0 | 0 | 0 | 0 | 0 | 0 | 0 | 0 | 0 | 0
F6_Industrial_Lumber and Wood Products_New_Space Heating_Natural Gas_Furnace_E2 | F6 | Industrial | Lumber and Wood Products | New | Space Heating | Natural Gas | Furnace | E2 | Utility - Value of Sales | 0 | 0 | 0 | 0 | 0 | 0 | 0 | 0 | 0 | 0 | 0 | 0 | 0 | 0 | 0 | 0 | 0 | 0 | 0 | 0 | 0 | 0 | 0 | 0 | 0 | 0 | 0 | 0 | 0 | 0 | 0 | 0 | 0
F6_Industrial_Lumber and Wood Products_New_Space Heating_Natural Gas_Furnace_E3 | F6 | Industrial | Lumber and Wood Products | New | Space Heating | Natural Gas | Furnace | E3 | Utility - Value of Sales | 0 | 0 | 0 | 0 | 0 | 0 | 0 | 0 | 0 | 0 | 0 | 0 | 0 | 0 | 0 | 0 | 0 | 0 | 0 | 0 | 0 | 0 | 0 | 0 | 0 | 0 | 0 | 0 | 0 | 0 | 0 | 0 | 0
F6_Industrial_Lumber and Wood Products_New_Space Heating_Natural Gas_Furnace_E4 | F6 | Industrial | Lumber and Wood Products | New | Space Heating | Natural Gas | Furnace | E4 | Utility - Value of Sales | 0 | 0 | 0 | 0 | 0 | 0 | 0 | 0 | 0 | 0 | 0 | 0 | 0 | 0 | 0 | 0 | 0 | 0 | 0 | 0 | 0 | 0 | 0 | 0 | 0 | 0 | 0 | 0 | 0 | 0 | 0 | 0 | 0
F6_Industrial_Lumber and Wood Products_New_Space Heating_Natural Gas_Furnace_E5 | F6 | Industrial | Lumber and Wood Products | New | Space Heating | Natural Gas | Furnace | E5 | Utility - Value of Sales | 0 | 0 | 0 | 0 | 0 | 0 | 0 | 0 | 0 | 0 | 0 | 0 | 0 | 0 | 0 | 0 | 0 | 0 | 0 | 0 | 0 | 0 | 0 | 0 | 0 | 0 | 0 | 0 | 0 | 0 | 0 | 0 | 0
F6_Industrial_Lumber and Wood Products_New_Space Heating_Natural Gas_Furnace_E6 | F6 | Industrial | Lumber and Wood Products | New | Space Heating | Natural Gas | Furnace | E6 | Utility - Value of Sales | 0 | 0 | 0 | 0 | 0 | 0 | 0 | 0 | 0 | 0 | 0 | 0 | 0 | 0 | 0 | 0 | 0 | 0 | 0 | 0 | 0 | 0 | 0 | 0 | 0 | 0 | 0 | 0 | 0 | 0 | 0 | 0 | 0
F6_Industrial_Lumber and Wood Products_New_Space Heating_Natural Gas_Furnace_E7 | F6 | Industrial | Lumber and Wood Products | New | Space Heating | Natural Gas | Furnace | E7 | Utility - Value of Sales | 0 | 0 | 0 | 0 | 0 | 0 | 0 | 0 | 0 | 0 | 0 | 0 | 0 | 0 | 0 | 0 | 0 | 0 | 0 | 0 | 0 | 0 | 0 | 0 | 0 | 0 | 0 | 0 | 0 | 0 | 0 | 0 | 0
F6_Industrial_Lumber and Wood Products_New_Space Heating_Natural Gas_Furnace_E8 | F6 | Industrial | Lumber and Wood Products | New | Space Heating | Natural Gas | Furnace | E8 | Utility - Value of Sales | 0 | 0 | 0 | 0 | 0 | 0 | 0 | 0 | 0 | 0 | 0 | 0 | 0 | 0 | 0 | 0 | 0 | 0 | 0 | 0 | 0 | 0 | 0 | 0 | 0 | 0 | 0 | 0 | 0 | 0 | 0 | 0 | 0
F6_Industrial_Lumber and Wood Products_New_Space Heating_Natural Gas_Furnace_E9 | F6 | Industrial | Lumber and Wood Products | New | Space Heating | Natural Gas | Furnace | E9 | Utility - Value of Sales | 0 | 0 | 0 | 0 | 0 | 0 | 0 | 0 | 0 | 0 | 0 | 0 | 0 | 0 | 0 | 0 | 0 | 0 | 0 | 0 | 0 | 0 | 0 | 0 | 0 | 0 | 0 | 0 | 0 | 0 | 0 | 0 | 0
F6_Industrial_Lumber and Wood Products_New_Space Heating_Natural Gas_Furnace_E10 | F6 | Industrial | Lumber and Wood Products | New | Space Heating | Natural Gas | Furnace | E10 | Utility - Value of Sales | 0 | 0 | 0 | 0 | 0 | 0 | 0 | 0 | 0 | 0 | 0 | 0 | 0 | 0 | 0 | 0 | 0 | 0 | 0 | 0 | 0 | 0 | 0 | 0 | 0 | 0 | 0 | 0 | 0 | 0 | 0 | 0 | 0
F1_Industrial_Lumber and Wood Products_New_Space Heating_Natural Gas_Boiler_E1 | F1 | Industrial | Lumber and Wood Products | New | Space Heating | Natural Gas | Boiler | E1 | RVT - Cost of Equipment | 0 | 0 | 0 | 0 | 0 | 0 | 0 | 0 | 0 | 0 | 0 | 0 | 0 | 0 | 0 | 0 | 0 | 0 | 0 | 0 | 0 | 0 | 0 | 0 | 0 | 0 | 0 | 0 | 0 | 0 | 0 | 0 | 0
F1_Industrial_Lumber and Wood Products_New_Space Heating_Natural Gas_Boiler_E2 | F1 | Industrial | Lumber and Wood Products | New | Space Heating | Natural Gas | Boiler | E2 | RVT - Cost of Equipment | 0 | 0 | 0 | 0 | 0 | 0 | 0 | 0 | 0 | 0 | 0 | 0 | 0 | 0 | 0 | 0 | 0 | 0 | 0 | 0 | 0 | 0 | 0 | 0 | 0 | 0 | 0 | 0 | 0 | 0 | 0 | 0 | 0
F1_Industrial_Lumber and Wood Products_New_Space Heating_Natural Gas_Boiler_E3 | F1 | Industrial | Lumber and Wood Products | New | Space Heating | Natural Gas | Boiler | E3 | RVT - Cost of Equipment | 0 | 0 | 0 | 0 | 0 | 0 | 0 | 0 | 0 | 0 | 0 | 0 | 0 | 0 | 0 | 0 | 0 | 0 | 0 | 0 | 0 | 0 | 0 | 0 | 0 | 0 | 0 | 0 | 0 | 0 | 0 | 0 | 0
F1_Industrial_Lumber and Wood Products_New_Space Heating_Natural Gas_Boiler_E4 | F1 | Industrial | Lumber and Wood Products | New | Space Heating | Natural Gas | Boiler | E4 | RVT - Cost of Equipment | 0 | 0 | 0 | 0 | 0 | 0 | 0 | 0 | 0 | 0 | 0 | 0 | 0 | 0 | 0 | 0 | 0 | 0 | 0 | 0 | 0 | 0 | 0 | 0 | 0 | 0 | 0 | 0 | 0 | 0 | 0 | 0 | 0
F1_Industrial_Lumber and Wood Products_New_Space Heating_Natural Gas_Boiler_E5 | F1 | Industrial | Lumber and Wood Products | New | Space Heating | Natural Gas | Boiler | E5 | RVT - Cost of Equipment | 0 | 0 | 0 | 0 | 0 | 0 | 0 | 0 | 0 | 0 | 0 | 0 | 0 | 0 | 0 | 0 | 0 | 0 | 0 | 0 | 0 | 0 | 0 | 0 | 0 | 0 | 0 | 0 | 0 | 0 | 0 | 0 | 0
F1_Industrial_Lumber and Wood Products_New_Space Heating_Natural Gas_Boiler_E6 | F1 | Industrial | Lumber and Wood Products | New | Space Heating | Natural Gas | Boiler | E6 | RVT - Cost of Equipment | 0 | 0 | 0 | 0 | 0 | 0 | 0 | 0 | 0 | 0 | 0 | 0 | 0 | 0 | 0 | 0 | 0 | 0 | 0 | 0 | 0 | 0 | 0 | 0 | 0 | 0 | 0 | 0 | 0 | 0 | 0 | 0 | 0
F1_Industrial_Lumber and Wood Products_New_Space Heating_Natural Gas_Boiler_E7 | F1 | Industrial | Lumber and Wood Products | New | Space Heating | Natural Gas | Boiler | E7 | RVT - Cost of Equipment | 0 | 0 | 0 | 0 | 0 | 0 | 0 | 0 | 0 | 0 | 0 | 0 | 0 | 0 | 0 | 0 | 0 | 0 | 0 | 0 | 0 | 0 | 0 | 0 | 0 | 0 | 0 | 0 | 0 | 0 | 0 | 0 | 0
F1_Industrial_Lumber and Wood Products_New_Space Heating_Natural Gas_Boiler_E8 | F1 | Industrial | Lumber and Wood Products | New | Space Heating | Natural Gas | Boiler | E8 | RVT - Cost of Equipment | 0 | 0 | 0 | 0 | 0 | 0 | 0 | 0 | 0 | 0 | 0 | 0 | 0 | 0 | 0 | 0 | 0 | 0 | 0 | 0 | 0 | 0 | 0 | 0 | 0 | 0 | 0 | 0 | 0 | 0 | 0 | 0 | 0
F1_Industrial_Lumber and Wood Products_New_Space Heating_Natural Gas_Boiler_E9 | F1 | Industrial | Lumber and Wood Products | New | Space Heating | Natural Gas | Boiler | E9 | RVT - Cost of Equipment | 0 | 0 | 0 | 0 | 0 | 0 | 0 | 0 | 0 | 0 | 0 | 0 | 0 | 0 | 0 | 0 | 0 | 0 | 0 | 0 | 0 | 0 | 0 | 0 | 0 | 0 | 0 | 0 | 0 | 0 | 0 | 0 | 0
F1_Industrial_Lumber and Wood Products_New_Space Heating_Natural Gas_Boiler_E10 | F1 | Industrial | Lumber and Wood Products | New | Space Heating | Natural Gas | Boiler | E10 | RVT - Cost of Equipment | 0 | 0 | 0 | 0 | 0 | 0 | 0 | 0 | 0 | 0 | 0 | 0 | 0 | 0 | 0 | 0 | 0 | 0 | 0 | 0 | 0 | 0 | 0 | 0 | 0 | 0 | 0 | 0 | 0 | 0 | 0 | 0 | 0
F2_Industrial_Lumber and Wood Products_New_Space Heating_Natural Gas_Boiler_E1 | F2 | Industrial | Lumber and Wood Products | New | Space Heating | Natural Gas | Boiler | E1 | RVT - Cost of Operation | 0 | 0 | 0 | 0 | 0 | 0 | 0 | 0 | 0 | 0 | 0 | 0 | 0 | 0 | 0 | 0 | 0 | 0 | 0 | 0 | 0 | 0 | 0 | 0 | 0 | 0 | 0 | 0 | 0 | 0 | 0 | 0 | 0
F2_Industrial_Lumber and Wood Products_New_Space Heating_Natural Gas_Boiler_E2 | F2 | Industrial | Lumber and Wood Products | New | Space Heating | Natural Gas | Boiler | E2 | RVT - Cost of Operation | 0 | 0 | 0 | 0 | 0 | 0 | 0 | 0 | 0 | 0 | 0 | 0 | 0 | 0 | 0 | 0 | 0 | 0 | 0 | 0 | 0 | 0 | 0 | 0 | 0 | 0 | 0 | 0 | 0 | 0 | 0 | 0 | 0
F2_Industrial_Lumber and Wood Products_New_Space Heating_Natural Gas_Boiler_E3 | F2 | Industrial | Lumber and Wood Products | New | Space Heating | Natural Gas | Boiler | E3 | RVT - Cost of Operation | 0 | 0 | 0 | 0 | 0 | 0 | 0 | 0 | 0 | 0 | 0 | 0 | 0 | 0 | 0 | 0 | 0 | 0 | 0 | 0 | 0 | 0 | 0 | 0 | 0 | 0 | 0 | 0 | 0 | 0 | 0 | 0 | 0
F2_Industrial_Lumber and Wood Products_New_Space Heating_Natural Gas_Boiler_E4 | F2 | Industrial | Lumber and Wood Products | New | Space Heating | Natural Gas | Boiler | E4 | RVT - Cost of Operation | 0 | 0 | 0 | 0 | 0 | 0 | 0 | 0 | 0 | 0 | 0 | 0 | 0 | 0 | 0 | 0 | 0 | 0 | 0 | 0 | 0 | 0 | 0 | 0 | 0 | 0 | 0 | 0 | 0 | 0 | 0 | 0 | 0
F2_Industrial_Lumber and Wood Products_New_Space Heating_Natural Gas_Boiler_E5 | F2 | Industrial | Lumber and Wood Products | New | Space Heating | Natural Gas | Boiler | E5 | RVT - Cost of Operation | 0 | 0 | 0 | 0 | 0 | 0 | 0 | 0 | 0 | 0 | 0 | 0 | 0 | 0 | 0 | 0 | 0 | 0 | 0 | 0 | 0 | 0 | 0 | 0 | 0 | 0 | 0 | 0 | 0 | 0 | 0 | 0 | 0
F2_Industrial_Lumber and Wood Products_New_Space Heating_Natural Gas_Boiler_E6 | F2 | Industrial | Lumber and Wood Products | New | Space Heating | Natural Gas | Boiler | E6 | RVT - Cost of Operation | 0 | 0 | 0 | 0 | 0 | 0 | 0 | 0 | 0 | 0 | 0 | 0 | 0 | 0 | 0 | 0 | 0 | 0 | 0 | 0 | 0 | 0 | 0 | 0 | 0 | 0 | 0 | 0 | 0 | 0 | 0 | 0 | 0
F2_Industrial_Lumber and Wood Products_New_Space Heating_Natural Gas_Boiler_E7 | F2 | Industrial | Lumber and Wood Products | New | Space Heating | Natural Gas | Boiler | E7 | RVT - Cost of Operation | 0 | 0 | 0 | 0 | 0 | 0 | 0 | 0 | 0 | 0 | 0 | 0 | 0 | 0 | 0 | 0 | 0 | 0 | 0 | 0 | 0 | 0 | 0 | 0 | 0 | 0 | 0 | 0 | 0 | 0 | 0 | 0 | 0
F2_Industrial_Lumber and Wood Products_New_Space Heating_Natural Gas_Boiler_E8 | F2 | Industrial | Lumber and Wood Products | New | Space Heating | Natural Gas | Boiler | E8 | RVT - Cost of Operation | 0 | 0 | 0 | 0 | 0 | 0 | 0 | 0 | 0 | 0 | 0 | 0 | 0 | 0 | 0 | 0 | 0 | 0 | 0 | 0 | 0 | 0 | 0 | 0 | 0 | 0 | 0 | 0 | 0 | 0 | 0 | 0 | 0
F2_Industrial_Lumber and Wood Products_New_Space Heating_Natural Gas_Boiler_E9 | F2 | Industrial | Lumber and Wood Products | New | Space Heating | Natural Gas | Boiler | E9 | RVT - Cost of Operation | 0 | 0 | 0 | 0 | 0 | 0 | 0 | 0 | 0 | 0 | 0 | 0 | 0 | 0 | 0 | 0 | 0 | 0 | 0 | 0 | 0 | 0 | 0 | 0 | 0 | 0 | 0 | 0 | 0 | 0 | 0 | 0 | 0
F2_Industrial_Lumber and Wood Products_New_Space Heating_Natural Gas_Boiler_E10 | F2 | Industrial | Lumber and Wood Products | New | Space Heating | Natural Gas | Boiler | E10 | RVT - Cost of Operation | 0 | 0 | 0 | 0 | 0 | 0 | 0 | 0 | 0 | 0 | 0 | 0 | 0 | 0 | 0 | 0 | 0 | 0 | 0 | 0 | 0 | 0 | 0 | 0 | 0 | 0 | 0 | 0 | 0 | 0 | 0 | 0 | 0
F3_Industrial_Lumber and Wood Products_New_Space Heating_Natural Gas_Boiler_E1 | F3 | Industrial | Lumber and Wood Products | New | Space Heating | Natural Gas | Boiler | E1 | System - kBTUs of Consumption | 0 | 0 | 0 | 0 | 0 | 0 | 0 | 0 | 0 | 0 | 0 | 0 | 0 | 0 | 0 | 0 | 0 | 0 | 0 | 0 | 0 | 0 | 0 | 0 | 0 | 0 | 0 | 0 | 0 | 0 | 0 | 0 | 0
F3_Industrial_Lumber and Wood Products_New_Space Heating_Natural Gas_Boiler_E2 | F3 | Industrial | Lumber and Wood Products | New | Space Heating | Natural Gas | Boiler | E2 | System - kBTUs of Consumption | 0 | 0 | 0 | 0 | 0 | 0 | 0 | 0 | 0 | 0 | 0 | 0 | 0 | 0 | 0 | 0 | 0 | 0 | 0 | 0 | 0 | 0 | 0 | 0 | 0 | 0 | 0 | 0 | 0 | 0 | 0 | 0 | 0
F3_Industrial_Lumber and Wood Products_New_Space Heating_Natural Gas_Boiler_E3 | F3 | Industrial | Lumber and Wood Products | New | Space Heating | Natural Gas | Boiler | E3 | System - kBTUs of Consumption | 0 | 0 | 0 | 0 | 0 | 0 | 0 | 0 | 0 | 0 | 0 | 0 | 0 | 0 | 0 | 0 | 0 | 0 | 0 | 0 | 0 | 0 | 0 | 0 | 0 | 0 | 0 | 0 | 0 | 0 | 0 | 0 | 0
F3_Industrial_Lumber and Wood Products_New_Space Heating_Natural Gas_Boiler_E4 | F3 | Industrial | Lumber and Wood Products | New | Space Heating | Natural Gas | Boiler | E4 | System - kBTUs of Consumption | 0 | 0 | 0 | 0 | 0 | 0 | 0 | 0 | 0 | 0 | 0 | 0 | 0 | 0 | 0 | 0 | 0 | 0 | 0 | 0 | 0 | 0 | 0 | 0 | 0 | 0 | 0 | 0 | 0 | 0 | 0 | 0 | 0
F3_Industrial_Lumber and Wood Products_New_Space Heating_Natural Gas_Boiler_E5 | F3 | Industrial | Lumber and Wood Products | New | Space Heating | Natural Gas | Boiler | E5 | System - kBTUs of Consumption | 0 | 0 | 0 | 0 | 0 | 0 | 0 | 0 | 0 | 0 | 0 | 0 | 0 | 0 | 0 | 0 | 0 | 0 | 0 | 0 | 0 | 0 | 0 | 0 | 0 | 0 | 0 | 0 | 0 | 0 | 0 | 0 | 0
F3_Industrial_Lumber and Wood Products_New_Space Heating_Natural Gas_Boiler_E6 | F3 | Industrial | Lumber and Wood Products | New | Space Heating | Natural Gas | Boiler | E6 | System - kBTUs of Consumption | 0 | 0 | 0 | 0 | 0 | 0 | 0 | 0 | 0 | 0 | 0 | 0 | 0 | 0 | 0 | 0 | 0 | 0 | 0 | 0 | 0 | 0 | 0 | 0 | 0 | 0 | 0 | 0 | 0 | 0 | 0 | 0 | 0
F3_Industrial_Lumber and Wood Products_New_Space Heating_Natural Gas_Boiler_E7 | F3 | Industrial | Lumber and Wood Products | New | Space Heating | Natural Gas | Boiler | E7 | System - kBTUs of Consumption | 0 | 0 | 0 | 0 | 0 | 0 | 0 | 0 | 0 | 0 | 0 | 0 | 0 | 0 | 0 | 0 | 0 | 0 | 0 | 0 | 0 | 0 | 0 | 0 | 0 | 0 | 0 | 0 | 0 | 0 | 0 | 0 | 0
F3_Industrial_Lumber and Wood Products_New_Space Heating_Natural Gas_Boiler_E8 | F3 | Industrial | Lumber and Wood Products | New | Space Heating | Natural Gas | Boiler | E8 | System - kBTUs of Consumption | 0 | 0 | 0 | 0 | 0 | 0 | 0 | 0 | 0 | 0 | 0 | 0 | 0 | 0 | 0 | 0 | 0 | 0 | 0 | 0 | 0 | 0 | 0 | 0 | 0 | 0 | 0 | 0 | 0 | 0 | 0 | 0 | 0
F3_Industrial_Lumber and Wood Products_New_Space Heating_Natural Gas_Boiler_E9 | F3 | Industrial | Lumber and Wood Products | New | Space Heating | Natural Gas | Boiler | E9 | System - kBTUs of Consumption | 0 | 0 | 0 | 0 | 0 | 0 | 0 | 0 | 0 | 0 | 0 | 0 | 0 | 0 | 0 | 0 | 0 | 0 | 0 | 0 | 0 | 0 | 0 | 0 | 0 | 0 | 0 | 0 | 0 | 0 | 0 | 0 | 0
F3_Industrial_Lumber and Wood Products_New_Space Heating_Natural Gas_Boiler_E10 | F3 | Industrial | Lumber and Wood Products | New | Space Heating | Natural Gas | Boiler | E10 | System - kBTUs of Consumption | 0 | 0 | 0 | 0 | 0 | 0 | 0 | 0 | 0 | 0 | 0 | 0 | 0 | 0 | 0 | 0 | 0 | 0 | 0 | 0 | 0 | 0 | 0 | 0 | 0 | 0 | 0 | 0 | 0 | 0 | 0 | 0 | 0
F4_Industrial_Lumber and Wood Products_New_Space Heating_Natural Gas_Boiler_E1 | F4 | Industrial | Lumber and Wood Products | New | Space Heating | Natural Gas | Boiler | E1 | Utility - Cost of Equipment | 0 | 0 | 0 | 0 | 0 | 0 | 0 | 0 | 0 | 0 | 0 | 0 | 0 | 0 | 0 | 0 | 0 | 0 | 0 | 0 | 0 | 0 | 0 | 0 | 0 | 0 | 0 | 0 | 0 | 0 | 0 | 0 | 0
F4_Industrial_Lumber and Wood Products_New_Space Heating_Natural Gas_Boiler_E2 | F4 | Industrial | Lumber and Wood Products | New | Space Heating | Natural Gas | Boiler | E2 | Utility - Cost of Equipment | 0 | 0 | 0 | 0 | 0 | 0 | 0 | 0 | 0 | 0 | 0 | 0 | 0 | 0 | 0 | 0 | 0 | 0 | 0 | 0 | 0 | 0 | 0 | 0 | 0 | 0 | 0 | 0 | 0 | 0 | 0 | 0 | 0
F4_Industrial_Lumber and Wood Products_New_Space Heating_Natural Gas_Boiler_E3 | F4 | Industrial | Lumber and Wood Products | New | Space Heating | Natural Gas | Boiler | E3 | Utility - Cost of Equipment | 0 | 0 | 0 | 0 | 0 | 0 | 0 | 0 | 0 | 0 | 0 | 0 | 0 | 0 | 0 | 0 | 0 | 0 | 0 | 0 | 0 | 0 | 0 | 0 | 0 | 0 | 0 | 0 | 0 | 0 | 0 | 0 | 0
F4_Industrial_Lumber and Wood Products_New_Space Heating_Natural Gas_Boiler_E4 | F4 | Industrial | Lumber and Wood Products | New | Space Heating | Natural Gas | Boiler | E4 | Utility - Cost of Equipment | 0 | 0 | 0 | 0 | 0 | 0 | 0 | 0 | 0 | 0 | 0 | 0 | 0 | 0 | 0 | 0 | 0 | 0 | 0 | 0 | 0 | 0 | 0 | 0 | 0 | 0 | 0 | 0 | 0 | 0 | 0 | 0 | 0
F4_Industrial_Lumber and Wood Products_New_Space Heating_Natural Gas_Boiler_E5 | F4 | Industrial | Lumber and Wood Products | New | Space Heating | Natural Gas | Boiler | E5 | Utility - Cost of Equipment | 0 | 0 | 0 | 0 | 0 | 0 | 0 | 0 | 0 | 0 | 0 | 0 | 0 | 0 | 0 | 0 | 0 | 0 | 0 | 0 | 0 | 0 | 0 | 0 | 0 | 0 | 0 | 0 | 0 | 0 | 0 | 0 | 0
F4_Industrial_Lumber and Wood Products_New_Space Heating_Natural Gas_Boiler_E6 | F4 | Industrial | Lumber and Wood Products | New | Space Heating | Natural Gas | Boiler | E6 | Utility - Cost of Equipment | 0 | 0 | 0 | 0 | 0 | 0 | 0 | 0 | 0 | 0 | 0 | 0 | 0 | 0 | 0 | 0 | 0 | 0 | 0 | 0 | 0 | 0 | 0 | 0 | 0 | 0 | 0 | 0 | 0 | 0 | 0 | 0 | 0
F4_Industrial_Lumber and Wood Products_New_Space Heating_Natural Gas_Boiler_E7 | F4 | Industrial | Lumber and Wood Products | New | Space Heating | Natural Gas | Boiler | E7 | Utility - Cost of Equipment | 0 | 0 | 0 | 0 | 0 | 0 | 0 | 0 | 0 | 0 | 0 | 0 | 0 | 0 | 0 | 0 | 0 | 0 | 0 | 0 | 0 | 0 | 0 | 0 | 0 | 0 | 0 | 0 | 0 | 0 | 0 | 0 | 0
F4_Industrial_Lumber and Wood Products_New_Space Heating_Natural Gas_Boiler_E8 | F4 | Industrial | Lumber and Wood Products | New | Space Heating | Natural Gas | Boiler | E8 | Utility - Cost of Equipment | 0 | 0 | 0 | 0 | 0 | 0 | 0 | 0 | 0 | 0 | 0 | 0 | 0 | 0 | 0 | 0 | 0 | 0 | 0 | 0 | 0 | 0 | 0 | 0 | 0 | 0 | 0 | 0 | 0 | 0 | 0 | 0 | 0
F4_Industrial_Lumber and Wood Products_New_Space Heating_Natural Gas_Boiler_E9 | F4 | Industrial | Lumber and Wood Products | New | Space Heating | Natural Gas | Boiler | E9 | Utility - Cost of Equipment | 0 | 0 | 0 | 0 | 0 | 0 | 0 | 0 | 0 | 0 | 0 | 0 | 0 | 0 | 0 | 0 | 0 | 0 | 0 | 0 | 0 | 0 | 0 | 0 | 0 | 0 | 0 | 0 | 0 | 0 | 0 | 0 | 0
F4_Industrial_Lumber and Wood Products_New_Space Heating_Natural Gas_Boiler_E10 | F4 | Industrial | Lumber and Wood Products | New | Space Heating | Natural Gas | Boiler | E10 | Utility - Cost of Equipment | 0 | 0 | 0 | 0 | 0 | 0 | 0 | 0 | 0 | 0 | 0 | 0 | 0 | 0 | 0 | 0 | 0 | 0 | 0 | 0 | 0 | 0 | 0 | 0 | 0 | 0 | 0 | 0 | 0 | 0 | 0 | 0 | 0
F5_Industrial_Lumber and Wood Products_New_Space Heating_Natural Gas_Boiler_E1 | F5 | Industrial | Lumber and Wood Products | New | Space Heating | Natural Gas | Boiler | E1 | Utility - Cost of Operation | 0 | 0 | 0 | 0 | 0 | 0 | 0 | 0 | 0 | 0 | 0 | 0 | 0 | 0 | 0 | 0 | 0 | 0 | 0 | 0 | 0 | 0 | 0 | 0 | 0 | 0 | 0 | 0 | 0 | 0 | 0 | 0 | 0
F5_Industrial_Lumber and Wood Products_New_Space Heating_Natural Gas_Boiler_E2 | F5 | Industrial | Lumber and Wood Products | New | Space Heating | Natural Gas | Boiler | E2 | Utility - Cost of Operation | 0 | 0 | 0 | 0 | 0 | 0 | 0 | 0 | 0 | 0 | 0 | 0 | 0 | 0 | 0 | 0 | 0 | 0 | 0 | 0 | 0 | 0 | 0 | 0 | 0 | 0 | 0 | 0 | 0 | 0 | 0 | 0 | 0
F5_Industrial_Lumber and Wood Products_New_Space Heating_Natural Gas_Boiler_E3 | F5 | Industrial | Lumber and Wood Products | New | Space Heating | Natural Gas | Boiler | E3 | Utility - Cost of Operation | 0 | 0 | 0 | 0 | 0 | 0 | 0 | 0 | 0 | 0 | 0 | 0 | 0 | 0 | 0 | 0 | 0 | 0 | 0 | 0 | 0 | 0 | 0 | 0 | 0 | 0 | 0 | 0 | 0 | 0 | 0 | 0 | 0
F5_Industrial_Lumber and Wood Products_New_Space Heating_Natural Gas_Boiler_E4 | F5 | Industrial | Lumber and Wood Products | New | Space Heating | Natural Gas | Boiler | E4 | Utility - Cost of Operation | 0 | 0 | 0 | 0 | 0 | 0 | 0 | 0 | 0 | 0 | 0 | 0 | 0 | 0 | 0 | 0 | 0 | 0 | 0 | 0 | 0 | 0 | 0 | 0 | 0 | 0 | 0 | 0 | 0 | 0 | 0 | 0 | 0
F5_Industrial_Lumber and Wood Products_New_Space Heating_Natural Gas_Boiler_E5 | F5 | Industrial | Lumber and Wood Products | New | Space Heating | Natural Gas | Boiler | E5 | Utility - Cost of Operation | 0 | 0 | 0 | 0 | 0 | 0 | 0 | 0 | 0 | 0 | 0 | 0 | 0 | 0 | 0 | 0 | 0 | 0 | 0 | 0 | 0 | 0 | 0 | 0 | 0 | 0 | 0 | 0 | 0 | 0 | 0 | 0 | 0
F5_Industrial_Lumber and Wood Products_New_Space Heating_Natural Gas_Boiler_E6 | F5 | Industrial | Lumber and Wood Products | New | Space Heating | Natural Gas | Boiler | E6 | Utility - Cost of Operation | 0 | 0 | 0 | 0 | 0 | 0 | 0 | 0 | 0 | 0 | 0 | 0 | 0 | 0 | 0 | 0 | 0 | 0 | 0 | 0 | 0 | 0 | 0 | 0 | 0 | 0 | 0 | 0 | 0 | 0 | 0 | 0 | 0
F5_Industrial_Lumber and Wood Products_New_Space Heating_Natural Gas_Boiler_E7 | F5 | Industrial | Lumber and Wood Products | New | Space Heating | Natural Gas | Boiler | E7 | Utility - Cost of Operation | 0 | 0 | 0 | 0 | 0 | 0 | 0 | 0 | 0 | 0 | 0 | 0 | 0 | 0 | 0 | 0 | 0 | 0 | 0 | 0 | 0 | 0 | 0 | 0 | 0 | 0 | 0 | 0 | 0 | 0 | 0 | 0 | 0
F5_Industrial_Lumber and Wood Products_New_Space Heating_Natural Gas_Boiler_E8 | F5 | Industrial | Lumber and Wood Products | New | Space Heating | Natural Gas | Boiler | E8 | Utility - Cost of Operation | 0 | 0 | 0 | 0 | 0 | 0 | 0 | 0 | 0 | 0 | 0 | 0 | 0 | 0 | 0 | 0 | 0 | 0 | 0 | 0 | 0 | 0 | 0 | 0 | 0 | 0 | 0 | 0 | 0 | 0 | 0 | 0 | 0
F5_Industrial_Lumber and Wood Products_New_Space Heating_Natural Gas_Boiler_E9 | F5 | Industrial | Lumber and Wood Products | New | Space Heating | Natural Gas | Boiler | E9 | Utility - Cost of Operation | 0 | 0 | 0 | 0 | 0 | 0 | 0 | 0 | 0 | 0 | 0 | 0 | 0 | 0 | 0 | 0 | 0 | 0 | 0 | 0 | 0 | 0 | 0 | 0 | 0 | 0 | 0 | 0 | 0 | 0 | 0 | 0 | 0
F5_Industrial_Lumber and Wood Products_New_Space Heating_Natural Gas_Boiler_E10 | F5 | Industrial | Lumber and Wood Products | New | Space Heating | Natural Gas | Boiler | E10 | Utility - Cost of Operation | 0 | 0 | 0 | 0 | 0 | 0 | 0 | 0 | 0 | 0 | 0 | 0 | 0 | 0 | 0 | 0 | 0 | 0 | 0 | 0 | 0 | 0 | 0 | 0 | 0 | 0 | 0 | 0 | 0 | 0 | 0 | 0 | 0
F6_Industrial_Lumber and Wood Products_New_Space Heating_Natural Gas_Boiler_E1 | F6 | Industrial | Lumber and Wood Products | New | Space Heating | Natural Gas | Boiler | E1 | Utility - Value of Sales | 0 | 0 | 0 | 0 | 0 | 0 | 0 | 0 | 0 | 0 | 0 | 0 | 0 | 0 | 0 | 0 | 0 | 0 | 0 | 0 | 0 | 0 | 0 | 0 | 0 | 0 | 0 | 0 | 0 | 0 | 0 | 0 | 0
F6_Industrial_Lumber and Wood Products_New_Space Heating_Natural Gas_Boiler_E2 | F6 | Industrial | Lumber and Wood Products | New | Space Heating | Natural Gas | Boiler | E2 | Utility - Value of Sales | 0 | 0 | 0 | 0 | 0 | 0 | 0 | 0 | 0 | 0 | 0 | 0 | 0 | 0 | 0 | 0 | 0 | 0 | 0 | 0 | 0 | 0 | 0 | 0 | 0 | 0 | 0 | 0 | 0 | 0 | 0 | 0 | 0
F6_Industrial_Lumber and Wood Products_New_Space Heating_Natural Gas_Boiler_E3 | F6 | Industrial | Lumber and Wood Products | New | Space Heating | Natural Gas | Boiler | E3 | Utility - Value of Sales | 0 | 0 | 0 | 0 | 0 | 0 | 0 | 0 | 0 | 0 | 0 | 0 | 0 | 0 | 0 | 0 | 0 | 0 | 0 | 0 | 0 | 0 | 0 | 0 | 0 | 0 | 0 | 0 | 0 | 0 | 0 | 0 | 0
F6_Industrial_Lumber and Wood Products_New_Space Heating_Natural Gas_Boiler_E4 | F6 | Industrial | Lumber and Wood Products | New | Space Heating | Natural Gas | Boiler | E4 | Utility - Value of Sales | 0 | 0 | 0 | 0 | 0 | 0 | 0 | 0 | 0 | 0 | 0 | 0 | 0 | 0 | 0 | 0 | 0 | 0 | 0 | 0 | 0 | 0 | 0 | 0 | 0 | 0 | 0 | 0 | 0 | 0 | 0 | 0 | 0
F6_Industrial_Lumber and Wood Products_New_Space Heating_Natural Gas_Boiler_E5 | F6 | Industrial | Lumber and Wood Products | New | Space Heating | Natural Gas | Boiler | E5 | Utility - Value of Sales | 0 | 0 | 0 | 0 | 0 | 0 | 0 | 0 | 0 | 0 | 0 | 0 | 0 | 0 | 0 | 0 | 0 | 0 | 0 | 0 | 0 | 0 | 0 | 0 | 0 | 0 | 0 | 0 | 0 | 0 | 0 | 0 | 0
F6_Industrial_Lumber and Wood Products_New_Space Heating_Natural Gas_Boiler_E6 | F6 | Industrial | Lumber and Wood Products | New | Space Heating | Natural Gas | Boiler | E6 | Utility - Value of Sales | 0 | 0 | 0 | 0 | 0 | 0 | 0 | 0 | 0 | 0 | 0 | 0 | 0 | 0 | 0 | 0 | 0 | 0 | 0 | 0 | 0 | 0 | 0 | 0 | 0 | 0 | 0 | 0 | 0 | 0 | 0 | 0 | 0
F6_Industrial_Lumber and Wood Products_New_Space Heating_Natural Gas_Boiler_E7 | F6 | Industrial | Lumber and Wood Products | New | Space Heating | Natural Gas | Boiler | E7 | Utility - Value of Sales | 0 | 0 | 0 | 0 | 0 | 0 | 0 | 0 | 0 | 0 | 0 | 0 | 0 | 0 | 0 | 0 | 0 | 0 | 0 | 0 | 0 | 0 | 0 | 0 | 0 | 0 | 0 | 0 | 0 | 0 | 0 | 0 | 0
F6_Industrial_Lumber and Wood Products_New_Space Heating_Natural Gas_Boiler_E8 | F6 | Industrial | Lumber and Wood Products | New | Space Heating | Natural Gas | Boiler | E8 | Utility - Value of Sales | 0 | 0 | 0 | 0 | 0 | 0 | 0 | 0 | 0 | 0 | 0 | 0 | 0 | 0 | 0 | 0 | 0 | 0 | 0 | 0 | 0 | 0 | 0 | 0 | 0 | 0 | 0 | 0 | 0 | 0 | 0 | 0 | 0
F6_Industrial_Lumber and Wood Products_New_Space Heating_Natural Gas_Boiler_E9 | F6 | Industrial | Lumber and Wood Products | New | Space Heating | Natural Gas | Boiler | E9 | Utility - Value of Sales | 0 | 0 | 0 | 0 | 0 | 0 | 0 | 0 | 0 | 0 | 0 | 0 | 0 | 0 | 0 | 0 | 0 | 0 | 0 | 0 | 0 | 0 | 0 | 0 | 0 | 0 | 0 | 0 | 0 | 0 | 0 | 0 | 0
F6_Industrial_Lumber and Wood Products_New_Space Heating_Natural Gas_Boiler_E10 | F6 | Industrial | Lumber and Wood Products | New | Space Heating | Natural Gas | Boiler | E10 | Utility - Value of Sales | 0 | 0 | 0 | 0 | 0 | 0 | 0 | 0 | 0 | 0 | 0 | 0 | 0 | 0 | 0 | 0 | 0 | 0 | 0 | 0 | 0 | 0 | 0 | 0 | 0 | 0 | 0 | 0 | 0 | 0 | 0 | 0 | 0
F1_Industrial_Lumber and Wood Products_New_Space Heating_Natural Gas_Unit Heater_E1 | F1 | Industrial | Lumber and Wood Products | New | Space Heating | Natural Gas | Unit Heater | E1 | RVT - Cost of Equipment | 0 | 0 | 0 | 0 | 0 | 0 | 0 | 0 | 0 | 0 | 0 | 0 | 0 | 0 | 0 | 0 | 0 | 0 | 0 | 0 | 0 | 0 | 0 | 0 | 0 | 0 | 0 | 0 | 0 | 0 | 0 | 0 | 0
F1_Industrial_Lumber and Wood Products_New_Space Heating_Natural Gas_Unit Heater_E2 | F1 | Industrial | Lumber and Wood Products | New | Space Heating | Natural Gas | Unit Heater | E2 | RVT - Cost of Equipment | 0 | 0 | 0 | 0 | 0 | 0 | 0 | 0 | 0 | 0 | 0 | 0 | 0 | 0 | 0 | 0 | 0 | 0 | 0 | 0 | 0 | 0 | 0 | 0 | 0 | 0 | 0 | 0 | 0 | 0 | 0 | 0 | 0
F1_Industrial_Lumber and Wood Products_New_Space Heating_Natural Gas_Unit Heater_E3 | F1 | Industrial | Lumber and Wood Products | New | Space Heating | Natural Gas | Unit Heater | E3 | RVT - Cost of Equipment | 0 | 0 | 0 | 0 | 0 | 0 | 0 | 0 | 0 | 0 | 0 | 0 | 0 | 0 | 0 | 0 | 0 | 0 | 0 | 0 | 0 | 0 | 0 | 0 | 0 | 0 | 0 | 0 | 0 | 0 | 0 | 0 | 0
F1_Industrial_Lumber and Wood Products_New_Space Heating_Natural Gas_Unit Heater_E4 | F1 | Industrial | Lumber and Wood Products | New | Space Heating | Natural Gas | Unit Heater | E4 | RVT - Cost of Equipment | 0 | 0 | 0 | 0 | 0 | 0 | 0 | 0 | 0 | 0 | 0 | 0 | 0 | 0 | 0 | 0 | 0 | 0 | 0 | 0 | 0 | 0 | 0 | 0 | 0 | 0 | 0 | 0 | 0 | 0 | 0 | 0 | 0
F1_Industrial_Lumber and Wood Products_New_Space Heating_Natural Gas_Unit Heater_E5 | F1 | Industrial | Lumber and Wood Products | New | Space Heating | Natural Gas | Unit Heater | E5 | RVT - Cost of Equipment | 0 | 0 | 0 | 0 | 0 | 0 | 0 | 0 | 0 | 0 | 0 | 0 | 0 | 0 | 0 | 0 | 0 | 0 | 0 | 0 | 0 | 0 | 0 | 0 | 0 | 0 | 0 | 0 | 0 | 0 | 0 | 0 | 0
F1_Industrial_Lumber and Wood Products_New_Space Heating_Natural Gas_Unit Heater_E6 | F1 | Industrial | Lumber and Wood Products | New | Space Heating | Natural Gas | Unit Heater | E6 | RVT - Cost of Equipment | 0 | 0 | 0 | 0 | 0 | 0 | 0 | 0 | 0 | 0 | 0 | 0 | 0 | 0 | 0 | 0 | 0 | 0 | 0 | 0 | 0 | 0 | 0 | 0 | 0 | 0 | 0 | 0 | 0 | 0 | 0 | 0 | 0
F1_Industrial_Lumber and Wood Products_New_Space Heating_Natural Gas_Unit Heater_E7 | F1 | Industrial | Lumber and Wood Products | New | Space Heating | Natural Gas | Unit Heater | E7 | RVT - Cost of Equipment | 0 | 0 | 0 | 0 | 0 | 0 | 0 | 0 | 0 | 0 | 0 | 0 | 0 | 0 | 0 | 0 | 0 | 0 | 0 | 0 | 0 | 0 | 0 | 0 | 0 | 0 | 0 | 0 | 0 | 0 | 0 | 0 | 0
F1_Industrial_Lumber and Wood Products_New_Space Heating_Natural Gas_Unit Heater_E8 | F1 | Industrial | Lumber and Wood Products | New | Space Heating | Natural Gas | Unit Heater | E8 | RVT - Cost of Equipment | 0 | 0 | 0 | 0 | 0 | 0 | 0 | 0 | 0 | 0 | 0 | 0 | 0 | 0 | 0 | 0 | 0 | 0 | 0 | 0 | 0 | 0 | 0 | 0 | 0 | 0 | 0 | 0 | 0 | 0 | 0 | 0 | 0
F1_Industrial_Lumber and Wood Products_New_Space Heating_Natural Gas_Unit Heater_E9 | F1 | Industrial | Lumber and Wood Products | New | Space Heating | Natural Gas | Unit Heater | E9 | RVT - Cost of Equipment | 0 | 0 | 0 | 0 | 0 | 0 | 0 | 0 | 0 | 0 | 0 | 0 | 0 | 0 | 0 | 0 | 0 | 0 | 0 | 0 | 0 | 0 | 0 | 0 | 0 | 0 | 0 | 0 | 0 | 0 | 0 | 0 | 0
F1_Industrial_Lumber and Wood Products_New_Space Heating_Natural Gas_Unit Heater_E10 | F1 | Industrial | Lumber and Wood Products | New | Space Heating | Natural Gas | Unit Heater | E10 | RVT - Cost of Equipment | 0 | 0 | 0 | 0 | 0 | 0 | 0 | 0 | 0 | 0 | 0 | 0 | 0 | 0 | 0 | 0 | 0 | 0 | 0 | 0 | 0 | 0 | 0 | 0 | 0 | 0 | 0 | 0 | 0 | 0 | 0 | 0 | 0
F2_Industrial_Lumber and Wood Products_New_Space Heating_Natural Gas_Unit Heater_E1 | F2 | Industrial | Lumber and Wood Products | New | Space Heating | Natural Gas | Unit Heater | E1 | RVT - Cost of Operation | 0 | 0 | 0 | 0 | 0 | 0 | 0 | 0 | 0 | 0 | 0 | 0 | 0 | 0 | 0 | 0 | 0 | 0 | 0 | 0 | 0 | 0 | 0 | 0 | 0 | 0 | 0 | 0 | 0 | 0 | 0 | 0 | 0
F2_Industrial_Lumber and Wood Products_New_Space Heating_Natural Gas_Unit Heater_E2 | F2 | Industrial | Lumber and Wood Products | New | Space Heating | Natural Gas | Unit Heater | E2 | RVT - Cost of Operation | 0 | 0 | 0 | 0 | 0 | 0 | 0 | 0 | 0 | 0 | 0 | 0 | 0 | 0 | 0 | 0 | 0 | 0 | 0 | 0 | 0 | 0 | 0 | 0 | 0 | 0 | 0 | 0 | 0 | 0 | 0 | 0 | 0
F2_Industrial_Lumber and Wood Products_New_Space Heating_Natural Gas_Unit Heater_E3 | F2 | Industrial | Lumber and Wood Products | New | Space Heating | Natural Gas | Unit Heater | E3 | RVT - Cost of Operation | 0 | 0 | 0 | 0 | 0 | 0 | 0 | 0 | 0 | 0 | 0 | 0 | 0 | 0 | 0 | 0 | 0 | 0 | 0 | 0 | 0 | 0 | 0 | 0 | 0 | 0 | 0 | 0 | 0 | 0 | 0 | 0 | 0
F2_Industrial_Lumber and Wood Products_New_Space Heating_Natural Gas_Unit Heater_E4 | F2 | Industrial | Lumber and Wood Products | New | Space Heating | Natural Gas | Unit Heater | E4 | RVT - Cost of Operation | 0 | 0 | 0 | 0 | 0 | 0 | 0 | 0 | 0 | 0 | 0 | 0 | 0 | 0 | 0 | 0 | 0 | 0 | 0 | 0 | 0 | 0 | 0 | 0 | 0 | 0 | 0 | 0 | 0 | 0 | 0 | 0 | 0
F2_Industrial_Lumber and Wood Products_New_Space Heating_Natural Gas_Unit Heater_E5 | F2 | Industrial | Lumber and Wood Products | New | Space Heating | Natural Gas | Unit Heater | E5 | RVT - Cost of Operation | 0 | 0 | 0 | 0 | 0 | 0 | 0 | 0 | 0 | 0 | 0 | 0 | 0 | 0 | 0 | 0 | 0 | 0 | 0 | 0 | 0 | 0 | 0 | 0 | 0 | 0 | 0 | 0 | 0 | 0 | 0 | 0 | 0
F2_Industrial_Lumber and Wood Products_New_Space Heating_Natural Gas_Unit Heater_E6 | F2 | Industrial | Lumber and Wood Products | New | Space Heating | Natural Gas | Unit Heater | E6 | RVT - Cost of Operation | 0 | 0 | 0 | 0 | 0 | 0 | 0 | 0 | 0 | 0 | 0 | 0 | 0 | 0 | 0 | 0 | 0 | 0 | 0 | 0 | 0 | 0 | 0 | 0 | 0 | 0 | 0 | 0 | 0 | 0 | 0 | 0 | 0
F2_Industrial_Lumber and Wood Products_New_Space Heating_Natural Gas_Unit Heater_E7 | F2 | Industrial | Lumber and Wood Products | New | Space Heating | Natural Gas | Unit Heater | E7 | RVT - Cost of Operation | 0 | 0 | 0 | 0 | 0 | 0 | 0 | 0 | 0 | 0 | 0 | 0 | 0 | 0 | 0 | 0 | 0 | 0 | 0 | 0 | 0 | 0 | 0 | 0 | 0 | 0 | 0 | 0 | 0 | 0 | 0 | 0 | 0
F2_Industrial_Lumber and Wood Products_New_Space Heating_Natural Gas_Unit Heater_E8 | F2 | Industrial | Lumber and Wood Products | New | Space Heating | Natural Gas | Unit Heater | E8 | RVT - Cost of Operation | 0 | 0 | 0 | 0 | 0 | 0 | 0 | 0 | 0 | 0 | 0 | 0 | 0 | 0 | 0 | 0 | 0 | 0 | 0 | 0 | 0 | 0 | 0 | 0 | 0 | 0 | 0 | 0 | 0 | 0 | 0 | 0 | 0
F2_Industrial_Lumber and Wood Products_New_Space Heating_Natural Gas_Unit Heater_E9 | F2 | Industrial | Lumber and Wood Products | New | Space Heating | Natural Gas | Unit Heater | E9 | RVT - Cost of Operation | 0 | 0 | 0 | 0 | 0 | 0 | 0 | 0 | 0 | 0 | 0 | 0 | 0 | 0 | 0 | 0 | 0 | 0 | 0 | 0 | 0 | 0 | 0 | 0 | 0 | 0 | 0 | 0 | 0 | 0 | 0 | 0 | 0
F2_Industrial_Lumber and Wood Products_New_Space Heating_Natural Gas_Unit Heater_E10 | F2 | Industrial | Lumber and Wood Products | New | Space Heating | Natural Gas | Unit Heater | E10 | RVT - Cost of Operation | 0 | 0 | 0 | 0 | 0 | 0 | 0 | 0 | 0 | 0 | 0 | 0 | 0 | 0 | 0 | 0 | 0 | 0 | 0 | 0 | 0 | 0 | 0 | 0 | 0 | 0 | 0 | 0 | 0 | 0 | 0 | 0 | 0
F3_Industrial_Lumber and Wood Products_New_Space Heating_Natural Gas_Unit Heater_E1 | F3 | Industrial | Lumber and Wood Products | New | Space Heating | Natural Gas | Unit Heater | E1 | System - kBTUs of Consumption | 0 | 0 | 0 | 0 | 0 | 0 | 0 | 0 | 0 | 0 | 0 | 0 | 0 | 0 | 0 | 0 | 0 | 0 | 0 | 0 | 0 | 0 | 0 | 0 | 0 | 0 | 0 | 0 | 0 | 0 | 0 | 0 | 0
F3_Industrial_Lumber and Wood Products_New_Space Heating_Natural Gas_Unit Heater_E2 | F3 | Industrial | Lumber and Wood Products | New | Space Heating | Natural Gas | Unit Heater | E2 | System - kBTUs of Consumption | 0 | 0 | 0 | 0 | 0 | 0 | 0 | 0 | 0 | 0 | 0 | 0 | 0 | 0 | 0 | 0 | 0 | 0 | 0 | 0 | 0 | 0 | 0 | 0 | 0 | 0 | 0 | 0 | 0 | 0 | 0 | 0 | 0
F3_Industrial_Lumber and Wood Products_New_Space Heating_Natural Gas_Unit Heater_E3 | F3 | Industrial | Lumber and Wood Products | New | Space Heating | Natural Gas | Unit Heater | E3 | System - kBTUs of Consumption | 0 | 0 | 0 | 0 | 0 | 0 | 0 | 0 | 0 | 0 | 0 | 0 | 0 | 0 | 0 | 0 | 0 | 0 | 0 | 0 | 0 | 0 | 0 | 0 | 0 | 0 | 0 | 0 | 0 | 0 | 0 | 0 | 0
F3_Industrial_Lumber and Wood Products_New_Space Heating_Natural Gas_Unit Heater_E4 | F3 | Industrial | Lumber and Wood Products | New | Space Heating | Natural Gas | Unit Heater | E4 | System - kBTUs of Consumption | 0 | 0 | 0 | 0 | 0 | 0 | 0 | 0 | 0 | 0 | 0 | 0 | 0 | 0 | 0 | 0 | 0 | 0 | 0 | 0 | 0 | 0 | 0 | 0 | 0 | 0 | 0 | 0 | 0 | 0 | 0 | 0 | 0
F3_Industrial_Lumber and Wood Products_New_Space Heating_Natural Gas_Unit Heater_E5 | F3 | Industrial | Lumber and Wood Products | New | Space Heating | Natural Gas | Unit Heater | E5 | System - kBTUs of Consumption | 0 | 0 | 0 | 0 | 0 | 0 | 0 | 0 | 0 | 0 | 0 | 0 | 0 | 0 | 0 | 0 | 0 | 0 | 0 | 0 | 0 | 0 | 0 | 0 | 0 | 0 | 0 | 0 | 0 | 0 | 0 | 0 | 0
F3_Industrial_Lumber and Wood Products_New_Space Heating_Natural Gas_Unit Heater_E6 | F3 | Industrial | Lumber and Wood Products | New | Space Heating | Natural Gas | Unit Heater | E6 | System - kBTUs of Consumption | 0 | 0 | 0 | 0 | 0 | 0 | 0 | 0 | 0 | 0 | 0 | 0 | 0 | 0 | 0 | 0 | 0 | 0 | 0 | 0 | 0 | 0 | 0 | 0 | 0 | 0 | 0 | 0 | 0 | 0 | 0 | 0 | 0
F3_Industrial_Lumber and Wood Products_New_Space Heating_Natural Gas_Unit Heater_E7 | F3 | Industrial | Lumber and Wood Products | New | Space Heating | Natural Gas | Unit Heater | E7 | System - kBTUs of Consumption | 0 | 0 | 0 | 0 | 0 | 0 | 0 | 0 | 0 | 0 | 0 | 0 | 0 | 0 | 0 | 0 | 0 | 0 | 0 | 0 | 0 | 0 | 0 | 0 | 0 | 0 | 0 | 0 | 0 | 0 | 0 | 0 | 0
F3_Industrial_Lumber and Wood Products_New_Space Heating_Natural Gas_Unit Heater_E8 | F3 | Industrial | Lumber and Wood Products | New | Space Heating | Natural Gas | Unit Heater | E8 | System - kBTUs of Consumption | 0 | 0 | 0 | 0 | 0 | 0 | 0 | 0 | 0 | 0 | 0 | 0 | 0 | 0 | 0 | 0 | 0 | 0 | 0 | 0 | 0 | 0 | 0 | 0 | 0 | 0 | 0 | 0 | 0 | 0 | 0 | 0 | 0
F3_Industrial_Lumber and Wood Products_New_Space Heating_Natural Gas_Unit Heater_E9 | F3 | Industrial | Lumber and Wood Products | New | Space Heating | Natural Gas | Unit Heater | E9 | System - kBTUs of Consumption | 0 | 0 | 0 | 0 | 0 | 0 | 0 | 0 | 0 | 0 | 0 | 0 | 0 | 0 | 0 | 0 | 0 | 0 | 0 | 0 | 0 | 0 | 0 | 0 | 0 | 0 | 0 | 0 | 0 | 0 | 0 | 0 | 0
F3_Industrial_Lumber and Wood Products_New_Space Heating_Natural Gas_Unit Heater_E10 | F3 | Industrial | Lumber and Wood Products | New | Space Heating | Natural Gas | Unit Heater | E10 | System - kBTUs of Consumption | 0 | 0 | 0 | 0 | 0 | 0 | 0 | 0 | 0 | 0 | 0 | 0 | 0 | 0 | 0 | 0 | 0 | 0 | 0 | 0 | 0 | 0 | 0 | 0 | 0 | 0 | 0 | 0 | 0 | 0 | 0 | 0 | 0
F4_Industrial_Lumber and Wood Products_New_Space Heating_Natural Gas_Unit Heater_E1 | F4 | Industrial | Lumber and Wood Products | New | Space Heating | Natural Gas | Unit Heater | E1 | Utility - Cost of Equipment | 0 | 0 | 0 | 0 | 0 | 0 | 0 | 0 | 0 | 0 | 0 | 0 | 0 | 0 | 0 | 0 | 0 | 0 | 0 | 0 | 0 | 0 | 0 | 0 | 0 | 0 | 0 | 0 | 0 | 0 | 0 | 0 | 0
F4_Industrial_Lumber and Wood Products_New_Space Heating_Natural Gas_Unit Heater_E2 | F4 | Industrial | Lumber and Wood Products | New | Space Heating | Natural Gas | Unit Heater | E2 | Utility - Cost of Equipment | 0 | 0 | 0 | 0 | 0 | 0 | 0 | 0 | 0 | 0 | 0 | 0 | 0 | 0 | 0 | 0 | 0 | 0 | 0 | 0 | 0 | 0 | 0 | 0 | 0 | 0 | 0 | 0 | 0 | 0 | 0 | 0 | 0
F4_Industrial_Lumber and Wood Products_New_Space Heating_Natural Gas_Unit Heater_E3 | F4 | Industrial | Lumber and Wood Products | New | Space Heating | Natural Gas | Unit Heater | E3 | Utility - Cost of Equipment | 0 | 0 | 0 | 0 | 0 | 0 | 0 | 0 | 0 | 0 | 0 | 0 | 0 | 0 | 0 | 0 | 0 | 0 | 0 | 0 | 0 | 0 | 0 | 0 | 0 | 0 | 0 | 0 | 0 | 0 | 0 | 0 | 0
F4_Industrial_Lumber and Wood Products_New_Space Heating_Natural Gas_Unit Heater_E4 | F4 | Industrial | Lumber and Wood Products | New | Space Heating | Natural Gas | Unit Heater | E4 | Utility - Cost of Equipment | 0 | 0 | 0 | 0 | 0 | 0 | 0 | 0 | 0 | 0 | 0 | 0 | 0 | 0 | 0 | 0 | 0 | 0 | 0 | 0 | 0 | 0 | 0 | 0 | 0 | 0 | 0 | 0 | 0 | 0 | 0 | 0 | 0
F4_Industrial_Lumber and Wood Products_New_Space Heating_Natural Gas_Unit Heater_E5 | F4 | Industrial | Lumber and Wood Products | New | Space Heating | Natural Gas | Unit Heater | E5 | Utility - Cost of Equipment | 0 | 0 | 0 | 0 | 0 | 0 | 0 | 0 | 0 | 0 | 0 | 0 | 0 | 0 | 0 | 0 | 0 | 0 | 0 | 0 | 0 | 0 | 0 | 0 | 0 | 0 | 0 | 0 | 0 | 0 | 0 | 0 | 0
F4_Industrial_Lumber and Wood Products_New_Space Heating_Natural Gas_Unit Heater_E6 | F4 | Industrial | Lumber and Wood Products | New | Space Heating | Natural Gas | Unit Heater | E6 | Utility - Cost of Equipment | 0 | 0 | 0 | 0 | 0 | 0 | 0 | 0 | 0 | 0 | 0 | 0 | 0 | 0 | 0 | 0 | 0 | 0 | 0 | 0 | 0 | 0 | 0 | 0 | 0 | 0 | 0 | 0 | 0 | 0 | 0 | 0 | 0
F4_Industrial_Lumber and Wood Products_New_Space Heating_Natural Gas_Unit Heater_E7 | F4 | Industrial | Lumber and Wood Products | New | Space Heating | Natural Gas | Unit Heater | E7 | Utility - Cost of Equipment | 0 | 0 | 0 | 0 | 0 | 0 | 0 | 0 | 0 | 0 | 0 | 0 | 0 | 0 | 0 | 0 | 0 | 0 | 0 | 0 | 0 | 0 | 0 | 0 | 0 | 0 | 0 | 0 | 0 | 0 | 0 | 0 | 0
F4_Industrial_Lumber and Wood Products_New_Space Heating_Natural Gas_Unit Heater_E8 | F4 | Industrial | Lumber and Wood Products | New | Space Heating | Natural Gas | Unit Heater | E8 | Utility - Cost of Equipment | 0 | 0 | 0 | 0 | 0 | 0 | 0 | 0 | 0 | 0 | 0 | 0 | 0 | 0 | 0 | 0 | 0 | 0 | 0 | 0 | 0 | 0 | 0 | 0 | 0 | 0 | 0 | 0 | 0 | 0 | 0 | 0 | 0
F4_Industrial_Lumber and Wood Products_New_Space Heating_Natural Gas_Unit Heater_E9 | F4 | Industrial | Lumber and Wood Products | New | Space Heating | Natural Gas | Unit Heater | E9 | Utility - Cost of Equipment | 0 | 0 | 0 | 0 | 0 | 0 | 0 | 0 | 0 | 0 | 0 | 0 | 0 | 0 | 0 | 0 | 0 | 0 | 0 | 0 | 0 | 0 | 0 | 0 | 0 | 0 | 0 | 0 | 0 | 0 | 0 | 0 | 0
F4_Industrial_Lumber and Wood Products_New_Space Heating_Natural Gas_Unit Heater_E10 | F4 | Industrial | Lumber and Wood Products | New | Space Heating | Natural Gas | Unit Heater | E10 | Utility - Cost of Equipment | 0 | 0 | 0 | 0 | 0 | 0 | 0 | 0 | 0 | 0 | 0 | 0 | 0 | 0 | 0 | 0 | 0 | 0 | 0 | 0 | 0 | 0 | 0 | 0 | 0 | 0 | 0 | 0 | 0 | 0 | 0 | 0 | 0
F5_Industrial_Lumber and Wood Products_New_Space Heating_Natural Gas_Unit Heater_E1 | F5 | Industrial | Lumber and Wood Products | New | Space Heating | Natural Gas | Unit Heater | E1 | Utility - Cost of Operation | 0 | 0 | 0 | 0 | 0 | 0 | 0 | 0 | 0 | 0 | 0 | 0 | 0 | 0 | 0 | 0 | 0 | 0 | 0 | 0 | 0 | 0 | 0 | 0 | 0 | 0 | 0 | 0 | 0 | 0 | 0 | 0 | 0
F5_Industrial_Lumber and Wood Products_New_Space Heating_Natural Gas_Unit Heater_E2 | F5 | Industrial | Lumber and Wood Products | New | Space Heating | Natural Gas | Unit Heater | E2 | Utility - Cost of Operation | 0 | 0 | 0 | 0 | 0 | 0 | 0 | 0 | 0 | 0 | 0 | 0 | 0 | 0 | 0 | 0 | 0 | 0 | 0 | 0 | 0 | 0 | 0 | 0 | 0 | 0 | 0 | 0 | 0 | 0 | 0 | 0 | 0
F5_Industrial_Lumber and Wood Products_New_Space Heating_Natural Gas_Unit Heater_E3 | F5 | Industrial | Lumber and Wood Products | New | Space Heating | Natural Gas | Unit Heater | E3 | Utility - Cost of Operation | 0 | 0 | 0 | 0 | 0 | 0 | 0 | 0 | 0 | 0 | 0 | 0 | 0 | 0 | 0 | 0 | 0 | 0 | 0 | 0 | 0 | 0 | 0 | 0 | 0 | 0 | 0 | 0 | 0 | 0 | 0 | 0 | 0
F5_Industrial_Lumber and Wood Products_New_Space Heating_Natural Gas_Unit Heater_E4 | F5 | Industrial | Lumber and Wood Products | New | Space Heating | Natural Gas | Unit Heater | E4 | Utility - Cost of Operation | 0 | 0 | 0 | 0 | 0 | 0 | 0 | 0 | 0 | 0 | 0 | 0 | 0 | 0 | 0 | 0 | 0 | 0 | 0 | 0 | 0 | 0 | 0 | 0 | 0 | 0 | 0 | 0 | 0 | 0 | 0 | 0 | 0
F5_Industrial_Lumber and Wood Products_New_Space Heating_Natural Gas_Unit Heater_E5 | F5 | Industrial | Lumber and Wood Products | New | Space Heating | Natural Gas | Unit Heater | E5 | Utility - Cost of Operation | 0 | 0 | 0 | 0 | 0 | 0 | 0 | 0 | 0 | 0 | 0 | 0 | 0 | 0 | 0 | 0 | 0 | 0 | 0 | 0 | 0 | 0 | 0 | 0 | 0 | 0 | 0 | 0 | 0 | 0 | 0 | 0 | 0
F5_Industrial_Lumber and Wood Products_New_Space Heating_Natural Gas_Unit Heater_E6 | F5 | Industrial | Lumber and Wood Products | New | Space Heating | Natural Gas | Unit Heater | E6 | Utility - Cost of Operation | 0 | 0 | 0 | 0 | 0 | 0 | 0 | 0 | 0 | 0 | 0 | 0 | 0 | 0 | 0 | 0 | 0 | 0 | 0 | 0 | 0 | 0 | 0 | 0 | 0 | 0 | 0 | 0 | 0 | 0 | 0 | 0 | 0
F5_Industrial_Lumber and Wood Products_New_Space Heating_Natural Gas_Unit Heater_E7 | F5 | Industrial | Lumber and Wood Products | New | Space Heating | Natural Gas | Unit Heater | E7 | Utility - Cost of Operation | 0 | 0 | 0 | 0 | 0 | 0 | 0 | 0 | 0 | 0 | 0 | 0 | 0 | 0 | 0 | 0 | 0 | 0 | 0 | 0 | 0 | 0 | 0 | 0 | 0 | 0 | 0 | 0 | 0 | 0 | 0 | 0 | 0
F5_Industrial_Lumber and Wood Products_New_Space Heating_Natural Gas_Unit Heater_E8 | F5 | Industrial | Lumber and Wood Products | New | Space Heating | Natural Gas | Unit Heater | E8 | Utility - Cost of Operation | 0 | 0 | 0 | 0 | 0 | 0 | 0 | 0 | 0 | 0 | 0 | 0 | 0 | 0 | 0 | 0 | 0 | 0 | 0 | 0 | 0 | 0 | 0 | 0 | 0 | 0 | 0 | 0 | 0 | 0 | 0 | 0 | 0
F5_Industrial_Lumber and Wood Products_New_Space Heating_Natural Gas_Unit Heater_E9 | F5 | Industrial | Lumber and Wood Products | New | Space Heating | Natural Gas | Unit Heater | E9 | Utility - Cost of Operation | 0 | 0 | 0 | 0 | 0 | 0 | 0 | 0 | 0 | 0 | 0 | 0 | 0 | 0 | 0 | 0 | 0 | 0 | 0 | 0 | 0 | 0 | 0 | 0 | 0 | 0 | 0 | 0 | 0 | 0 | 0 | 0 | 0
F5_Industrial_Lumber and Wood Products_New_Space Heating_Natural Gas_Unit Heater_E10 | F5 | Industrial | Lumber and Wood Products | New | Space Heating | Natural Gas | Unit Heater | E10 | Utility - Cost of Operation | 0 | 0 | 0 | 0 | 0 | 0 | 0 | 0 | 0 | 0 | 0 | 0 | 0 | 0 | 0 | 0 | 0 | 0 | 0 | 0 | 0 | 0 | 0 | 0 | 0 | 0 | 0 | 0 | 0 | 0 | 0 | 0 | 0
F6_Industrial_Lumber and Wood Products_New_Space Heating_Natural Gas_Unit Heater_E1 | F6 | Industrial | Lumber and Wood Products | New | Space Heating | Natural Gas | Unit Heater | E1 | Utility - Value of Sales | 0 | 0 | 0 | 0 | 0 | 0 | 0 | 0 | 0 | 0 | 0 | 0 | 0 | 0 | 0 | 0 | 0 | 0 | 0 | 0 | 0 | 0 | 0 | 0 | 0 | 0 | 0 | 0 | 0 | 0 | 0 | 0 | 0
F6_Industrial_Lumber and Wood Products_New_Space Heating_Natural Gas_Unit Heater_E2 | F6 | Industrial | Lumber and Wood Products | New | Space Heating | Natural Gas | Unit Heater | E2 | Utility - Value of Sales | 0 | 0 | 0 | 0 | 0 | 0 | 0 | 0 | 0 | 0 | 0 | 0 | 0 | 0 | 0 | 0 | 0 | 0 | 0 | 0 | 0 | 0 | 0 | 0 | 0 | 0 | 0 | 0 | 0 | 0 | 0 | 0 | 0
F6_Industrial_Lumber and Wood Products_New_Space Heating_Natural Gas_Unit Heater_E3 | F6 | Industrial | Lumber and Wood Products | New | Space Heating | Natural Gas | Unit Heater | E3 | Utility - Value of Sales | 0 | 0 | 0 | 0 | 0 | 0 | 0 | 0 | 0 | 0 | 0 | 0 | 0 | 0 | 0 | 0 | 0 | 0 | 0 | 0 | 0 | 0 | 0 | 0 | 0 | 0 | 0 | 0 | 0 | 0 | 0 | 0 | 0
F6_Industrial_Lumber and Wood Products_New_Space Heating_Natural Gas_Unit Heater_E4 | F6 | Industrial | Lumber and Wood Products | New | Space Heating | Natural Gas | Unit Heater | E4 | Utility - Value of Sales | 0 | 0 | 0 | 0 | 0 | 0 | 0 | 0 | 0 | 0 | 0 | 0 | 0 | 0 | 0 | 0 | 0 | 0 | 0 | 0 | 0 | 0 | 0 | 0 | 0 | 0 | 0 | 0 | 0 | 0 | 0 | 0 | 0
F6_Industrial_Lumber and Wood Products_New_Space Heating_Natural Gas_Unit Heater_E5 | F6 | Industrial | Lumber and Wood Products | New | Space Heating | Natural Gas | Unit Heater | E5 | Utility - Value of Sales | 0 | 0 | 0 | 0 | 0 | 0 | 0 | 0 | 0 | 0 | 0 | 0 | 0 | 0 | 0 | 0 | 0 | 0 | 0 | 0 | 0 | 0 | 0 | 0 | 0 | 0 | 0 | 0 | 0 | 0 | 0 | 0 | 0
F6_Industrial_Lumber and Wood Products_New_Space Heating_Natural Gas_Unit Heater_E6 | F6 | Industrial | Lumber and Wood Products | New | Space Heating | Natural Gas | Unit Heater | E6 | Utility - Value of Sales | 0 | 0 | 0 | 0 | 0 | 0 | 0 | 0 | 0 | 0 | 0 | 0 | 0 | 0 | 0 | 0 | 0 | 0 | 0 | 0 | 0 | 0 | 0 | 0 | 0 | 0 | 0 | 0 | 0 | 0 | 0 | 0 | 0
F6_Industrial_Lumber and Wood Products_New_Space Heating_Natural Gas_Unit Heater_E7 | F6 | Industrial | Lumber and Wood Products | New | Space Heating | Natural Gas | Unit Heater | E7 | Utility - Value of Sales | 0 | 0 | 0 | 0 | 0 | 0 | 0 | 0 | 0 | 0 | 0 | 0 | 0 | 0 | 0 | 0 | 0 | 0 | 0 | 0 | 0 | 0 | 0 | 0 | 0 | 0 | 0 | 0 | 0 | 0 | 0 | 0 | 0
F6_Industrial_Lumber and Wood Products_New_Space Heating_Natural Gas_Unit Heater_E8 | F6 | Industrial | Lumber and Wood Products | New | Space Heating | Natural Gas | Unit Heater | E8 | Utility - Value of Sales | 0 | 0 | 0 | 0 | 0 | 0 | 0 | 0 | 0 | 0 | 0 | 0 | 0 | 0 | 0 | 0 | 0 | 0 | 0 | 0 | 0 | 0 | 0 | 0 | 0 | 0 | 0 | 0 | 0 | 0 | 0 | 0 | 0
F6_Industrial_Lumber and Wood Products_New_Space Heating_Natural Gas_Unit Heater_E9 | F6 | Industrial | Lumber and Wood Products | New | Space Heating | Natural Gas | Unit Heater | E9 | Utility - Value of Sales | 0 | 0 | 0 | 0 | 0 | 0 | 0 | 0 | 0 | 0 | 0 | 0 | 0 | 0 | 0 | 0 | 0 | 0 | 0 | 0 | 0 | 0 | 0 | 0 | 0 | 0 | 0 | 0 | 0 | 0 | 0 | 0 | 0
F6_Industrial_Lumber and Wood Products_New_Space Heating_Natural Gas_Unit Heater_E10 | F6 | Industrial | Lumber and Wood Products | New | Space Heating | Natural Gas | Unit Heater | E10 | Utility - Value of Sales | 0 | 0 | 0 | 0 | 0 | 0 | 0 | 0 | 0 | 0 | 0 | 0 | 0 | 0 | 0 | 0 | 0 | 0 | 0 | 0 | 0 | 0 | 0 | 0 | 0 | 0 | 0 | 0 | 0 | 0 | 0 | 0 | 0
F1_Industrial_Lumber and Wood Products_New_Process_Natural Gas_Process Heating_E1 | F1 | Industrial | Lumber and Wood Products | New | Process | Natural Gas | Process Heating | E1 | RVT - Cost of Equipment | 0 | 0 | 0 | 0 | 0 | 0 | 0 | 0 | 0 | 0 | 0 | 0 | 0 | 0 | 0 | 0 | 0 | 0 | 0 | 0 | 0 | 0 | 0 | 0 | 0 | 0 | 0 | 0 | 0 | 0 | 0 | 0 | 0
F1_Industrial_Lumber and Wood Products_New_Process_Natural Gas_Process Heating_E2 | F1 | Industrial | Lumber and Wood Products | New | Process | Natural Gas | Process Heating | E2 | RVT - Cost of Equipment | 0 | 0 | 0 | 0 | 0 | 0 | 0 | 0 | 0 | 0 | 0 | 0 | 0 | 0 | 0 | 0 | 0 | 0 | 0 | 0 | 0 | 0 | 0 | 0 | 0 | 0 | 0 | 0 | 0 | 0 | 0 | 0 | 0
F1_Industrial_Lumber and Wood Products_New_Process_Natural Gas_Process Heating_E3 | F1 | Industrial | Lumber and Wood Products | New | Process | Natural Gas | Process Heating | E3 | RVT - Cost of Equipment | 0 | 0 | 0 | 0 | 0 | 0 | 0 | 0 | 0 | 0 | 0 | 0 | 0 | 0 | 0 | 0 | 0 | 0 | 0 | 0 | 0 | 0 | 0 | 0 | 0 | 0 | 0 | 0 | 0 | 0 | 0 | 0 | 0
F1_Industrial_Lumber and Wood Products_New_Process_Natural Gas_Process Heating_E4 | F1 | Industrial | Lumber and Wood Products | New | Process | Natural Gas | Process Heating | E4 | RVT - Cost of Equipment | 0 | 0 | 0 | 0 | 0 | 0 | 0 | 0 | 0 | 0 | 0 | 0 | 0 | 0 | 0 | 0 | 0 | 0 | 0 | 0 | 0 | 0 | 0 | 0 | 0 | 0 | 0 | 0 | 0 | 0 | 0 | 0 | 0
F1_Industrial_Lumber and Wood Products_New_Process_Natural Gas_Process Heating_E5 | F1 | Industrial | Lumber and Wood Products | New | Process | Natural Gas | Process Heating | E5 | RVT - Cost of Equipment | 0 | 0 | 0 | 0 | 0 | 0 | 0 | 0 | 0 | 0 | 0 | 0 | 0 | 0 | 0 | 0 | 0 | 0 | 0 | 0 | 0 | 0 | 0 | 0 | 0 | 0 | 0 | 0 | 0 | 0 | 0 | 0 | 0
F1_Industrial_Lumber and Wood Products_New_Process_Natural Gas_Process Heating_E6 | F1 | Industrial | Lumber and Wood Products | New | Process | Natural Gas | Process Heating | E6 | RVT - Cost of Equipment | 0 | 0 | 0 | 0 | 0 | 0 | 0 | 0 | 0 | 0 | 0 | 0 | 0 | 0 | 0 | 0 | 0 | 0 | 0 | 0 | 0 | 0 | 0 | 0 | 0 | 0 | 0 | 0 | 0 | 0 | 0 | 0 | 0
F1_Industrial_Lumber and Wood Products_New_Process_Natural Gas_Process Heating_E7 | F1 | Industrial | Lumber and Wood Products | New | Process | Natural Gas | Process Heating | E7 | RVT - Cost of Equipment | 0 | 0 | 0 | 0 | 0 | 0 | 0 | 0 | 0 | 0 | 0 | 0 | 0 | 0 | 0 | 0 | 0 | 0 | 0 | 0 | 0 | 0 | 0 | 0 | 0 | 0 | 0 | 0 | 0 | 0 | 0 | 0 | 0
F1_Industrial_Lumber and Wood Products_New_Process_Natural Gas_Process Heating_E8 | F1 | Industrial | Lumber and Wood Products | New | Process | Natural Gas | Process Heating | E8 | RVT - Cost of Equipment | 0 | 0 | 0 | 0 | 0 | 0 | 0 | 0 | 0 | 0 | 0 | 0 | 0 | 0 | 0 | 0 | 0 | 0 | 0 | 0 | 0 | 0 | 0 | 0 | 0 | 0 | 0 | 0 | 0 | 0 | 0 | 0 | 0
F1_Industrial_Lumber and Wood Products_New_Process_Natural Gas_Process Heating_E9 | F1 | Industrial | Lumber and Wood Products | New | Process | Natural Gas | Process Heating | E9 | RVT - Cost of Equipment | 0 | 0 | 0 | 0 | 0 | 0 | 0 | 0 | 0 | 0 | 0 | 0 | 0 | 0 | 0 | 0 | 0 | 0 | 0 | 0 | 0 | 0 | 0 | 0 | 0 | 0 | 0 | 0 | 0 | 0 | 0 | 0 | 0
F1_Industrial_Lumber and Wood Products_New_Process_Natural Gas_Process Heating_E10 | F1 | Industrial | Lumber and Wood Products | New | Process | Natural Gas | Process Heating | E10 | RVT - Cost of Equipment | 0 | 0 | 0 | 0 | 0 | 0 | 0 | 0 | 0 | 0 | 0 | 0 | 0 | 0 | 0 | 0 | 0 | 0 | 0 | 0 | 0 | 0 | 0 | 0 | 0 | 0 | 0 | 0 | 0 | 0 | 0 | 0 | 0
F2_Industrial_Lumber and Wood Products_New_Process_Natural Gas_Process Heating_E1 | F2 | Industrial | Lumber and Wood Products | New | Process | Natural Gas | Process Heating | E1 | RVT - Cost of Operation | 0 | 0 | 0 | 0 | 0 | 0 | 0 | 0 | 0 | 0 | 0 | 0 | 0 | 0 | 0 | 0 | 0 | 0 | 0 | 0 | 0 | 0 | 0 | 0 | 0 | 0 | 0 | 0 | 0 | 0 | 0 | 0 | 0
F2_Industrial_Lumber and Wood Products_New_Process_Natural Gas_Process Heating_E2 | F2 | Industrial | Lumber and Wood Products | New | Process | Natural Gas | Process Heating | E2 | RVT - Cost of Operation | 0 | 0 | 0 | 0 | 0 | 0 | 0 | 0 | 0 | 0 | 0 | 0 | 0 | 0 | 0 | 0 | 0 | 0 | 0 | 0 | 0 | 0 | 0 | 0 | 0 | 0 | 0 | 0 | 0 | 0 | 0 | 0 | 0
F2_Industrial_Lumber and Wood Products_New_Process_Natural Gas_Process Heating_E3 | F2 | Industrial | Lumber and Wood Products | New | Process | Natural Gas | Process Heating | E3 | RVT - Cost of Operation | 0 | 0 | 0 | 0 | 0 | 0 | 0 | 0 | 0 | 0 | 0 | 0 | 0 | 0 | 0 | 0 | 0 | 0 | 0 | 0 | 0 | 0 | 0 | 0 | 0 | 0 | 0 | 0 | 0 | 0 | 0 | 0 | 0
F2_Industrial_Lumber and Wood Products_New_Process_Natural Gas_Process Heating_E4 | F2 | Industrial | Lumber and Wood Products | New | Process | Natural Gas | Process Heating | E4 | RVT - Cost of Operation | 0 | 0 | 0 | 0 | 0 | 0 | 0 | 0 | 0 | 0 | 0 | 0 | 0 | 0 | 0 | 0 | 0 | 0 | 0 | 0 | 0 | 0 | 0 | 0 | 0 | 0 | 0 | 0 | 0 | 0 | 0 | 0 | 0
F2_Industrial_Lumber and Wood Products_New_Process_Natural Gas_Process Heating_E5 | F2 | Industrial | Lumber and Wood Products | New | Process | Natural Gas | Process Heating | E5 | RVT - Cost of Operation | 0 | 0 | 0 | 0 | 0 | 0 | 0 | 0 | 0 | 0 | 0 | 0 | 0 | 0 | 0 | 0 | 0 | 0 | 0 | 0 | 0 | 0 | 0 | 0 | 0 | 0 | 0 | 0 | 0 | 0 | 0 | 0 | 0
F2_Industrial_Lumber and Wood Products_New_Process_Natural Gas_Process Heating_E6 | F2 | Industrial | Lumber and Wood Products | New | Process | Natural Gas | Process Heating | E6 | RVT - Cost of Operation | 0 | 0 | 0 | 0 | 0 | 0 | 0 | 0 | 0 | 0 | 0 | 0 | 0 | 0 | 0 | 0 | 0 | 0 | 0 | 0 | 0 | 0 | 0 | 0 | 0 | 0 | 0 | 0 | 0 | 0 | 0 | 0 | 0
F2_Industrial_Lumber and Wood Products_New_Process_Natural Gas_Process Heating_E7 | F2 | Industrial | Lumber and Wood Products | New | Process | Natural Gas | Process Heating | E7 | RVT - Cost of Operation | 0 | 0 | 0 | 0 | 0 | 0 | 0 | 0 | 0 | 0 | 0 | 0 | 0 | 0 | 0 | 0 | 0 | 0 | 0 | 0 | 0 | 0 | 0 | 0 | 0 | 0 | 0 | 0 | 0 | 0 | 0 | 0 | 0
F2_Industrial_Lumber and Wood Products_New_Process_Natural Gas_Process Heating_E8 | F2 | Industrial | Lumber and Wood Products | New | Process | Natural Gas | Process Heating | E8 | RVT - Cost of Operation | 0 | 0 | 0 | 0 | 0 | 0 | 0 | 0 | 0 | 0 | 0 | 0 | 0 | 0 | 0 | 0 | 0 | 0 | 0 | 0 | 0 | 0 | 0 | 0 | 0 | 0 | 0 | 0 | 0 | 0 | 0 | 0 | 0
F2_Industrial_Lumber and Wood Products_New_Process_Natural Gas_Process Heating_E9 | F2 | Industrial | Lumber and Wood Products | New | Process | Natural Gas | Process Heating | E9 | RVT - Cost of Operation | 0 | 0 | 0 | 0 | 0 | 0 | 0 | 0 | 0 | 0 | 0 | 0 | 0 | 0 | 0 | 0 | 0 | 0 | 0 | 0 | 0 | 0 | 0 | 0 | 0 | 0 | 0 | 0 | 0 | 0 | 0 | 0 | 0
F2_Industrial_Lumber and Wood Products_New_Process_Natural Gas_Process Heating_E10 | F2 | Industrial | Lumber and Wood Products | New | Process | Natural Gas | Process Heating | E10 | RVT - Cost of Operation | 0 | 0 | 0 | 0 | 0 | 0 | 0 | 0 | 0 | 0 | 0 | 0 | 0 | 0 | 0 | 0 | 0 | 0 | 0 | 0 | 0 | 0 | 0 | 0 | 0 | 0 | 0 | 0 | 0 | 0 | 0 | 0 | 0
F3_Industrial_Lumber and Wood Products_New_Process_Natural Gas_Process Heating_E1 | F3 | Industrial | Lumber and Wood Products | New | Process | Natural Gas | Process Heating | E1 | System - kBTUs of Consumption | 0 | 0 | 0 | 0 | 0 | 0 | 0 | 0 | 0 | 0 | 0 | 0 | 0 | 0 | 0 | 0 | 0 | 0 | 0 | 0 | 0 | 0 | 0 | 0 | 0 | 0 | 0 | 0 | 0 | 0 | 0 | 0 | 0
F3_Industrial_Lumber and Wood Products_New_Process_Natural Gas_Process Heating_E2 | F3 | Industrial | Lumber and Wood Products | New | Process | Natural Gas | Process Heating | E2 | System - kBTUs of Consumption | 0 | 0 | 0 | 0 | 0 | 0 | 0 | 0 | 0 | 0 | 0 | 0 | 0 | 0 | 0 | 0 | 0 | 0 | 0 | 0 | 0 | 0 | 0 | 0 | 0 | 0 | 0 | 0 | 0 | 0 | 0 | 0 | 0
F3_Industrial_Lumber and Wood Products_New_Process_Natural Gas_Process Heating_E3 | F3 | Industrial | Lumber and Wood Products | New | Process | Natural Gas | Process Heating | E3 | System - kBTUs of Consumption | 0 | 0 | 0 | 0 | 0 | 0 | 0 | 0 | 0 | 0 | 0 | 0 | 0 | 0 | 0 | 0 | 0 | 0 | 0 | 0 | 0 | 0 | 0 | 0 | 0 | 0 | 0 | 0 | 0 | 0 | 0 | 0 | 0
F3_Industrial_Lumber and Wood Products_New_Process_Natural Gas_Process Heating_E4 | F3 | Industrial | Lumber and Wood Products | New | Process | Natural Gas | Process Heating | E4 | System - kBTUs of Consumption | 0 | 0 | 0 | 0 | 0 | 0 | 0 | 0 | 0 | 0 | 0 | 0 | 0 | 0 | 0 | 0 | 0 | 0 | 0 | 0 | 0 | 0 | 0 | 0 | 0 | 0 | 0 | 0 | 0 | 0 | 0 | 0 | 0
F3_Industrial_Lumber and Wood Products_New_Process_Natural Gas_Process Heating_E5 | F3 | Industrial | Lumber and Wood Products | New | Process | Natural Gas | Process Heating | E5 | System - kBTUs of Consumption | 0 | 0 | 0 | 0 | 0 | 0 | 0 | 0 | 0 | 0 | 0 | 0 | 0 | 0 | 0 | 0 | 0 | 0 | 0 | 0 | 0 | 0 | 0 | 0 | 0 | 0 | 0 | 0 | 0 | 0 | 0 | 0 | 0
F3_Industrial_Lumber and Wood Products_New_Process_Natural Gas_Process Heating_E6 | F3 | Industrial | Lumber and Wood Products | New | Process | Natural Gas | Process Heating | E6 | System - kBTUs of Consumption | 0 | 0 | 0 | 0 | 0 | 0 | 0 | 0 | 0 | 0 | 0 | 0 | 0 | 0 | 0 | 0 | 0 | 0 | 0 | 0 | 0 | 0 | 0 | 0 | 0 | 0 | 0 | 0 | 0 | 0 | 0 | 0 | 0
F3_Industrial_Lumber and Wood Products_New_Process_Natural Gas_Process Heating_E7 | F3 | Industrial | Lumber and Wood Products | New | Process | Natural Gas | Process Heating | E7 | System - kBTUs of Consumption | 0 | 0 | 0 | 0 | 0 | 0 | 0 | 0 | 0 | 0 | 0 | 0 | 0 | 0 | 0 | 0 | 0 | 0 | 0 | 0 | 0 | 0 | 0 | 0 | 0 | 0 | 0 | 0 | 0 | 0 | 0 | 0 | 0
F3_Industrial_Lumber and Wood Products_New_Process_Natural Gas_Process Heating_E8 | F3 | Industrial | Lumber and Wood Products | New | Process | Natural Gas | Process Heating | E8 | System - kBTUs of Consumption | 0 | 0 | 0 | 0 | 0 | 0 | 0 | 0 | 0 | 0 | 0 | 0 | 0 | 0 | 0 | 0 | 0 | 0 | 0 | 0 | 0 | 0 | 0 | 0 | 0 | 0 | 0 | 0 | 0 | 0 | 0 | 0 | 0
F3_Industrial_Lumber and Wood Products_New_Process_Natural Gas_Process Heating_E9 | F3 | Industrial | Lumber and Wood Products | New | Process | Natural Gas | Process Heating | E9 | System - kBTUs of Consumption | 0 | 0 | 0 | 0 | 0 | 0 | 0 | 0 | 0 | 0 | 0 | 0 | 0 | 0 | 0 | 0 | 0 | 0 | 0 | 0 | 0 | 0 | 0 | 0 | 0 | 0 | 0 | 0 | 0 | 0 | 0 | 0 | 0
F3_Industrial_Lumber and Wood Products_New_Process_Natural Gas_Process Heating_E10 | F3 | Industrial | Lumber and Wood Products | New | Process | Natural Gas | Process Heating | E10 | System - kBTUs of Consumption | 0 | 0 | 0 | 0 | 0 | 0 | 0 | 0 | 0 | 0 | 0 | 0 | 0 | 0 | 0 | 0 | 0 | 0 | 0 | 0 | 0 | 0 | 0 | 0 | 0 | 0 | 0 | 0 | 0 | 0 | 0 | 0 | 0
F4_Industrial_Lumber and Wood Products_New_Process_Natural Gas_Process Heating_E1 | F4 | Industrial | Lumber and Wood Products | New | Process | Natural Gas | Process Heating | E1 | Utility - Cost of Equipment | 0 | 0 | 0 | 0 | 0 | 0 | 0 | 0 | 0 | 0 | 0 | 0 | 0 | 0 | 0 | 0 | 0 | 0 | 0 | 0 | 0 | 0 | 0 | 0 | 0 | 0 | 0 | 0 | 0 | 0 | 0 | 0 | 0
F4_Industrial_Lumber and Wood Products_New_Process_Natural Gas_Process Heating_E2 | F4 | Industrial | Lumber and Wood Products | New | Process | Natural Gas | Process Heating | E2 | Utility - Cost of Equipment | 0 | 0 | 0 | 0 | 0 | 0 | 0 | 0 | 0 | 0 | 0 | 0 | 0 | 0 | 0 | 0 | 0 | 0 | 0 | 0 | 0 | 0 | 0 | 0 | 0 | 0 | 0 | 0 | 0 | 0 | 0 | 0 | 0
F4_Industrial_Lumber and Wood Products_New_Process_Natural Gas_Process Heating_E3 | F4 | Industrial | Lumber and Wood Products | New | Process | Natural Gas | Process Heating | E3 | Utility - Cost of Equipment | 0 | 0 | 0 | 0 | 0 | 0 | 0 | 0 | 0 | 0 | 0 | 0 | 0 | 0 | 0 | 0 | 0 | 0 | 0 | 0 | 0 | 0 | 0 | 0 | 0 | 0 | 0 | 0 | 0 | 0 | 0 | 0 | 0
F4_Industrial_Lumber and Wood Products_New_Process_Natural Gas_Process Heating_E4 | F4 | Industrial | Lumber and Wood Products | New | Process | Natural Gas | Process Heating | E4 | Utility - Cost of Equipment | 0 | 0 | 0 | 0 | 0 | 0 | 0 | 0 | 0 | 0 | 0 | 0 | 0 | 0 | 0 | 0 | 0 | 0 | 0 | 0 | 0 | 0 | 0 | 0 | 0 | 0 | 0 | 0 | 0 | 0 | 0 | 0 | 0
F4_Industrial_Lumber and Wood Products_New_Process_Natural Gas_Process Heating_E5 | F4 | Industrial | Lumber and Wood Products | New | Process | Natural Gas | Process Heating | E5 | Utility - Cost of Equipment | 0 | 0 | 0 | 0 | 0 | 0 | 0 | 0 | 0 | 0 | 0 | 0 | 0 | 0 | 0 | 0 | 0 | 0 | 0 | 0 | 0 | 0 | 0 | 0 | 0 | 0 | 0 | 0 | 0 | 0 | 0 | 0 | 0
F4_Industrial_Lumber and Wood Products_New_Process_Natural Gas_Process Heating_E6 | F4 | Industrial | Lumber and Wood Products | New | Process | Natural Gas | Process Heating | E6 | Utility - Cost of Equipment | 0 | 0 | 0 | 0 | 0 | 0 | 0 | 0 | 0 | 0 | 0 | 0 | 0 | 0 | 0 | 0 | 0 | 0 | 0 | 0 | 0 | 0 | 0 | 0 | 0 | 0 | 0 | 0 | 0 | 0 | 0 | 0 | 0
F4_Industrial_Lumber and Wood Products_New_Process_Natural Gas_Process Heating_E7 | F4 | Industrial | Lumber and Wood Products | New | Process | Natural Gas | Process Heating | E7 | Utility - Cost of Equipment | 0 | 0 | 0 | 0 | 0 | 0 | 0 | 0 | 0 | 0 | 0 | 0 | 0 | 0 | 0 | 0 | 0 | 0 | 0 | 0 | 0 | 0 | 0 | 0 | 0 | 0 | 0 | 0 | 0 | 0 | 0 | 0 | 0
F4_Industrial_Lumber and Wood Products_New_Process_Natural Gas_Process Heating_E8 | F4 | Industrial | Lumber and Wood Products | New | Process | Natural Gas | Process Heating | E8 | Utility - Cost of Equipment | 0 | 0 | 0 | 0 | 0 | 0 | 0 | 0 | 0 | 0 | 0 | 0 | 0 | 0 | 0 | 0 | 0 | 0 | 0 | 0 | 0 | 0 | 0 | 0 | 0 | 0 | 0 | 0 | 0 | 0 | 0 | 0 | 0
F4_Industrial_Lumber and Wood Products_New_Process_Natural Gas_Process Heating_E9 | F4 | Industrial | Lumber and Wood Products | New | Process | Natural Gas | Process Heating | E9 | Utility - Cost of Equipment | 0 | 0 | 0 | 0 | 0 | 0 | 0 | 0 | 0 | 0 | 0 | 0 | 0 | 0 | 0 | 0 | 0 | 0 | 0 | 0 | 0 | 0 | 0 | 0 | 0 | 0 | 0 | 0 | 0 | 0 | 0 | 0 | 0
F4_Industrial_Lumber and Wood Products_New_Process_Natural Gas_Process Heating_E10 | F4 | Industrial | Lumber and Wood Products | New | Process | Natural Gas | Process Heating | E10 | Utility - Cost of Equipment | 0 | 0 | 0 | 0 | 0 | 0 | 0 | 0 | 0 | 0 | 0 | 0 | 0 | 0 | 0 | 0 | 0 | 0 | 0 | 0 | 0 | 0 | 0 | 0 | 0 | 0 | 0 | 0 | 0 | 0 | 0 | 0 | 0
F5_Industrial_Lumber and Wood Products_New_Process_Natural Gas_Process Heating_E1 | F5 | Industrial | Lumber and Wood Products | New | Process | Natural Gas | Process Heating | E1 | Utility - Cost of Operation | 0 | 0 | 0 | 0 | 0 | 0 | 0 | 0 | 0 | 0 | 0 | 0 | 0 | 0 | 0 | 0 | 0 | 0 | 0 | 0 | 0 | 0 | 0 | 0 | 0 | 0 | 0 | 0 | 0 | 0 | 0 | 0 | 0
F5_Industrial_Lumber and Wood Products_New_Process_Natural Gas_Process Heating_E2 | F5 | Industrial | Lumber and Wood Products | New | Process | Natural Gas | Process Heating | E2 | Utility - Cost of Operation | 0 | 0 | 0 | 0 | 0 | 0 | 0 | 0 | 0 | 0 | 0 | 0 | 0 | 0 | 0 | 0 | 0 | 0 | 0 | 0 | 0 | 0 | 0 | 0 | 0 | 0 | 0 | 0 | 0 | 0 | 0 | 0 | 0
F5_Industrial_Lumber and Wood Products_New_Process_Natural Gas_Process Heating_E3 | F5 | Industrial | Lumber and Wood Products | New | Process | Natural Gas | Process Heating | E3 | Utility - Cost of Operation | 0 | 0 | 0 | 0 | 0 | 0 | 0 | 0 | 0 | 0 | 0 | 0 | 0 | 0 | 0 | 0 | 0 | 0 | 0 | 0 | 0 | 0 | 0 | 0 | 0 | 0 | 0 | 0 | 0 | 0 | 0 | 0 | 0
F5_Industrial_Lumber and Wood Products_New_Process_Natural Gas_Process Heating_E4 | F5 | Industrial | Lumber and Wood Products | New | Process | Natural Gas | Process Heating | E4 | Utility - Cost of Operation | 0 | 0 | 0 | 0 | 0 | 0 | 0 | 0 | 0 | 0 | 0 | 0 | 0 | 0 | 0 | 0 | 0 | 0 | 0 | 0 | 0 | 0 | 0 | 0 | 0 | 0 | 0 | 0 | 0 | 0 | 0 | 0 | 0
F5_Industrial_Lumber and Wood Products_New_Process_Natural Gas_Process Heating_E5 | F5 | Industrial | Lumber and Wood Products | New | Process | Natural Gas | Process Heating | E5 | Utility - Cost of Operation | 0 | 0 | 0 | 0 | 0 | 0 | 0 | 0 | 0 | 0 | 0 | 0 | 0 | 0 | 0 | 0 | 0 | 0 | 0 | 0 | 0 | 0 | 0 | 0 | 0 | 0 | 0 | 0 | 0 | 0 | 0 | 0 | 0
F5_Industrial_Lumber and Wood Products_New_Process_Natural Gas_Process Heating_E6 | F5 | Industrial | Lumber and Wood Products | New | Process | Natural Gas | Process Heating | E6 | Utility - Cost of Operation | 0 | 0 | 0 | 0 | 0 | 0 | 0 | 0 | 0 | 0 | 0 | 0 | 0 | 0 | 0 | 0 | 0 | 0 | 0 | 0 | 0 | 0 | 0 | 0 | 0 | 0 | 0 | 0 | 0 | 0 | 0 | 0 | 0
F5_Industrial_Lumber and Wood Products_New_Process_Natural Gas_Process Heating_E7 | F5 | Industrial | Lumber and Wood Products | New | Process | Natural Gas | Process Heating | E7 | Utility - Cost of Operation | 0 | 0 | 0 | 0 | 0 | 0 | 0 | 0 | 0 | 0 | 0 | 0 | 0 | 0 | 0 | 0 | 0 | 0 | 0 | 0 | 0 | 0 | 0 | 0 | 0 | 0 | 0 | 0 | 0 | 0 | 0 | 0 | 0
F5_Industrial_Lumber and Wood Products_New_Process_Natural Gas_Process Heating_E8 | F5 | Industrial | Lumber and Wood Products | New | Process | Natural Gas | Process Heating | E8 | Utility - Cost of Operation | 0 | 0 | 0 | 0 | 0 | 0 | 0 | 0 | 0 | 0 | 0 | 0 | 0 | 0 | 0 | 0 | 0 | 0 | 0 | 0 | 0 | 0 | 0 | 0 | 0 | 0 | 0 | 0 | 0 | 0 | 0 | 0 | 0
F5_Industrial_Lumber and Wood Products_New_Process_Natural Gas_Process Heating_E9 | F5 | Industrial | Lumber and Wood Products | New | Process | Natural Gas | Process Heating | E9 | Utility - Cost of Operation | 0 | 0 | 0 | 0 | 0 | 0 | 0 | 0 | 0 | 0 | 0 | 0 | 0 | 0 | 0 | 0 | 0 | 0 | 0 | 0 | 0 | 0 | 0 | 0 | 0 | 0 | 0 | 0 | 0 | 0 | 0 | 0 | 0
F5_Industrial_Lumber and Wood Products_New_Process_Natural Gas_Process Heating_E10 | F5 | Industrial | Lumber and Wood Products | New | Process | Natural Gas | Process Heating | E10 | Utility - Cost of Operation | 0 | 0 | 0 | 0 | 0 | 0 | 0 | 0 | 0 | 0 | 0 | 0 | 0 | 0 | 0 | 0 | 0 | 0 | 0 | 0 | 0 | 0 | 0 | 0 | 0 | 0 | 0 | 0 | 0 | 0 | 0 | 0 | 0
F6_Industrial_Lumber and Wood Products_New_Process_Natural Gas_Process Heating_E1 | F6 | Industrial | Lumber and Wood Products | New | Process | Natural Gas | Process Heating | E1 | Utility - Value of Sales | 0 | 0 | 0 | 0 | 0 | 0 | 0 | 0 | 0 | 0 | 0 | 0 | 0 | 0 | 0 | 0 | 0 | 0 | 0 | 0 | 0 | 0 | 0 | 0 | 0 | 0 | 0 | 0 | 0 | 0 | 0 | 0 | 0
F6_Industrial_Lumber and Wood Products_New_Process_Natural Gas_Process Heating_E2 | F6 | Industrial | Lumber and Wood Products | New | Process | Natural Gas | Process Heating | E2 | Utility - Value of Sales | 0 | 0 | 0 | 0 | 0 | 0 | 0 | 0 | 0 | 0 | 0 | 0 | 0 | 0 | 0 | 0 | 0 | 0 | 0 | 0 | 0 | 0 | 0 | 0 | 0 | 0 | 0 | 0 | 0 | 0 | 0 | 0 | 0
F6_Industrial_Lumber and Wood Products_New_Process_Natural Gas_Process Heating_E3 | F6 | Industrial | Lumber and Wood Products | New | Process | Natural Gas | Process Heating | E3 | Utility - Value of Sales | 0 | 0 | 0 | 0 | 0 | 0 | 0 | 0 | 0 | 0 | 0 | 0 | 0 | 0 | 0 | 0 | 0 | 0 | 0 | 0 | 0 | 0 | 0 | 0 | 0 | 0 | 0 | 0 | 0 | 0 | 0 | 0 | 0
F6_Industrial_Lumber and Wood Products_New_Process_Natural Gas_Process Heating_E4 | F6 | Industrial | Lumber and Wood Products | New | Process | Natural Gas | Process Heating | E4 | Utility - Value of Sales | 0 | 0 | 0 | 0 | 0 | 0 | 0 | 0 | 0 | 0 | 0 | 0 | 0 | 0 | 0 | 0 | 0 | 0 | 0 | 0 | 0 | 0 | 0 | 0 | 0 | 0 | 0 | 0 | 0 | 0 | 0 | 0 | 0
F6_Industrial_Lumber and Wood Products_New_Process_Natural Gas_Process Heating_E5 | F6 | Industrial | Lumber and Wood Products | New | Process | Natural Gas | Process Heating | E5 | Utility - Value of Sales | 0 | 0 | 0 | 0 | 0 | 0 | 0 | 0 | 0 | 0 | 0 | 0 | 0 | 0 | 0 | 0 | 0 | 0 | 0 | 0 | 0 | 0 | 0 | 0 | 0 | 0 | 0 | 0 | 0 | 0 | 0 | 0 | 0
F6_Industrial_Lumber and Wood Products_New_Process_Natural Gas_Process Heating_E6 | F6 | Industrial | Lumber and Wood Products | New | Process | Natural Gas | Process Heating | E6 | Utility - Value of Sales | 0 | 0 | 0 | 0 | 0 | 0 | 0 | 0 | 0 | 0 | 0 | 0 | 0 | 0 | 0 | 0 | 0 | 0 | 0 | 0 | 0 | 0 | 0 | 0 | 0 | 0 | 0 | 0 | 0 | 0 | 0 | 0 | 0
F6_Industrial_Lumber and Wood Products_New_Process_Natural Gas_Process Heating_E7 | F6 | Industrial | Lumber and Wood Products | New | Process | Natural Gas | Process Heating | E7 | Utility - Value of Sales | 0 | 0 | 0 | 0 | 0 | 0 | 0 | 0 | 0 | 0 | 0 | 0 | 0 | 0 | 0 | 0 | 0 | 0 | 0 | 0 | 0 | 0 | 0 | 0 | 0 | 0 | 0 | 0 | 0 | 0 | 0 | 0 | 0
F6_Industrial_Lumber and Wood Products_New_Process_Natural Gas_Process Heating_E8 | F6 | Industrial | Lumber and Wood Products | New | Process | Natural Gas | Process Heating | E8 | Utility - Value of Sales | 0 | 0 | 0 | 0 | 0 | 0 | 0 | 0 | 0 | 0 | 0 | 0 | 0 | 0 | 0 | 0 | 0 | 0 | 0 | 0 | 0 | 0 | 0 | 0 | 0 | 0 | 0 | 0 | 0 | 0 | 0 | 0 | 0
F6_Industrial_Lumber and Wood Products_New_Process_Natural Gas_Process Heating_E9 | F6 | Industrial | Lumber and Wood Products | New | Process | Natural Gas | Process Heating | E9 | Utility - Value of Sales | 0 | 0 | 0 | 0 | 0 | 0 | 0 | 0 | 0 | 0 | 0 | 0 | 0 | 0 | 0 | 0 | 0 | 0 | 0 | 0 | 0 | 0 | 0 | 0 | 0 | 0 | 0 | 0 | 0 | 0 | 0 | 0 | 0
F6_Industrial_Lumber and Wood Products_New_Process_Natural Gas_Process Heating_E10 | F6 | Industrial | Lumber and Wood Products | New | Process | Natural Gas | Process Heating | E10 | Utility - Value of Sales | 0 | 0 | 0 | 0 | 0 | 0 | 0 | 0 | 0 | 0 | 0 | 0 | 0 | 0 | 0 | 0 | 0 | 0 | 0 | 0 | 0 | 0 | 0 | 0 | 0 | 0 | 0 | 0 | 0 | 0 | 0 | 0 | 0
F1_Industrial_Lumber and Wood Products_New_Process_Natural Gas_Process Boiler_E1 | F1 | Industrial | Lumber and Wood Products | New | Process | Natural Gas | Process Boiler | E1 | RVT - Cost of Equipment | 0 | 0 | 0 | 0 | 0 | 0 | 0 | 0 | 0 | 0 | 0 | 0 | 0 | 0 | 0 | 0 | 0 | 0 | 0 | 0 | 0 | 0 | 0 | 0 | 0 | 0 | 0 | 0 | 0 | 0 | 0 | 0 | 0
F1_Industrial_Lumber and Wood Products_New_Process_Natural Gas_Process Boiler_E2 | F1 | Industrial | Lumber and Wood Products | New | Process | Natural Gas | Process Boiler | E2 | RVT - Cost of Equipment | 0 | 0 | 0 | 0 | 0 | 0 | 0 | 0 | 0 | 0 | 0 | 0 | 0 | 0 | 0 | 0 | 0 | 0 | 0 | 0 | 0 | 0 | 0 | 0 | 0 | 0 | 0 | 0 | 0 | 0 | 0 | 0 | 0
F1_Industrial_Lumber and Wood Products_New_Process_Natural Gas_Process Boiler_E3 | F1 | Industrial | Lumber and Wood Products | New | Process | Natural Gas | Process Boiler | E3 | RVT - Cost of Equipment | 0 | 0 | 0 | 0 | 0 | 0 | 0 | 0 | 0 | 0 | 0 | 0 | 0 | 0 | 0 | 0 | 0 | 0 | 0 | 0 | 0 | 0 | 0 | 0 | 0 | 0 | 0 | 0 | 0 | 0 | 0 | 0 | 0
F1_Industrial_Lumber and Wood Products_New_Process_Natural Gas_Process Boiler_E4 | F1 | Industrial | Lumber and Wood Products | New | Process | Natural Gas | Process Boiler | E4 | RVT - Cost of Equipment | 0 | 0 | 0 | 0 | 0 | 0 | 0 | 0 | 0 | 0 | 0 | 0 | 0 | 0 | 0 | 0 | 0 | 0 | 0 | 0 | 0 | 0 | 0 | 0 | 0 | 0 | 0 | 0 | 0 | 0 | 0 | 0 | 0
F1_Industrial_Lumber and Wood Products_New_Process_Natural Gas_Process Boiler_E5 | F1 | Industrial | Lumber and Wood Products | New | Process | Natural Gas | Process Boiler | E5 | RVT - Cost of Equipment | 0 | 0 | 0 | 0 | 0 | 0 | 0 | 0 | 0 | 0 | 0 | 0 | 0 | 0 | 0 | 0 | 0 | 0 | 0 | 0 | 0 | 0 | 0 | 0 | 0 | 0 | 0 | 0 | 0 | 0 | 0 | 0 | 0
F1_Industrial_Lumber and Wood Products_New_Process_Natural Gas_Process Boiler_E6 | F1 | Industrial | Lumber and Wood Products | New | Process | Natural Gas | Process Boiler | E6 | RVT - Cost of Equipment | 0 | 0 | 0 | 0 | 0 | 0 | 0 | 0 | 0 | 0 | 0 | 0 | 0 | 0 | 0 | 0 | 0 | 0 | 0 | 0 | 0 | 0 | 0 | 0 | 0 | 0 | 0 | 0 | 0 | 0 | 0 | 0 | 0
F1_Industrial_Lumber and Wood Products_New_Process_Natural Gas_Process Boiler_E7 | F1 | Industrial | Lumber and Wood Products | New | Process | Natural Gas | Process Boiler | E7 | RVT - Cost of Equipment | 0 | 0 | 0 | 0 | 0 | 0 | 0 | 0 | 0 | 0 | 0 | 0 | 0 | 0 | 0 | 0 | 0 | 0 | 0 | 0 | 0 | 0 | 0 | 0 | 0 | 0 | 0 | 0 | 0 | 0 | 0 | 0 | 0
F1_Industrial_Lumber and Wood Products_New_Process_Natural Gas_Process Boiler_E8 | F1 | Industrial | Lumber and Wood Products | New | Process | Natural Gas | Process Boiler | E8 | RVT - Cost of Equipment | 0 | 0 | 0 | 0 | 0 | 0 | 0 | 0 | 0 | 0 | 0 | 0 | 0 | 0 | 0 | 0 | 0 | 0 | 0 | 0 | 0 | 0 | 0 | 0 | 0 | 0 | 0 | 0 | 0 | 0 | 0 | 0 | 0
F1_Industrial_Lumber and Wood Products_New_Process_Natural Gas_Process Boiler_E9 | F1 | Industrial | Lumber and Wood Products | New | Process | Natural Gas | Process Boiler | E9 | RVT - Cost of Equipment | 0 | 0 | 0 | 0 | 0 | 0 | 0 | 0 | 0 | 0 | 0 | 0 | 0 | 0 | 0 | 0 | 0 | 0 | 0 | 0 | 0 | 0 | 0 | 0 | 0 | 0 | 0 | 0 | 0 | 0 | 0 | 0 | 0
F1_Industrial_Lumber and Wood Products_New_Process_Natural Gas_Process Boiler_E10 | F1 | Industrial | Lumber and Wood Products | New | Process | Natural Gas | Process Boiler | E10 | RVT - Cost of Equipment | 0 | 0 | 0 | 0 | 0 | 0 | 0 | 0 | 0 | 0 | 0 | 0 | 0 | 0 | 0 | 0 | 0 | 0 | 0 | 0 | 0 | 0 | 0 | 0 | 0 | 0 | 0 | 0 | 0 | 0 | 0 | 0 | 0
F2_Industrial_Lumber and Wood Products_New_Process_Natural Gas_Process Boiler_E1 | F2 | Industrial | Lumber and Wood Products | New | Process | Natural Gas | Process Boiler | E1 | RVT - Cost of Operation | 0 | 0 | 0 | 0 | 0 | 0 | 0 | 0 | 0 | 0 | 0 | 0 | 0 | 0 | 0 | 0 | 0 | 0 | 0 | 0 | 0 | 0 | 0 | 0 | 0 | 0 | 0 | 0 | 0 | 0 | 0 | 0 | 0
F2_Industrial_Lumber and Wood Products_New_Process_Natural Gas_Process Boiler_E2 | F2 | Industrial | Lumber and Wood Products | New | Process | Natural Gas | Process Boiler | E2 | RVT - Cost of Operation | 0 | 0 | 0 | 0 | 0 | 0 | 0 | 0 | 0 | 0 | 0 | 0 | 0 | 0 | 0 | 0 | 0 | 0 | 0 | 0 | 0 | 0 | 0 | 0 | 0 | 0 | 0 | 0 | 0 | 0 | 0 | 0 | 0
F2_Industrial_Lumber and Wood Products_New_Process_Natural Gas_Process Boiler_E3 | F2 | Industrial | Lumber and Wood Products | New | Process | Natural Gas | Process Boiler | E3 | RVT - Cost of Operation | 0 | 0 | 0 | 0 | 0 | 0 | 0 | 0 | 0 | 0 | 0 | 0 | 0 | 0 | 0 | 0 | 0 | 0 | 0 | 0 | 0 | 0 | 0 | 0 | 0 | 0 | 0 | 0 | 0 | 0 | 0 | 0 | 0
F2_Industrial_Lumber and Wood Products_New_Process_Natural Gas_Process Boiler_E4 | F2 | Industrial | Lumber and Wood Products | New | Process | Natural Gas | Process Boiler | E4 | RVT - Cost of Operation | 0 | 0 | 0 | 0 | 0 | 0 | 0 | 0 | 0 | 0 | 0 | 0 | 0 | 0 | 0 | 0 | 0 | 0 | 0 | 0 | 0 | 0 | 0 | 0 | 0 | 0 | 0 | 0 | 0 | 0 | 0 | 0 | 0
F2_Industrial_Lumber and Wood Products_New_Process_Natural Gas_Process Boiler_E5 | F2 | Industrial | Lumber and Wood Products | New | Process | Natural Gas | Process Boiler | E5 | RVT - Cost of Operation | 0 | 0 | 0 | 0 | 0 | 0 | 0 | 0 | 0 | 0 | 0 | 0 | 0 | 0 | 0 | 0 | 0 | 0 | 0 | 0 | 0 | 0 | 0 | 0 | 0 | 0 | 0 | 0 | 0 | 0 | 0 | 0 | 0
F2_Industrial_Lumber and Wood Products_New_Process_Natural Gas_Process Boiler_E6 | F2 | Industrial | Lumber and Wood Products | New | Process | Natural Gas | Process Boiler | E6 | RVT - Cost of Operation | 0 | 0 | 0 | 0 | 0 | 0 | 0 | 0 | 0 | 0 | 0 | 0 | 0 | 0 | 0 | 0 | 0 | 0 | 0 | 0 | 0 | 0 | 0 | 0 | 0 | 0 | 0 | 0 | 0 | 0 | 0 | 0 | 0
F2_Industrial_Lumber and Wood Products_New_Process_Natural Gas_Process Boiler_E7 | F2 | Industrial | Lumber and Wood Products | New | Process | Natural Gas | Process Boiler | E7 | RVT - Cost of Operation | 0 | 0 | 0 | 0 | 0 | 0 | 0 | 0 | 0 | 0 | 0 | 0 | 0 | 0 | 0 | 0 | 0 | 0 | 0 | 0 | 0 | 0 | 0 | 0 | 0 | 0 | 0 | 0 | 0 | 0 | 0 | 0 | 0
F2_Industrial_Lumber and Wood Products_New_Process_Natural Gas_Process Boiler_E8 | F2 | Industrial | Lumber and Wood Products | New | Process | Natural Gas | Process Boiler | E8 | RVT - Cost of Operation | 0 | 0 | 0 | 0 | 0 | 0 | 0 | 0 | 0 | 0 | 0 | 0 | 0 | 0 | 0 | 0 | 0 | 0 | 0 | 0 | 0 | 0 | 0 | 0 | 0 | 0 | 0 | 0 | 0 | 0 | 0 | 0 | 0
F2_Industrial_Lumber and Wood Products_New_Process_Natural Gas_Process Boiler_E9 | F2 | Industrial | Lumber and Wood Products | New | Process | Natural Gas | Process Boiler | E9 | RVT - Cost of Operation | 0 | 0 | 0 | 0 | 0 | 0 | 0 | 0 | 0 | 0 | 0 | 0 | 0 | 0 | 0 | 0 | 0 | 0 | 0 | 0 | 0 | 0 | 0 | 0 | 0 | 0 | 0 | 0 | 0 | 0 | 0 | 0 | 0
F2_Industrial_Lumber and Wood Products_New_Process_Natural Gas_Process Boiler_E10 | F2 | Industrial | Lumber and Wood Products | New | Process | Natural Gas | Process Boiler | E10 | RVT - Cost of Operation | 0 | 0 | 0 | 0 | 0 | 0 | 0 | 0 | 0 | 0 | 0 | 0 | 0 | 0 | 0 | 0 | 0 | 0 | 0 | 0 | 0 | 0 | 0 | 0 | 0 | 0 | 0 | 0 | 0 | 0 | 0 | 0 | 0
F3_Industrial_Lumber and Wood Products_New_Process_Natural Gas_Process Boiler_E1 | F3 | Industrial | Lumber and Wood Products | New | Process | Natural Gas | Process Boiler | E1 | System - kBTUs of Consumption | 0 | 0 | 0 | 0 | 0 | 0 | 0 | 0 | 0 | 0 | 0 | 0 | 0 | 0 | 0 | 0 | 0 | 0 | 0 | 0 | 0 | 0 | 0 | 0 | 0 | 0 | 0 | 0 | 0 | 0 | 0 | 0 | 0
F3_Industrial_Lumber and Wood Products_New_Process_Natural Gas_Process Boiler_E2 | F3 | Industrial | Lumber and Wood Products | New | Process | Natural Gas | Process Boiler | E2 | System - kBTUs of Consumption | 0 | 0 | 0 | 0 | 0 | 0 | 0 | 0 | 0 | 0 | 0 | 0 | 0 | 0 | 0 | 0 | 0 | 0 | 0 | 0 | 0 | 0 | 0 | 0 | 0 | 0 | 0 | 0 | 0 | 0 | 0 | 0 | 0
F3_Industrial_Lumber and Wood Products_New_Process_Natural Gas_Process Boiler_E3 | F3 | Industrial | Lumber and Wood Products | New | Process | Natural Gas | Process Boiler | E3 | System - kBTUs of Consumption | 0 | 0 | 0 | 0 | 0 | 0 | 0 | 0 | 0 | 0 | 0 | 0 | 0 | 0 | 0 | 0 | 0 | 0 | 0 | 0 | 0 | 0 | 0 | 0 | 0 | 0 | 0 | 0 | 0 | 0 | 0 | 0 | 0
F3_Industrial_Lumber and Wood Products_New_Process_Natural Gas_Process Boiler_E4 | F3 | Industrial | Lumber and Wood Products | New | Process | Natural Gas | Process Boiler | E4 | System - kBTUs of Consumption | 0 | 0 | 0 | 0 | 0 | 0 | 0 | 0 | 0 | 0 | 0 | 0 | 0 | 0 | 0 | 0 | 0 | 0 | 0 | 0 | 0 | 0 | 0 | 0 | 0 | 0 | 0 | 0 | 0 | 0 | 0 | 0 | 0
F3_Industrial_Lumber and Wood Products_New_Process_Natural Gas_Process Boiler_E5 | F3 | Industrial | Lumber and Wood Products | New | Process | Natural Gas | Process Boiler | E5 | System - kBTUs of Consumption | 0 | 0 | 0 | 0 | 0 | 0 | 0 | 0 | 0 | 0 | 0 | 0 | 0 | 0 | 0 | 0 | 0 | 0 | 0 | 0 | 0 | 0 | 0 | 0 | 0 | 0 | 0 | 0 | 0 | 0 | 0 | 0 | 0
F3_Industrial_Lumber and Wood Products_New_Process_Natural Gas_Process Boiler_E6 | F3 | Industrial | Lumber and Wood Products | New | Process | Natural Gas | Process Boiler | E6 | System - kBTUs of Consumption | 0 | 0 | 0 | 0 | 0 | 0 | 0 | 0 | 0 | 0 | 0 | 0 | 0 | 0 | 0 | 0 | 0 | 0 | 0 | 0 | 0 | 0 | 0 | 0 | 0 | 0 | 0 | 0 | 0 | 0 | 0 | 0 | 0
F3_Industrial_Lumber and Wood Products_New_Process_Natural Gas_Process Boiler_E7 | F3 | Industrial | Lumber and Wood Products | New | Process | Natural Gas | Process Boiler | E7 | System - kBTUs of Consumption | 0 | 0 | 0 | 0 | 0 | 0 | 0 | 0 | 0 | 0 | 0 | 0 | 0 | 0 | 0 | 0 | 0 | 0 | 0 | 0 | 0 | 0 | 0 | 0 | 0 | 0 | 0 | 0 | 0 | 0 | 0 | 0 | 0
F3_Industrial_Lumber and Wood Products_New_Process_Natural Gas_Process Boiler_E8 | F3 | Industrial | Lumber and Wood Products | New | Process | Natural Gas | Process Boiler | E8 | System - kBTUs of Consumption | 0 | 0 | 0 | 0 | 0 | 0 | 0 | 0 | 0 | 0 | 0 | 0 | 0 | 0 | 0 | 0 | 0 | 0 | 0 | 0 | 0 | 0 | 0 | 0 | 0 | 0 | 0 | 0 | 0 | 0 | 0 | 0 | 0
F3_Industrial_Lumber and Wood Products_New_Process_Natural Gas_Process Boiler_E9 | F3 | Industrial | Lumber and Wood Products | New | Process | Natural Gas | Process Boiler | E9 | System - kBTUs of Consumption | 0 | 0 | 0 | 0 | 0 | 0 | 0 | 0 | 0 | 0 | 0 | 0 | 0 | 0 | 0 | 0 | 0 | 0 | 0 | 0 | 0 | 0 | 0 | 0 | 0 | 0 | 0 | 0 | 0 | 0 | 0 | 0 | 0
F3_Industrial_Lumber and Wood Products_New_Process_Natural Gas_Process Boiler_E10 | F3 | Industrial | Lumber and Wood Products | New | Process | Natural Gas | Process Boiler | E10 | System - kBTUs of Consumption | 0 | 0 | 0 | 0 | 0 | 0 | 0 | 0 | 0 | 0 | 0 | 0 | 0 | 0 | 0 | 0 | 0 | 0 | 0 | 0 | 0 | 0 | 0 | 0 | 0 | 0 | 0 | 0 | 0 | 0 | 0 | 0 | 0
F4_Industrial_Lumber and Wood Products_New_Process_Natural Gas_Process Boiler_E1 | F4 | Industrial | Lumber and Wood Products | New | Process | Natural Gas | Process Boiler | E1 | Utility - Cost of Equipment | 0 | 0 | 0 | 0 | 0 | 0 | 0 | 0 | 0 | 0 | 0 | 0 | 0 | 0 | 0 | 0 | 0 | 0 | 0 | 0 | 0 | 0 | 0 | 0 | 0 | 0 | 0 | 0 | 0 | 0 | 0 | 0 | 0
F4_Industrial_Lumber and Wood Products_New_Process_Natural Gas_Process Boiler_E2 | F4 | Industrial | Lumber and Wood Products | New | Process | Natural Gas | Process Boiler | E2 | Utility - Cost of Equipment | 0 | 0 | 0 | 0 | 0 | 0 | 0 | 0 | 0 | 0 | 0 | 0 | 0 | 0 | 0 | 0 | 0 | 0 | 0 | 0 | 0 | 0 | 0 | 0 | 0 | 0 | 0 | 0 | 0 | 0 | 0 | 0 | 0
F4_Industrial_Lumber and Wood Products_New_Process_Natural Gas_Process Boiler_E3 | F4 | Industrial | Lumber and Wood Products | New | Process | Natural Gas | Process Boiler | E3 | Utility - Cost of Equipment | 0 | 0 | 0 | 0 | 0 | 0 | 0 | 0 | 0 | 0 | 0 | 0 | 0 | 0 | 0 | 0 | 0 | 0 | 0 | 0 | 0 | 0 | 0 | 0 | 0 | 0 | 0 | 0 | 0 | 0 | 0 | 0 | 0
F4_Industrial_Lumber and Wood Products_New_Process_Natural Gas_Process Boiler_E4 | F4 | Industrial | Lumber and Wood Products | New | Process | Natural Gas | Process Boiler | E4 | Utility - Cost of Equipment | 0 | 0 | 0 | 0 | 0 | 0 | 0 | 0 | 0 | 0 | 0 | 0 | 0 | 0 | 0 | 0 | 0 | 0 | 0 | 0 | 0 | 0 | 0 | 0 | 0 | 0 | 0 | 0 | 0 | 0 | 0 | 0 | 0
F4_Industrial_Lumber and Wood Products_New_Process_Natural Gas_Process Boiler_E5 | F4 | Industrial | Lumber and Wood Products | New | Process | Natural Gas | Process Boiler | E5 | Utility - Cost of Equipment | 0 | 0 | 0 | 0 | 0 | 0 | 0 | 0 | 0 | 0 | 0 | 0 | 0 | 0 | 0 | 0 | 0 | 0 | 0 | 0 | 0 | 0 | 0 | 0 | 0 | 0 | 0 | 0 | 0 | 0 | 0 | 0 | 0
F4_Industrial_Lumber and Wood Products_New_Process_Natural Gas_Process Boiler_E6 | F4 | Industrial | Lumber and Wood Products | New | Process | Natural Gas | Process Boiler | E6 | Utility - Cost of Equipment | 0 | 0 | 0 | 0 | 0 | 0 | 0 | 0 | 0 | 0 | 0 | 0 | 0 | 0 | 0 | 0 | 0 | 0 | 0 | 0 | 0 | 0 | 0 | 0 | 0 | 0 | 0 | 0 | 0 | 0 | 0 | 0 | 0
F4_Industrial_Lumber and Wood Products_New_Process_Natural Gas_Process Boiler_E7 | F4 | Industrial | Lumber and Wood Products | New | Process | Natural Gas | Process Boiler | E7 | Utility - Cost of Equipment | 0 | 0 | 0 | 0 | 0 | 0 | 0 | 0 | 0 | 0 | 0 | 0 | 0 | 0 | 0 | 0 | 0 | 0 | 0 | 0 | 0 | 0 | 0 | 0 | 0 | 0 | 0 | 0 | 0 | 0 | 0 | 0 | 0
F4_Industrial_Lumber and Wood Products_New_Process_Natural Gas_Process Boiler_E8 | F4 | Industrial | Lumber and Wood Products | New | Process | Natural Gas | Process Boiler | E8 | Utility - Cost of Equipment | 0 | 0 | 0 | 0 | 0 | 0 | 0 | 0 | 0 | 0 | 0 | 0 | 0 | 0 | 0 | 0 | 0 | 0 | 0 | 0 | 0 | 0 | 0 | 0 | 0 | 0 | 0 | 0 | 0 | 0 | 0 | 0 | 0
F4_Industrial_Lumber and Wood Products_New_Process_Natural Gas_Process Boiler_E9 | F4 | Industrial | Lumber and Wood Products | New | Process | Natural Gas | Process Boiler | E9 | Utility - Cost of Equipment | 0 | 0 | 0 | 0 | 0 | 0 | 0 | 0 | 0 | 0 | 0 | 0 | 0 | 0 | 0 | 0 | 0 | 0 | 0 | 0 | 0 | 0 | 0 | 0 | 0 | 0 | 0 | 0 | 0 | 0 | 0 | 0 | 0
F4_Industrial_Lumber and Wood Products_New_Process_Natural Gas_Process Boiler_E10 | F4 | Industrial | Lumber and Wood Products | New | Process | Natural Gas | Process Boiler | E10 | Utility - Cost of Equipment | 0 | 0 | 0 | 0 | 0 | 0 | 0 | 0 | 0 | 0 | 0 | 0 | 0 | 0 | 0 | 0 | 0 | 0 | 0 | 0 | 0 | 0 | 0 | 0 | 0 | 0 | 0 | 0 | 0 | 0 | 0 | 0 | 0
F5_Industrial_Lumber and Wood Products_New_Process_Natural Gas_Process Boiler_E1 | F5 | Industrial | Lumber and Wood Products | New | Process | Natural Gas | Process Boiler | E1 | Utility - Cost of Operation | 0 | 0 | 0 | 0 | 0 | 0 | 0 | 0 | 0 | 0 | 0 | 0 | 0 | 0 | 0 | 0 | 0 | 0 | 0 | 0 | 0 | 0 | 0 | 0 | 0 | 0 | 0 | 0 | 0 | 0 | 0 | 0 | 0
F5_Industrial_Lumber and Wood Products_New_Process_Natural Gas_Process Boiler_E2 | F5 | Industrial | Lumber and Wood Products | New | Process | Natural Gas | Process Boiler | E2 | Utility - Cost of Operation | 0 | 0 | 0 | 0 | 0 | 0 | 0 | 0 | 0 | 0 | 0 | 0 | 0 | 0 | 0 | 0 | 0 | 0 | 0 | 0 | 0 | 0 | 0 | 0 | 0 | 0 | 0 | 0 | 0 | 0 | 0 | 0 | 0
F5_Industrial_Lumber and Wood Products_New_Process_Natural Gas_Process Boiler_E3 | F5 | Industrial | Lumber and Wood Products | New | Process | Natural Gas | Process Boiler | E3 | Utility - Cost of Operation | 0 | 0 | 0 | 0 | 0 | 0 | 0 | 0 | 0 | 0 | 0 | 0 | 0 | 0 | 0 | 0 | 0 | 0 | 0 | 0 | 0 | 0 | 0 | 0 | 0 | 0 | 0 | 0 | 0 | 0 | 0 | 0 | 0
F5_Industrial_Lumber and Wood Products_New_Process_Natural Gas_Process Boiler_E4 | F5 | Industrial | Lumber and Wood Products | New | Process | Natural Gas | Process Boiler | E4 | Utility - Cost of Operation | 0 | 0 | 0 | 0 | 0 | 0 | 0 | 0 | 0 | 0 | 0 | 0 | 0 | 0 | 0 | 0 | 0 | 0 | 0 | 0 | 0 | 0 | 0 | 0 | 0 | 0 | 0 | 0 | 0 | 0 | 0 | 0 | 0
F5_Industrial_Lumber and Wood Products_New_Process_Natural Gas_Process Boiler_E5 | F5 | Industrial | Lumber and Wood Products | New | Process | Natural Gas | Process Boiler | E5 | Utility - Cost of Operation | 0 | 0 | 0 | 0 | 0 | 0 | 0 | 0 | 0 | 0 | 0 | 0 | 0 | 0 | 0 | 0 | 0 | 0 | 0 | 0 | 0 | 0 | 0 | 0 | 0 | 0 | 0 | 0 | 0 | 0 | 0 | 0 | 0
F5_Industrial_Lumber and Wood Products_New_Process_Natural Gas_Process Boiler_E6 | F5 | Industrial | Lumber and Wood Products | New | Process | Natural Gas | Process Boiler | E6 | Utility - Cost of Operation | 0 | 0 | 0 | 0 | 0 | 0 | 0 | 0 | 0 | 0 | 0 | 0 | 0 | 0 | 0 | 0 | 0 | 0 | 0 | 0 | 0 | 0 | 0 | 0 | 0 | 0 | 0 | 0 | 0 | 0 | 0 | 0 | 0
F5_Industrial_Lumber and Wood Products_New_Process_Natural Gas_Process Boiler_E7 | F5 | Industrial | Lumber and Wood Products | New | Process | Natural Gas | Process Boiler | E7 | Utility - Cost of Operation | 0 | 0 | 0 | 0 | 0 | 0 | 0 | 0 | 0 | 0 | 0 | 0 | 0 | 0 | 0 | 0 | 0 | 0 | 0 | 0 | 0 | 0 | 0 | 0 | 0 | 0 | 0 | 0 | 0 | 0 | 0 | 0 | 0
F5_Industrial_Lumber and Wood Products_New_Process_Natural Gas_Process Boiler_E8 | F5 | Industrial | Lumber and Wood Products | New | Process | Natural Gas | Process Boiler | E8 | Utility - Cost of Operation | 0 | 0 | 0 | 0 | 0 | 0 | 0 | 0 | 0 | 0 | 0 | 0 | 0 | 0 | 0 | 0 | 0 | 0 | 0 | 0 | 0 | 0 | 0 | 0 | 0 | 0 | 0 | 0 | 0 | 0 | 0 | 0 | 0
F5_Industrial_Lumber and Wood Products_New_Process_Natural Gas_Process Boiler_E9 | F5 | Industrial | Lumber and Wood Products | New | Process | Natural Gas | Process Boiler | E9 | Utility - Cost of Operation | 0 | 0 | 0 | 0 | 0 | 0 | 0 | 0 | 0 | 0 | 0 | 0 | 0 | 0 | 0 | 0 | 0 | 0 | 0 | 0 | 0 | 0 | 0 | 0 | 0 | 0 | 0 | 0 | 0 | 0 | 0 | 0 | 0
F5_Industrial_Lumber and Wood Products_New_Process_Natural Gas_Process Boiler_E10 | F5 | Industrial | Lumber and Wood Products | New | Process | Natural Gas | Process Boiler | E10 | Utility - Cost of Operation | 0 | 0 | 0 | 0 | 0 | 0 | 0 | 0 | 0 | 0 | 0 | 0 | 0 | 0 | 0 | 0 | 0 | 0 | 0 | 0 | 0 | 0 | 0 | 0 | 0 | 0 | 0 | 0 | 0 | 0 | 0 | 0 | 0
F6_Industrial_Lumber and Wood Products_New_Process_Natural Gas_Process Boiler_E1 | F6 | Industrial | Lumber and Wood Products | New | Process | Natural Gas | Process Boiler | E1 | Utility - Value of Sales | 0 | 0 | 0 | 0 | 0 | 0 | 0 | 0 | 0 | 0 | 0 | 0 | 0 | 0 | 0 | 0 | 0 | 0 | 0 | 0 | 0 | 0 | 0 | 0 | 0 | 0 | 0 | 0 | 0 | 0 | 0 | 0 | 0
F6_Industrial_Lumber and Wood Products_New_Process_Natural Gas_Process Boiler_E2 | F6 | Industrial | Lumber and Wood Products | New | Process | Natural Gas | Process Boiler | E2 | Utility - Value of Sales | 0 | 0 | 0 | 0 | 0 | 0 | 0 | 0 | 0 | 0 | 0 | 0 | 0 | 0 | 0 | 0 | 0 | 0 | 0 | 0 | 0 | 0 | 0 | 0 | 0 | 0 | 0 | 0 | 0 | 0 | 0 | 0 | 0
F6_Industrial_Lumber and Wood Products_New_Process_Natural Gas_Process Boiler_E3 | F6 | Industrial | Lumber and Wood Products | New | Process | Natural Gas | Process Boiler | E3 | Utility - Value of Sales | 0 | 0 | 0 | 0 | 0 | 0 | 0 | 0 | 0 | 0 | 0 | 0 | 0 | 0 | 0 | 0 | 0 | 0 | 0 | 0 | 0 | 0 | 0 | 0 | 0 | 0 | 0 | 0 | 0 | 0 | 0 | 0 | 0
F6_Industrial_Lumber and Wood Products_New_Process_Natural Gas_Process Boiler_E4 | F6 | Industrial | Lumber and Wood Products | New | Process | Natural Gas | Process Boiler | E4 | Utility - Value of Sales | 0 | 0 | 0 | 0 | 0 | 0 | 0 | 0 | 0 | 0 | 0 | 0 | 0 | 0 | 0 | 0 | 0 | 0 | 0 | 0 | 0 | 0 | 0 | 0 | 0 | 0 | 0 | 0 | 0 | 0 | 0 | 0 | 0
F6_Industrial_Lumber and Wood Products_New_Process_Natural Gas_Process Boiler_E5 | F6 | Industrial | Lumber and Wood Products | New | Process | Natural Gas | Process Boiler | E5 | Utility - Value of Sales | 0 | 0 | 0 | 0 | 0 | 0 | 0 | 0 | 0 | 0 | 0 | 0 | 0 | 0 | 0 | 0 | 0 | 0 | 0 | 0 | 0 | 0 | 0 | 0 | 0 | 0 | 0 | 0 | 0 | 0 | 0 | 0 | 0
F6_Industrial_Lumber and Wood Products_New_Process_Natural Gas_Process Boiler_E6 | F6 | Industrial | Lumber and Wood Products | New | Process | Natural Gas | Process Boiler | E6 | Utility - Value of Sales | 0 | 0 | 0 | 0 | 0 | 0 | 0 | 0 | 0 | 0 | 0 | 0 | 0 | 0 | 0 | 0 | 0 | 0 | 0 | 0 | 0 | 0 | 0 | 0 | 0 | 0 | 0 | 0 | 0 | 0 | 0 | 0 | 0
F6_Industrial_Lumber and Wood Products_New_Process_Natural Gas_Process Boiler_E7 | F6 | Industrial | Lumber and Wood Products | New | Process | Natural Gas | Process Boiler | E7 | Utility - Value of Sales | 0 | 0 | 0 | 0 | 0 | 0 | 0 | 0 | 0 | 0 | 0 | 0 | 0 | 0 | 0 | 0 | 0 | 0 | 0 | 0 | 0 | 0 | 0 | 0 | 0 | 0 | 0 | 0 | 0 | 0 | 0 | 0 | 0
F6_Industrial_Lumber and Wood Products_New_Process_Natural Gas_Process Boiler_E8 | F6 | Industrial | Lumber and Wood Products | New | Process | Natural Gas | Process Boiler | E8 | Utility - Value of Sales | 0 | 0 | 0 | 0 | 0 | 0 | 0 | 0 | 0 | 0 | 0 | 0 | 0 | 0 | 0 | 0 | 0 | 0 | 0 | 0 | 0 | 0 | 0 | 0 | 0 | 0 | 0 | 0 | 0 | 0 | 0 | 0 | 0
F6_Industrial_Lumber and Wood Products_New_Process_Natural Gas_Process Boiler_E9 | F6 | Industrial | Lumber and Wood Products | New | Process | Natural Gas | Process Boiler | E9 | Utility - Value of Sales | 0 | 0 | 0 | 0 | 0 | 0 | 0 | 0 | 0 | 0 | 0 | 0 | 0 | 0 | 0 | 0 | 0 | 0 | 0 | 0 | 0 | 0 | 0 | 0 | 0 | 0 | 0 | 0 | 0 | 0 | 0 | 0 | 0
F6_Industrial_Lumber and Wood Products_New_Process_Natural Gas_Process Boiler_E10 | F6 | Industrial | Lumber and Wood Products | New | Process | Natural Gas | Process Boiler | E10 | Utility - Value of Sales | 0 | 0 | 0 | 0 | 0 | 0 | 0 | 0 | 0 | 0 | 0 | 0 | 0 | 0 | 0 | 0 | 0 | 0 | 0 | 0 | 0 | 0 | 0 | 0 | 0 | 0 | 0 | 0 | 0 | 0 | 0 | 0 | 0
F1_Industrial_Lumber and Wood Products_New_Process_Natural Gas_Process Cooling_E1 | F1 | Industrial | Lumber and Wood Products | New | Process | Natural Gas | Process Cooling | E1 | RVT - Cost of Equipment | 0 | 0 | 0 | 0 | 0 | 0 | 0 | 0 | 0 | 0 | 0 | 0 | 0 | 0 | 0 | 0 | 0 | 0 | 0 | 0 | 0 | 0 | 0 | 0 | 0 | 0 | 0 | 0 | 0 | 0 | 0 | 0 | 0
F1_Industrial_Lumber and Wood Products_New_Process_Natural Gas_Process Cooling_E2 | F1 | Industrial | Lumber and Wood Products | New | Process | Natural Gas | Process Cooling | E2 | RVT - Cost of Equipment | 0 | 0 | 0 | 0 | 0 | 0 | 0 | 0 | 0 | 0 | 0 | 0 | 0 | 0 | 0 | 0 | 0 | 0 | 0 | 0 | 0 | 0 | 0 | 0 | 0 | 0 | 0 | 0 | 0 | 0 | 0 | 0 | 0
F1_Industrial_Lumber and Wood Products_New_Process_Natural Gas_Process Cooling_E3 | F1 | Industrial | Lumber and Wood Products | New | Process | Natural Gas | Process Cooling | E3 | RVT - Cost of Equipment | 0 | 0 | 0 | 0 | 0 | 0 | 0 | 0 | 0 | 0 | 0 | 0 | 0 | 0 | 0 | 0 | 0 | 0 | 0 | 0 | 0 | 0 | 0 | 0 | 0 | 0 | 0 | 0 | 0 | 0 | 0 | 0 | 0
F1_Industrial_Lumber and Wood Products_New_Process_Natural Gas_Process Cooling_E4 | F1 | Industrial | Lumber and Wood Products | New | Process | Natural Gas | Process Cooling | E4 | RVT - Cost of Equipment | 0 | 0 | 0 | 0 | 0 | 0 | 0 | 0 | 0 | 0 | 0 | 0 | 0 | 0 | 0 | 0 | 0 | 0 | 0 | 0 | 0 | 0 | 0 | 0 | 0 | 0 | 0 | 0 | 0 | 0 | 0 | 0 | 0
F1_Industrial_Lumber and Wood Products_New_Process_Natural Gas_Process Cooling_E5 | F1 | Industrial | Lumber and Wood Products | New | Process | Natural Gas | Process Cooling | E5 | RVT - Cost of Equipment | 0 | 0 | 0 | 0 | 0 | 0 | 0 | 0 | 0 | 0 | 0 | 0 | 0 | 0 | 0 | 0 | 0 | 0 | 0 | 0 | 0 | 0 | 0 | 0 | 0 | 0 | 0 | 0 | 0 | 0 | 0 | 0 | 0
F1_Industrial_Lumber and Wood Products_New_Process_Natural Gas_Process Cooling_E6 | F1 | Industrial | Lumber and Wood Products | New | Process | Natural Gas | Process Cooling | E6 | RVT - Cost of Equipment | 0 | 0 | 0 | 0 | 0 | 0 | 0 | 0 | 0 | 0 | 0 | 0 | 0 | 0 | 0 | 0 | 0 | 0 | 0 | 0 | 0 | 0 | 0 | 0 | 0 | 0 | 0 | 0 | 0 | 0 | 0 | 0 | 0
F1_Industrial_Lumber and Wood Products_New_Process_Natural Gas_Process Cooling_E7 | F1 | Industrial | Lumber and Wood Products | New | Process | Natural Gas | Process Cooling | E7 | RVT - Cost of Equipment | 0 | 0 | 0 | 0 | 0 | 0 | 0 | 0 | 0 | 0 | 0 | 0 | 0 | 0 | 0 | 0 | 0 | 0 | 0 | 0 | 0 | 0 | 0 | 0 | 0 | 0 | 0 | 0 | 0 | 0 | 0 | 0 | 0
F1_Industrial_Lumber and Wood Products_New_Process_Natural Gas_Process Cooling_E8 | F1 | Industrial | Lumber and Wood Products | New | Process | Natural Gas | Process Cooling | E8 | RVT - Cost of Equipment | 0 | 0 | 0 | 0 | 0 | 0 | 0 | 0 | 0 | 0 | 0 | 0 | 0 | 0 | 0 | 0 | 0 | 0 | 0 | 0 | 0 | 0 | 0 | 0 | 0 | 0 | 0 | 0 | 0 | 0 | 0 | 0 | 0
F1_Industrial_Lumber and Wood Products_New_Process_Natural Gas_Process Cooling_E9 | F1 | Industrial | Lumber and Wood Products | New | Process | Natural Gas | Process Cooling | E9 | RVT - Cost of Equipment | 0 | 0 | 0 | 0 | 0 | 0 | 0 | 0 | 0 | 0 | 0 | 0 | 0 | 0 | 0 | 0 | 0 | 0 | 0 | 0 | 0 | 0 | 0 | 0 | 0 | 0 | 0 | 0 | 0 | 0 | 0 | 0 | 0
F1_Industrial_Lumber and Wood Products_New_Process_Natural Gas_Process Cooling_E10 | F1 | Industrial | Lumber and Wood Products | New | Process | Natural Gas | Process Cooling | E10 | RVT - Cost of Equipment | 0 | 0 | 0 | 0 | 0 | 0 | 0 | 0 | 0 | 0 | 0 | 0 | 0 | 0 | 0 | 0 | 0 | 0 | 0 | 0 | 0 | 0 | 0 | 0 | 0 | 0 | 0 | 0 | 0 | 0 | 0 | 0 | 0
F2_Industrial_Lumber and Wood Products_New_Process_Natural Gas_Process Cooling_E1 | F2 | Industrial | Lumber and Wood Products | New | Process | Natural Gas | Process Cooling | E1 | RVT - Cost of Operation | 0 | 0 | 0 | 0 | 0 | 0 | 0 | 0 | 0 | 0 | 0 | 0 | 0 | 0 | 0 | 0 | 0 | 0 | 0 | 0 | 0 | 0 | 0 | 0 | 0 | 0 | 0 | 0 | 0 | 0 | 0 | 0 | 0
F2_Industrial_Lumber and Wood Products_New_Process_Natural Gas_Process Cooling_E2 | F2 | Industrial | Lumber and Wood Products | New | Process | Natural Gas | Process Cooling | E2 | RVT - Cost of Operation | 0 | 0 | 0 | 0 | 0 | 0 | 0 | 0 | 0 | 0 | 0 | 0 | 0 | 0 | 0 | 0 | 0 | 0 | 0 | 0 | 0 | 0 | 0 | 0 | 0 | 0 | 0 | 0 | 0 | 0 | 0 | 0 | 0
F2_Industrial_Lumber and Wood Products_New_Process_Natural Gas_Process Cooling_E3 | F2 | Industrial | Lumber and Wood Products | New | Process | Natural Gas | Process Cooling | E3 | RVT - Cost of Operation | 0 | 0 | 0 | 0 | 0 | 0 | 0 | 0 | 0 | 0 | 0 | 0 | 0 | 0 | 0 | 0 | 0 | 0 | 0 | 0 | 0 | 0 | 0 | 0 | 0 | 0 | 0 | 0 | 0 | 0 | 0 | 0 | 0
F2_Industrial_Lumber and Wood Products_New_Process_Natural Gas_Process Cooling_E4 | F2 | Industrial | Lumber and Wood Products | New | Process | Natural Gas | Process Cooling | E4 | RVT - Cost of Operation | 0 | 0 | 0 | 0 | 0 | 0 | 0 | 0 | 0 | 0 | 0 | 0 | 0 | 0 | 0 | 0 | 0 | 0 | 0 | 0 | 0 | 0 | 0 | 0 | 0 | 0 | 0 | 0 | 0 | 0 | 0 | 0 | 0
F2_Industrial_Lumber and Wood Products_New_Process_Natural Gas_Process Cooling_E5 | F2 | Industrial | Lumber and Wood Products | New | Process | Natural Gas | Process Cooling | E5 | RVT - Cost of Operation | 0 | 0 | 0 | 0 | 0 | 0 | 0 | 0 | 0 | 0 | 0 | 0 | 0 | 0 | 0 | 0 | 0 | 0 | 0 | 0 | 0 | 0 | 0 | 0 | 0 | 0 | 0 | 0 | 0 | 0 | 0 | 0 | 0
F2_Industrial_Lumber and Wood Products_New_Process_Natural Gas_Process Cooling_E6 | F2 | Industrial | Lumber and Wood Products | New | Process | Natural Gas | Process Cooling | E6 | RVT - Cost of Operation | 0 | 0 | 0 | 0 | 0 | 0 | 0 | 0 | 0 | 0 | 0 | 0 | 0 | 0 | 0 | 0 | 0 | 0 | 0 | 0 | 0 | 0 | 0 | 0 | 0 | 0 | 0 | 0 | 0 | 0 | 0 | 0 | 0
F2_Industrial_Lumber and Wood Products_New_Process_Natural Gas_Process Cooling_E7 | F2 | Industrial | Lumber and Wood Products | New | Process | Natural Gas | Process Cooling | E7 | RVT - Cost of Operation | 0 | 0 | 0 | 0 | 0 | 0 | 0 | 0 | 0 | 0 | 0 | 0 | 0 | 0 | 0 | 0 | 0 | 0 | 0 | 0 | 0 | 0 | 0 | 0 | 0 | 0 | 0 | 0 | 0 | 0 | 0 | 0 | 0
F2_Industrial_Lumber and Wood Products_New_Process_Natural Gas_Process Cooling_E8 | F2 | Industrial | Lumber and Wood Products | New | Process | Natural Gas | Process Cooling | E8 | RVT - Cost of Operation | 0 | 0 | 0 | 0 | 0 | 0 | 0 | 0 | 0 | 0 | 0 | 0 | 0 | 0 | 0 | 0 | 0 | 0 | 0 | 0 | 0 | 0 | 0 | 0 | 0 | 0 | 0 | 0 | 0 | 0 | 0 | 0 | 0
F2_Industrial_Lumber and Wood Products_New_Process_Natural Gas_Process Cooling_E9 | F2 | Industrial | Lumber and Wood Products | New | Process | Natural Gas | Process Cooling | E9 | RVT - Cost of Operation | 0 | 0 | 0 | 0 | 0 | 0 | 0 | 0 | 0 | 0 | 0 | 0 | 0 | 0 | 0 | 0 | 0 | 0 | 0 | 0 | 0 | 0 | 0 | 0 | 0 | 0 | 0 | 0 | 0 | 0 | 0 | 0 | 0
F2_Industrial_Lumber and Wood Products_New_Process_Natural Gas_Process Cooling_E10 | F2 | Industrial | Lumber and Wood Products | New | Process | Natural Gas | Process Cooling | E10 | RVT - Cost of Operation | 0 | 0 | 0 | 0 | 0 | 0 | 0 | 0 | 0 | 0 | 0 | 0 | 0 | 0 | 0 | 0 | 0 | 0 | 0 | 0 | 0 | 0 | 0 | 0 | 0 | 0 | 0 | 0 | 0 | 0 | 0 | 0 | 0
F3_Industrial_Lumber and Wood Products_New_Process_Natural Gas_Process Cooling_E1 | F3 | Industrial | Lumber and Wood Products | New | Process | Natural Gas | Process Cooling | E1 | System - kBTUs of Consumption | 0 | 0 | 0 | 0 | 0 | 0 | 0 | 0 | 0 | 0 | 0 | 0 | 0 | 0 | 0 | 0 | 0 | 0 | 0 | 0 | 0 | 0 | 0 | 0 | 0 | 0 | 0 | 0 | 0 | 0 | 0 | 0 | 0
F3_Industrial_Lumber and Wood Products_New_Process_Natural Gas_Process Cooling_E2 | F3 | Industrial | Lumber and Wood Products | New | Process | Natural Gas | Process Cooling | E2 | System - kBTUs of Consumption | 0 | 0 | 0 | 0 | 0 | 0 | 0 | 0 | 0 | 0 | 0 | 0 | 0 | 0 | 0 | 0 | 0 | 0 | 0 | 0 | 0 | 0 | 0 | 0 | 0 | 0 | 0 | 0 | 0 | 0 | 0 | 0 | 0
F3_Industrial_Lumber and Wood Products_New_Process_Natural Gas_Process Cooling_E3 | F3 | Industrial | Lumber and Wood Products | New | Process | Natural Gas | Process Cooling | E3 | System - kBTUs of Consumption | 0 | 0 | 0 | 0 | 0 | 0 | 0 | 0 | 0 | 0 | 0 | 0 | 0 | 0 | 0 | 0 | 0 | 0 | 0 | 0 | 0 | 0 | 0 | 0 | 0 | 0 | 0 | 0 | 0 | 0 | 0 | 0 | 0
F3_Industrial_Lumber and Wood Products_New_Process_Natural Gas_Process Cooling_E4 | F3 | Industrial | Lumber and Wood Products | New | Process | Natural Gas | Process Cooling | E4 | System - kBTUs of Consumption | 0 | 0 | 0 | 0 | 0 | 0 | 0 | 0 | 0 | 0 | 0 | 0 | 0 | 0 | 0 | 0 | 0 | 0 | 0 | 0 | 0 | 0 | 0 | 0 | 0 | 0 | 0 | 0 | 0 | 0 | 0 | 0 | 0
F3_Industrial_Lumber and Wood Products_New_Process_Natural Gas_Process Cooling_E5 | F3 | Industrial | Lumber and Wood Products | New | Process | Natural Gas | Process Cooling | E5 | System - kBTUs of Consumption | 0 | 0 | 0 | 0 | 0 | 0 | 0 | 0 | 0 | 0 | 0 | 0 | 0 | 0 | 0 | 0 | 0 | 0 | 0 | 0 | 0 | 0 | 0 | 0 | 0 | 0 | 0 | 0 | 0 | 0 | 0 | 0 | 0
F3_Industrial_Lumber and Wood Products_New_Process_Natural Gas_Process Cooling_E6 | F3 | Industrial | Lumber and Wood Products | New | Process | Natural Gas | Process Cooling | E6 | System - kBTUs of Consumption | 0 | 0 | 0 | 0 | 0 | 0 | 0 | 0 | 0 | 0 | 0 | 0 | 0 | 0 | 0 | 0 | 0 | 0 | 0 | 0 | 0 | 0 | 0 | 0 | 0 | 0 | 0 | 0 | 0 | 0 | 0 | 0 | 0
F3_Industrial_Lumber and Wood Products_New_Process_Natural Gas_Process Cooling_E7 | F3 | Industrial | Lumber and Wood Products | New | Process | Natural Gas | Process Cooling | E7 | System - kBTUs of Consumption | 0 | 0 | 0 | 0 | 0 | 0 | 0 | 0 | 0 | 0 | 0 | 0 | 0 | 0 | 0 | 0 | 0 | 0 | 0 | 0 | 0 | 0 | 0 | 0 | 0 | 0 | 0 | 0 | 0 | 0 | 0 | 0 | 0
F3_Industrial_Lumber and Wood Products_New_Process_Natural Gas_Process Cooling_E8 | F3 | Industrial | Lumber and Wood Products | New | Process | Natural Gas | Process Cooling | E8 | System - kBTUs of Consumption | 0 | 0 | 0 | 0 | 0 | 0 | 0 | 0 | 0 | 0 | 0 | 0 | 0 | 0 | 0 | 0 | 0 | 0 | 0 | 0 | 0 | 0 | 0 | 0 | 0 | 0 | 0 | 0 | 0 | 0 | 0 | 0 | 0
F3_Industrial_Lumber and Wood Products_New_Process_Natural Gas_Process Cooling_E9 | F3 | Industrial | Lumber and Wood Products | New | Process | Natural Gas | Process Cooling | E9 | System - kBTUs of Consumption | 0 | 0 | 0 | 0 | 0 | 0 | 0 | 0 | 0 | 0 | 0 | 0 | 0 | 0 | 0 | 0 | 0 | 0 | 0 | 0 | 0 | 0 | 0 | 0 | 0 | 0 | 0 | 0 | 0 | 0 | 0 | 0 | 0
F3_Industrial_Lumber and Wood Products_New_Process_Natural Gas_Process Cooling_E10 | F3 | Industrial | Lumber and Wood Products | New | Process | Natural Gas | Process Cooling | E10 | System - kBTUs of Consumption | 0 | 0 | 0 | 0 | 0 | 0 | 0 | 0 | 0 | 0 | 0 | 0 | 0 | 0 | 0 | 0 | 0 | 0 | 0 | 0 | 0 | 0 | 0 | 0 | 0 | 0 | 0 | 0 | 0 | 0 | 0 | 0 | 0
F4_Industrial_Lumber and Wood Products_New_Process_Natural Gas_Process Cooling_E1 | F4 | Industrial | Lumber and Wood Products | New | Process | Natural Gas | Process Cooling | E1 | Utility - Cost of Equipment | 0 | 0 | 0 | 0 | 0 | 0 | 0 | 0 | 0 | 0 | 0 | 0 | 0 | 0 | 0 | 0 | 0 | 0 | 0 | 0 | 0 | 0 | 0 | 0 | 0 | 0 | 0 | 0 | 0 | 0 | 0 | 0 | 0
F4_Industrial_Lumber and Wood Products_New_Process_Natural Gas_Process Cooling_E2 | F4 | Industrial | Lumber and Wood Products | New | Process | Natural Gas | Process Cooling | E2 | Utility - Cost of Equipment | 0 | 0 | 0 | 0 | 0 | 0 | 0 | 0 | 0 | 0 | 0 | 0 | 0 | 0 | 0 | 0 | 0 | 0 | 0 | 0 | 0 | 0 | 0 | 0 | 0 | 0 | 0 | 0 | 0 | 0 | 0 | 0 | 0
F4_Industrial_Lumber and Wood Products_New_Process_Natural Gas_Process Cooling_E3 | F4 | Industrial | Lumber and Wood Products | New | Process | Natural Gas | Process Cooling | E3 | Utility - Cost of Equipment | 0 | 0 | 0 | 0 | 0 | 0 | 0 | 0 | 0 | 0 | 0 | 0 | 0 | 0 | 0 | 0 | 0 | 0 | 0 | 0 | 0 | 0 | 0 | 0 | 0 | 0 | 0 | 0 | 0 | 0 | 0 | 0 | 0
F4_Industrial_Lumber and Wood Products_New_Process_Natural Gas_Process Cooling_E4 | F4 | Industrial | Lumber and Wood Products | New | Process | Natural Gas | Process Cooling | E4 | Utility - Cost of Equipment | 0 | 0 | 0 | 0 | 0 | 0 | 0 | 0 | 0 | 0 | 0 | 0 | 0 | 0 | 0 | 0 | 0 | 0 | 0 | 0 | 0 | 0 | 0 | 0 | 0 | 0 | 0 | 0 | 0 | 0 | 0 | 0 | 0
F4_Industrial_Lumber and Wood Products_New_Process_Natural Gas_Process Cooling_E5 | F4 | Industrial | Lumber and Wood Products | New | Process | Natural Gas | Process Cooling | E5 | Utility - Cost of Equipment | 0 | 0 | 0 | 0 | 0 | 0 | 0 | 0 | 0 | 0 | 0 | 0 | 0 | 0 | 0 | 0 | 0 | 0 | 0 | 0 | 0 | 0 | 0 | 0 | 0 | 0 | 0 | 0 | 0 | 0 | 0 | 0 | 0
F4_Industrial_Lumber and Wood Products_New_Process_Natural Gas_Process Cooling_E6 | F4 | Industrial | Lumber and Wood Products | New | Process | Natural Gas | Process Cooling | E6 | Utility - Cost of Equipment | 0 | 0 | 0 | 0 | 0 | 0 | 0 | 0 | 0 | 0 | 0 | 0 | 0 | 0 | 0 | 0 | 0 | 0 | 0 | 0 | 0 | 0 | 0 | 0 | 0 | 0 | 0 | 0 | 0 | 0 | 0 | 0 | 0
F4_Industrial_Lumber and Wood Products_New_Process_Natural Gas_Process Cooling_E7 | F4 | Industrial | Lumber and Wood Products | New | Process | Natural Gas | Process Cooling | E7 | Utility - Cost of Equipment | 0 | 0 | 0 | 0 | 0 | 0 | 0 | 0 | 0 | 0 | 0 | 0 | 0 | 0 | 0 | 0 | 0 | 0 | 0 | 0 | 0 | 0 | 0 | 0 | 0 | 0 | 0 | 0 | 0 | 0 | 0 | 0 | 0
F4_Industrial_Lumber and Wood Products_New_Process_Natural Gas_Process Cooling_E8 | F4 | Industrial | Lumber and Wood Products | New | Process | Natural Gas | Process Cooling | E8 | Utility - Cost of Equipment | 0 | 0 | 0 | 0 | 0 | 0 | 0 | 0 | 0 | 0 | 0 | 0 | 0 | 0 | 0 | 0 | 0 | 0 | 0 | 0 | 0 | 0 | 0 | 0 | 0 | 0 | 0 | 0 | 0 | 0 | 0 | 0 | 0
F4_Industrial_Lumber and Wood Products_New_Process_Natural Gas_Process Cooling_E9 | F4 | Industrial | Lumber and Wood Products | New | Process | Natural Gas | Process Cooling | E9 | Utility - Cost of Equipment | 0 | 0 | 0 | 0 | 0 | 0 | 0 | 0 | 0 | 0 | 0 | 0 | 0 | 0 | 0 | 0 | 0 | 0 | 0 | 0 | 0 | 0 | 0 | 0 | 0 | 0 | 0 | 0 | 0 | 0 | 0 | 0 | 0
F4_Industrial_Lumber and Wood Products_New_Process_Natural Gas_Process Cooling_E10 | F4 | Industrial | Lumber and Wood Products | New | Process | Natural Gas | Process Cooling | E10 | Utility - Cost of Equipment | 0 | 0 | 0 | 0 | 0 | 0 | 0 | 0 | 0 | 0 | 0 | 0 | 0 | 0 | 0 | 0 | 0 | 0 | 0 | 0 | 0 | 0 | 0 | 0 | 0 | 0 | 0 | 0 | 0 | 0 | 0 | 0 | 0
F5_Industrial_Lumber and Wood Products_New_Process_Natural Gas_Process Cooling_E1 | F5 | Industrial | Lumber and Wood Products | New | Process | Natural Gas | Process Cooling | E1 | Utility - Cost of Operation | 0 | 0 | 0 | 0 | 0 | 0 | 0 | 0 | 0 | 0 | 0 | 0 | 0 | 0 | 0 | 0 | 0 | 0 | 0 | 0 | 0 | 0 | 0 | 0 | 0 | 0 | 0 | 0 | 0 | 0 | 0 | 0 | 0
F5_Industrial_Lumber and Wood Products_New_Process_Natural Gas_Process Cooling_E2 | F5 | Industrial | Lumber and Wood Products | New | Process | Natural Gas | Process Cooling | E2 | Utility - Cost of Operation | 0 | 0 | 0 | 0 | 0 | 0 | 0 | 0 | 0 | 0 | 0 | 0 | 0 | 0 | 0 | 0 | 0 | 0 | 0 | 0 | 0 | 0 | 0 | 0 | 0 | 0 | 0 | 0 | 0 | 0 | 0 | 0 | 0
F5_Industrial_Lumber and Wood Products_New_Process_Natural Gas_Process Cooling_E3 | F5 | Industrial | Lumber and Wood Products | New | Process | Natural Gas | Process Cooling | E3 | Utility - Cost of Operation | 0 | 0 | 0 | 0 | 0 | 0 | 0 | 0 | 0 | 0 | 0 | 0 | 0 | 0 | 0 | 0 | 0 | 0 | 0 | 0 | 0 | 0 | 0 | 0 | 0 | 0 | 0 | 0 | 0 | 0 | 0 | 0 | 0
F5_Industrial_Lumber and Wood Products_New_Process_Natural Gas_Process Cooling_E4 | F5 | Industrial | Lumber and Wood Products | New | Process | Natural Gas | Process Cooling | E4 | Utility - Cost of Operation | 0 | 0 | 0 | 0 | 0 | 0 | 0 | 0 | 0 | 0 | 0 | 0 | 0 | 0 | 0 | 0 | 0 | 0 | 0 | 0 | 0 | 0 | 0 | 0 | 0 | 0 | 0 | 0 | 0 | 0 | 0 | 0 | 0
F5_Industrial_Lumber and Wood Products_New_Process_Natural Gas_Process Cooling_E5 | F5 | Industrial | Lumber and Wood Products | New | Process | Natural Gas | Process Cooling | E5 | Utility - Cost of Operation | 0 | 0 | 0 | 0 | 0 | 0 | 0 | 0 | 0 | 0 | 0 | 0 | 0 | 0 | 0 | 0 | 0 | 0 | 0 | 0 | 0 | 0 | 0 | 0 | 0 | 0 | 0 | 0 | 0 | 0 | 0 | 0 | 0
F5_Industrial_Lumber and Wood Products_New_Process_Natural Gas_Process Cooling_E6 | F5 | Industrial | Lumber and Wood Products | New | Process | Natural Gas | Process Cooling | E6 | Utility - Cost of Operation | 0 | 0 | 0 | 0 | 0 | 0 | 0 | 0 | 0 | 0 | 0 | 0 | 0 | 0 | 0 | 0 | 0 | 0 | 0 | 0 | 0 | 0 | 0 | 0 | 0 | 0 | 0 | 0 | 0 | 0 | 0 | 0 | 0
F5_Industrial_Lumber and Wood Products_New_Process_Natural Gas_Process Cooling_E7 | F5 | Industrial | Lumber and Wood Products | New | Process | Natural Gas | Process Cooling | E7 | Utility - Cost of Operation | 0 | 0 | 0 | 0 | 0 | 0 | 0 | 0 | 0 | 0 | 0 | 0 | 0 | 0 | 0 | 0 | 0 | 0 | 0 | 0 | 0 | 0 | 0 | 0 | 0 | 0 | 0 | 0 | 0 | 0 | 0 | 0 | 0
F5_Industrial_Lumber and Wood Products_New_Process_Natural Gas_Process Cooling_E8 | F5 | Industrial | Lumber and Wood Products | New | Process | Natural Gas | Process Cooling | E8 | Utility - Cost of Operation | 0 | 0 | 0 | 0 | 0 | 0 | 0 | 0 | 0 | 0 | 0 | 0 | 0 | 0 | 0 | 0 | 0 | 0 | 0 | 0 | 0 | 0 | 0 | 0 | 0 | 0 | 0 | 0 | 0 | 0 | 0 | 0 | 0
F5_Industrial_Lumber and Wood Products_New_Process_Natural Gas_Process Cooling_E9 | F5 | Industrial | Lumber and Wood Products | New | Process | Natural Gas | Process Cooling | E9 | Utility - Cost of Operation | 0 | 0 | 0 | 0 | 0 | 0 | 0 | 0 | 0 | 0 | 0 | 0 | 0 | 0 | 0 | 0 | 0 | 0 | 0 | 0 | 0 | 0 | 0 | 0 | 0 | 0 | 0 | 0 | 0 | 0 | 0 | 0 | 0
F5_Industrial_Lumber and Wood Products_New_Process_Natural Gas_Process Cooling_E10 | F5 | Industrial | Lumber and Wood Products | New | Process | Natural Gas | Process Cooling | E10 | Utility - Cost of Operation | 0 | 0 | 0 | 0 | 0 | 0 | 0 | 0 | 0 | 0 | 0 | 0 | 0 | 0 | 0 | 0 | 0 | 0 | 0 | 0 | 0 | 0 | 0 | 0 | 0 | 0 | 0 | 0 | 0 | 0 | 0 | 0 | 0
F6_Industrial_Lumber and Wood Products_New_Process_Natural Gas_Process Cooling_E1 | F6 | Industrial | Lumber and Wood Products | New | Process | Natural Gas | Process Cooling | E1 | Utility - Value of Sales | 0 | 0 | 0 | 0 | 0 | 0 | 0 | 0 | 0 | 0 | 0 | 0 | 0 | 0 | 0 | 0 | 0 | 0 | 0 | 0 | 0 | 0 | 0 | 0 | 0 | 0 | 0 | 0 | 0 | 0 | 0 | 0 | 0
F6_Industrial_Lumber and Wood Products_New_Process_Natural Gas_Process Cooling_E2 | F6 | Industrial | Lumber and Wood Products | New | Process | Natural Gas | Process Cooling | E2 | Utility - Value of Sales | 0 | 0 | 0 | 0 | 0 | 0 | 0 | 0 | 0 | 0 | 0 | 0 | 0 | 0 | 0 | 0 | 0 | 0 | 0 | 0 | 0 | 0 | 0 | 0 | 0 | 0 | 0 | 0 | 0 | 0 | 0 | 0 | 0
F6_Industrial_Lumber and Wood Products_New_Process_Natural Gas_Process Cooling_E3 | F6 | Industrial | Lumber and Wood Products | New | Process | Natural Gas | Process Cooling | E3 | Utility - Value of Sales | 0 | 0 | 0 | 0 | 0 | 0 | 0 | 0 | 0 | 0 | 0 | 0 | 0 | 0 | 0 | 0 | 0 | 0 | 0 | 0 | 0 | 0 | 0 | 0 | 0 | 0 | 0 | 0 | 0 | 0 | 0 | 0 | 0
F6_Industrial_Lumber and Wood Products_New_Process_Natural Gas_Process Cooling_E4 | F6 | Industrial | Lumber and Wood Products | New | Process | Natural Gas | Process Cooling | E4 | Utility - Value of Sales | 0 | 0 | 0 | 0 | 0 | 0 | 0 | 0 | 0 | 0 | 0 | 0 | 0 | 0 | 0 | 0 | 0 | 0 | 0 | 0 | 0 | 0 | 0 | 0 | 0 | 0 | 0 | 0 | 0 | 0 | 0 | 0 | 0
F6_Industrial_Lumber and Wood Products_New_Process_Natural Gas_Process Cooling_E5 | F6 | Industrial | Lumber and Wood Products | New | Process | Natural Gas | Process Cooling | E5 | Utility - Value of Sales | 0 | 0 | 0 | 0 | 0 | 0 | 0 | 0 | 0 | 0 | 0 | 0 | 0 | 0 | 0 | 0 | 0 | 0 | 0 | 0 | 0 | 0 | 0 | 0 | 0 | 0 | 0 | 0 | 0 | 0 | 0 | 0 | 0
F6_Industrial_Lumber and Wood Products_New_Process_Natural Gas_Process Cooling_E6 | F6 | Industrial | Lumber and Wood Products | New | Process | Natural Gas | Process Cooling | E6 | Utility - Value of Sales | 0 | 0 | 0 | 0 | 0 | 0 | 0 | 0 | 0 | 0 | 0 | 0 | 0 | 0 | 0 | 0 | 0 | 0 | 0 | 0 | 0 | 0 | 0 | 0 | 0 | 0 | 0 | 0 | 0 | 0 | 0 | 0 | 0
F6_Industrial_Lumber and Wood Products_New_Process_Natural Gas_Process Cooling_E7 | F6 | Industrial | Lumber and Wood Products | New | Process | Natural Gas | Process Cooling | E7 | Utility - Value of Sales | 0 | 0 | 0 | 0 | 0 | 0 | 0 | 0 | 0 | 0 | 0 | 0 | 0 | 0 | 0 | 0 | 0 | 0 | 0 | 0 | 0 | 0 | 0 | 0 | 0 | 0 | 0 | 0 | 0 | 0 | 0 | 0 | 0
F6_Industrial_Lumber and Wood Products_New_Process_Natural Gas_Process Cooling_E8 | F6 | Industrial | Lumber and Wood Products | New | Process | Natural Gas | Process Cooling | E8 | Utility - Value of Sales | 0 | 0 | 0 | 0 | 0 | 0 | 0 | 0 | 0 | 0 | 0 | 0 | 0 | 0 | 0 | 0 | 0 | 0 | 0 | 0 | 0 | 0 | 0 | 0 | 0 | 0 | 0 | 0 | 0 | 0 | 0 | 0 | 0
F6_Industrial_Lumber and Wood Products_New_Process_Natural Gas_Process Cooling_E9 | F6 | Industrial | Lumber and Wood Products | New | Process | Natural Gas | Process Cooling | E9 | Utility - Value of Sales | 0 | 0 | 0 | 0 | 0 | 0 | 0 | 0 | 0 | 0 | 0 | 0 | 0 | 0 | 0 | 0 | 0 | 0 | 0 | 0 | 0 | 0 | 0 | 0 | 0 | 0 | 0 | 0 | 0 | 0 | 0 | 0 | 0
F6_Industrial_Lumber and Wood Products_New_Process_Natural Gas_Process Cooling_E10 | F6 | Industrial | Lumber and Wood Products | New | Process | Natural Gas | Process Cooling | E10 | Utility - Value of Sales | 0 | 0 | 0 | 0 | 0 | 0 | 0 | 0 | 0 | 0 | 0 | 0 | 0 | 0 | 0 | 0 | 0 | 0 | 0 | 0 | 0 | 0 | 0 | 0 | 0 | 0 | 0 | 0 | 0 | 0 | 0 | 0 | 0
F1_Industrial_Lumber and Wood Products_New_Process_Natural Gas_Other Process_E1 | F1 | Industrial | Lumber and Wood Products | New | Process | Natural Gas | Other Process | E1 | RVT - Cost of Equipment | 0 | 0 | 0 | 0 | 0 | 0 | 0 | 0 | 0 | 0 | 0 | 0 | 0 | 0 | 0 | 0 | 0 | 0 | 0 | 0 | 0 | 0 | 0 | 0 | 0 | 0 | 0 | 0 | 0 | 0 | 0 | 0 | 0
F1_Industrial_Lumber and Wood Products_New_Process_Natural Gas_Other Process_E2 | F1 | Industrial | Lumber and Wood Products | New | Process | Natural Gas | Other Process | E2 | RVT - Cost of Equipment | 0 | 0 | 0 | 0 | 0 | 0 | 0 | 0 | 0 | 0 | 0 | 0 | 0 | 0 | 0 | 0 | 0 | 0 | 0 | 0 | 0 | 0 | 0 | 0 | 0 | 0 | 0 | 0 | 0 | 0 | 0 | 0 | 0
F1_Industrial_Lumber and Wood Products_New_Process_Natural Gas_Other Process_E3 | F1 | Industrial | Lumber and Wood Products | New | Process | Natural Gas | Other Process | E3 | RVT - Cost of Equipment | 0 | 0 | 0 | 0 | 0 | 0 | 0 | 0 | 0 | 0 | 0 | 0 | 0 | 0 | 0 | 0 | 0 | 0 | 0 | 0 | 0 | 0 | 0 | 0 | 0 | 0 | 0 | 0 | 0 | 0 | 0 | 0 | 0
F1_Industrial_Lumber and Wood Products_New_Process_Natural Gas_Other Process_E4 | F1 | Industrial | Lumber and Wood Products | New | Process | Natural Gas | Other Process | E4 | RVT - Cost of Equipment | 0 | 0 | 0 | 0 | 0 | 0 | 0 | 0 | 0 | 0 | 0 | 0 | 0 | 0 | 0 | 0 | 0 | 0 | 0 | 0 | 0 | 0 | 0 | 0 | 0 | 0 | 0 | 0 | 0 | 0 | 0 | 0 | 0
F1_Industrial_Lumber and Wood Products_New_Process_Natural Gas_Other Process_E5 | F1 | Industrial | Lumber and Wood Products | New | Process | Natural Gas | Other Process | E5 | RVT - Cost of Equipment | 0 | 0 | 0 | 0 | 0 | 0 | 0 | 0 | 0 | 0 | 0 | 0 | 0 | 0 | 0 | 0 | 0 | 0 | 0 | 0 | 0 | 0 | 0 | 0 | 0 | 0 | 0 | 0 | 0 | 0 | 0 | 0 | 0
F1_Industrial_Lumber and Wood Products_New_Process_Natural Gas_Other Process_E6 | F1 | Industrial | Lumber and Wood Products | New | Process | Natural Gas | Other Process | E6 | RVT - Cost of Equipment | 0 | 0 | 0 | 0 | 0 | 0 | 0 | 0 | 0 | 0 | 0 | 0 | 0 | 0 | 0 | 0 | 0 | 0 | 0 | 0 | 0 | 0 | 0 | 0 | 0 | 0 | 0 | 0 | 0 | 0 | 0 | 0 | 0
F1_Industrial_Lumber and Wood Products_New_Process_Natural Gas_Other Process_E7 | F1 | Industrial | Lumber and Wood Products | New | Process | Natural Gas | Other Process | E7 | RVT - Cost of Equipment | 0 | 0 | 0 | 0 | 0 | 0 | 0 | 0 | 0 | 0 | 0 | 0 | 0 | 0 | 0 | 0 | 0 | 0 | 0 | 0 | 0 | 0 | 0 | 0 | 0 | 0 | 0 | 0 | 0 | 0 | 0 | 0 | 0
F1_Industrial_Lumber and Wood Products_New_Process_Natural Gas_Other Process_E8 | F1 | Industrial | Lumber and Wood Products | New | Process | Natural Gas | Other Process | E8 | RVT - Cost of Equipment | 0 | 0 | 0 | 0 | 0 | 0 | 0 | 0 | 0 | 0 | 0 | 0 | 0 | 0 | 0 | 0 | 0 | 0 | 0 | 0 | 0 | 0 | 0 | 0 | 0 | 0 | 0 | 0 | 0 | 0 | 0 | 0 | 0
F1_Industrial_Lumber and Wood Products_New_Process_Natural Gas_Other Process_E9 | F1 | Industrial | Lumber and Wood Products | New | Process | Natural Gas | Other Process | E9 | RVT - Cost of Equipment | 0 | 0 | 0 | 0 | 0 | 0 | 0 | 0 | 0 | 0 | 0 | 0 | 0 | 0 | 0 | 0 | 0 | 0 | 0 | 0 | 0 | 0 | 0 | 0 | 0 | 0 | 0 | 0 | 0 | 0 | 0 | 0 | 0
F1_Industrial_Lumber and Wood Products_New_Process_Natural Gas_Other Process_E10 | F1 | Industrial | Lumber and Wood Products | New | Process | Natural Gas | Other Process | E10 | RVT - Cost of Equipment | 0 | 0 | 0 | 0 | 0 | 0 | 0 | 0 | 0 | 0 | 0 | 0 | 0 | 0 | 0 | 0 | 0 | 0 | 0 | 0 | 0 | 0 | 0 | 0 | 0 | 0 | 0 | 0 | 0 | 0 | 0 | 0 | 0
F2_Industrial_Lumber and Wood Products_New_Process_Natural Gas_Other Process_E1 | F2 | Industrial | Lumber and Wood Products | New | Process | Natural Gas | Other Process | E1 | RVT - Cost of Operation | 0 | 0 | 0 | 0 | 0 | 0 | 0 | 0 | 0 | 0 | 0 | 0 | 0 | 0 | 0 | 0 | 0 | 0 | 0 | 0 | 0 | 0 | 0 | 0 | 0 | 0 | 0 | 0 | 0 | 0 | 0 | 0 | 0
F2_Industrial_Lumber and Wood Products_New_Process_Natural Gas_Other Process_E2 | F2 | Industrial | Lumber and Wood Products | New | Process | Natural Gas | Other Process | E2 | RVT - Cost of Operation | 0 | 0 | 0 | 0 | 0 | 0 | 0 | 0 | 0 | 0 | 0 | 0 | 0 | 0 | 0 | 0 | 0 | 0 | 0 | 0 | 0 | 0 | 0 | 0 | 0 | 0 | 0 | 0 | 0 | 0 | 0 | 0 | 0
F2_Industrial_Lumber and Wood Products_New_Process_Natural Gas_Other Process_E3 | F2 | Industrial | Lumber and Wood Products | New | Process | Natural Gas | Other Process | E3 | RVT - Cost of Operation | 0 | 0 | 0 | 0 | 0 | 0 | 0 | 0 | 0 | 0 | 0 | 0 | 0 | 0 | 0 | 0 | 0 | 0 | 0 | 0 | 0 | 0 | 0 | 0 | 0 | 0 | 0 | 0 | 0 | 0 | 0 | 0 | 0
F2_Industrial_Lumber and Wood Products_New_Process_Natural Gas_Other Process_E4 | F2 | Industrial | Lumber and Wood Products | New | Process | Natural Gas | Other Process | E4 | RVT - Cost of Operation | 0 | 0 | 0 | 0 | 0 | 0 | 0 | 0 | 0 | 0 | 0 | 0 | 0 | 0 | 0 | 0 | 0 | 0 | 0 | 0 | 0 | 0 | 0 | 0 | 0 | 0 | 0 | 0 | 0 | 0 | 0 | 0 | 0
F2_Industrial_Lumber and Wood Products_New_Process_Natural Gas_Other Process_E5 | F2 | Industrial | Lumber and Wood Products | New | Process | Natural Gas | Other Process | E5 | RVT - Cost of Operation | 0 | 0 | 0 | 0 | 0 | 0 | 0 | 0 | 0 | 0 | 0 | 0 | 0 | 0 | 0 | 0 | 0 | 0 | 0 | 0 | 0 | 0 | 0 | 0 | 0 | 0 | 0 | 0 | 0 | 0 | 0 | 0 | 0
F2_Industrial_Lumber and Wood Products_New_Process_Natural Gas_Other Process_E6 | F2 | Industrial | Lumber and Wood Products | New | Process | Natural Gas | Other Process | E6 | RVT - Cost of Operation | 0 | 0 | 0 | 0 | 0 | 0 | 0 | 0 | 0 | 0 | 0 | 0 | 0 | 0 | 0 | 0 | 0 | 0 | 0 | 0 | 0 | 0 | 0 | 0 | 0 | 0 | 0 | 0 | 0 | 0 | 0 | 0 | 0
F2_Industrial_Lumber and Wood Products_New_Process_Natural Gas_Other Process_E7 | F2 | Industrial | Lumber and Wood Products | New | Process | Natural Gas | Other Process | E7 | RVT - Cost of Operation | 0 | 0 | 0 | 0 | 0 | 0 | 0 | 0 | 0 | 0 | 0 | 0 | 0 | 0 | 0 | 0 | 0 | 0 | 0 | 0 | 0 | 0 | 0 | 0 | 0 | 0 | 0 | 0 | 0 | 0 | 0 | 0 | 0
F2_Industrial_Lumber and Wood Products_New_Process_Natural Gas_Other Process_E8 | F2 | Industrial | Lumber and Wood Products | New | Process | Natural Gas | Other Process | E8 | RVT - Cost of Operation | 0 | 0 | 0 | 0 | 0 | 0 | 0 | 0 | 0 | 0 | 0 | 0 | 0 | 0 | 0 | 0 | 0 | 0 | 0 | 0 | 0 | 0 | 0 | 0 | 0 | 0 | 0 | 0 | 0 | 0 | 0 | 0 | 0
F2_Industrial_Lumber and Wood Products_New_Process_Natural Gas_Other Process_E9 | F2 | Industrial | Lumber and Wood Products | New | Process | Natural Gas | Other Process | E9 | RVT - Cost of Operation | 0 | 0 | 0 | 0 | 0 | 0 | 0 | 0 | 0 | 0 | 0 | 0 | 0 | 0 | 0 | 0 | 0 | 0 | 0 | 0 | 0 | 0 | 0 | 0 | 0 | 0 | 0 | 0 | 0 | 0 | 0 | 0 | 0
F2_Industrial_Lumber and Wood Products_New_Process_Natural Gas_Other Process_E10 | F2 | Industrial | Lumber and Wood Products | New | Process | Natural Gas | Other Process | E10 | RVT - Cost of Operation | 0 | 0 | 0 | 0 | 0 | 0 | 0 | 0 | 0 | 0 | 0 | 0 | 0 | 0 | 0 | 0 | 0 | 0 | 0 | 0 | 0 | 0 | 0 | 0 | 0 | 0 | 0 | 0 | 0 | 0 | 0 | 0 | 0
F3_Industrial_Lumber and Wood Products_New_Process_Natural Gas_Other Process_E1 | F3 | Industrial | Lumber and Wood Products | New | Process | Natural Gas | Other Process | E1 | System - kBTUs of Consumption | 0 | 0 | 0 | 0 | 0 | 0 | 0 | 0 | 0 | 0 | 0 | 0 | 0 | 0 | 0 | 0 | 0 | 0 | 0 | 0 | 0 | 0 | 0 | 0 | 0 | 0 | 0 | 0 | 0 | 0 | 0 | 0 | 0
F3_Industrial_Lumber and Wood Products_New_Process_Natural Gas_Other Process_E2 | F3 | Industrial | Lumber and Wood Products | New | Process | Natural Gas | Other Process | E2 | System - kBTUs of Consumption | 0 | 0 | 0 | 0 | 0 | 0 | 0 | 0 | 0 | 0 | 0 | 0 | 0 | 0 | 0 | 0 | 0 | 0 | 0 | 0 | 0 | 0 | 0 | 0 | 0 | 0 | 0 | 0 | 0 | 0 | 0 | 0 | 0
F3_Industrial_Lumber and Wood Products_New_Process_Natural Gas_Other Process_E3 | F3 | Industrial | Lumber and Wood Products | New | Process | Natural Gas | Other Process | E3 | System - kBTUs of Consumption | 0 | 0 | 0 | 0 | 0 | 0 | 0 | 0 | 0 | 0 | 0 | 0 | 0 | 0 | 0 | 0 | 0 | 0 | 0 | 0 | 0 | 0 | 0 | 0 | 0 | 0 | 0 | 0 | 0 | 0 | 0 | 0 | 0
F3_Industrial_Lumber and Wood Products_New_Process_Natural Gas_Other Process_E4 | F3 | Industrial | Lumber and Wood Products | New | Process | Natural Gas | Other Process | E4 | System - kBTUs of Consumption | 0 | 0 | 0 | 0 | 0 | 0 | 0 | 0 | 0 | 0 | 0 | 0 | 0 | 0 | 0 | 0 | 0 | 0 | 0 | 0 | 0 | 0 | 0 | 0 | 0 | 0 | 0 | 0 | 0 | 0 | 0 | 0 | 0
F3_Industrial_Lumber and Wood Products_New_Process_Natural Gas_Other Process_E5 | F3 | Industrial | Lumber and Wood Products | New | Process | Natural Gas | Other Process | E5 | System - kBTUs of Consumption | 0 | 0 | 0 | 0 | 0 | 0 | 0 | 0 | 0 | 0 | 0 | 0 | 0 | 0 | 0 | 0 | 0 | 0 | 0 | 0 | 0 | 0 | 0 | 0 | 0 | 0 | 0 | 0 | 0 | 0 | 0 | 0 | 0
F3_Industrial_Lumber and Wood Products_New_Process_Natural Gas_Other Process_E6 | F3 | Industrial | Lumber and Wood Products | New | Process | Natural Gas | Other Process | E6 | System - kBTUs of Consumption | 0 | 0 | 0 | 0 | 0 | 0 | 0 | 0 | 0 | 0 | 0 | 0 | 0 | 0 | 0 | 0 | 0 | 0 | 0 | 0 | 0 | 0 | 0 | 0 | 0 | 0 | 0 | 0 | 0 | 0 | 0 | 0 | 0
F3_Industrial_Lumber and Wood Products_New_Process_Natural Gas_Other Process_E7 | F3 | Industrial | Lumber and Wood Products | New | Process | Natural Gas | Other Process | E7 | System - kBTUs of Consumption | 0 | 0 | 0 | 0 | 0 | 0 | 0 | 0 | 0 | 0 | 0 | 0 | 0 | 0 | 0 | 0 | 0 | 0 | 0 | 0 | 0 | 0 | 0 | 0 | 0 | 0 | 0 | 0 | 0 | 0 | 0 | 0 | 0
F3_Industrial_Lumber and Wood Products_New_Process_Natural Gas_Other Process_E8 | F3 | Industrial | Lumber and Wood Products | New | Process | Natural Gas | Other Process | E8 | System - kBTUs of Consumption | 0 | 0 | 0 | 0 | 0 | 0 | 0 | 0 | 0 | 0 | 0 | 0 | 0 | 0 | 0 | 0 | 0 | 0 | 0 | 0 | 0 | 0 | 0 | 0 | 0 | 0 | 0 | 0 | 0 | 0 | 0 | 0 | 0
F3_Industrial_Lumber and Wood Products_New_Process_Natural Gas_Other Process_E9 | F3 | Industrial | Lumber and Wood Products | New | Process | Natural Gas | Other Process | E9 | System - kBTUs of Consumption | 0 | 0 | 0 | 0 | 0 | 0 | 0 | 0 | 0 | 0 | 0 | 0 | 0 | 0 | 0 | 0 | 0 | 0 | 0 | 0 | 0 | 0 | 0 | 0 | 0 | 0 | 0 | 0 | 0 | 0 | 0 | 0 | 0
F3_Industrial_Lumber and Wood Products_New_Process_Natural Gas_Other Process_E10 | F3 | Industrial | Lumber and Wood Products | New | Process | Natural Gas | Other Process | E10 | System - kBTUs of Consumption | 0 | 0 | 0 | 0 | 0 | 0 | 0 | 0 | 0 | 0 | 0 | 0 | 0 | 0 | 0 | 0 | 0 | 0 | 0 | 0 | 0 | 0 | 0 | 0 | 0 | 0 | 0 | 0 | 0 | 0 | 0 | 0 | 0
F4_Industrial_Lumber and Wood Products_New_Process_Natural Gas_Other Process_E1 | F4 | Industrial | Lumber and Wood Products | New | Process | Natural Gas | Other Process | E1 | Utility - Cost of Equipment | 0 | 0 | 0 | 0 | 0 | 0 | 0 | 0 | 0 | 0 | 0 | 0 | 0 | 0 | 0 | 0 | 0 | 0 | 0 | 0 | 0 | 0 | 0 | 0 | 0 | 0 | 0 | 0 | 0 | 0 | 0 | 0 | 0
F4_Industrial_Lumber and Wood Products_New_Process_Natural Gas_Other Process_E2 | F4 | Industrial | Lumber and Wood Products | New | Process | Natural Gas | Other Process | E2 | Utility - Cost of Equipment | 0 | 0 | 0 | 0 | 0 | 0 | 0 | 0 | 0 | 0 | 0 | 0 | 0 | 0 | 0 | 0 | 0 | 0 | 0 | 0 | 0 | 0 | 0 | 0 | 0 | 0 | 0 | 0 | 0 | 0 | 0 | 0 | 0
F4_Industrial_Lumber and Wood Products_New_Process_Natural Gas_Other Process_E3 | F4 | Industrial | Lumber and Wood Products | New | Process | Natural Gas | Other Process | E3 | Utility - Cost of Equipment | 0 | 0 | 0 | 0 | 0 | 0 | 0 | 0 | 0 | 0 | 0 | 0 | 0 | 0 | 0 | 0 | 0 | 0 | 0 | 0 | 0 | 0 | 0 | 0 | 0 | 0 | 0 | 0 | 0 | 0 | 0 | 0 | 0
F4_Industrial_Lumber and Wood Products_New_Process_Natural Gas_Other Process_E4 | F4 | Industrial | Lumber and Wood Products | New | Process | Natural Gas | Other Process | E4 | Utility - Cost of Equipment | 0 | 0 | 0 | 0 | 0 | 0 | 0 | 0 | 0 | 0 | 0 | 0 | 0 | 0 | 0 | 0 | 0 | 0 | 0 | 0 | 0 | 0 | 0 | 0 | 0 | 0 | 0 | 0 | 0 | 0 | 0 | 0 | 0
F4_Industrial_Lumber and Wood Products_New_Process_Natural Gas_Other Process_E5 | F4 | Industrial | Lumber and Wood Products | New | Process | Natural Gas | Other Process | E5 | Utility - Cost of Equipment | 0 | 0 | 0 | 0 | 0 | 0 | 0 | 0 | 0 | 0 | 0 | 0 | 0 | 0 | 0 | 0 | 0 | 0 | 0 | 0 | 0 | 0 | 0 | 0 | 0 | 0 | 0 | 0 | 0 | 0 | 0 | 0 | 0
F4_Industrial_Lumber and Wood Products_New_Process_Natural Gas_Other Process_E6 | F4 | Industrial | Lumber and Wood Products | New | Process | Natural Gas | Other Process | E6 | Utility - Cost of Equipment | 0 | 0 | 0 | 0 | 0 | 0 | 0 | 0 | 0 | 0 | 0 | 0 | 0 | 0 | 0 | 0 | 0 | 0 | 0 | 0 | 0 | 0 | 0 | 0 | 0 | 0 | 0 | 0 | 0 | 0 | 0 | 0 | 0
F4_Industrial_Lumber and Wood Products_New_Process_Natural Gas_Other Process_E7 | F4 | Industrial | Lumber and Wood Products | New | Process | Natural Gas | Other Process | E7 | Utility - Cost of Equipment | 0 | 0 | 0 | 0 | 0 | 0 | 0 | 0 | 0 | 0 | 0 | 0 | 0 | 0 | 0 | 0 | 0 | 0 | 0 | 0 | 0 | 0 | 0 | 0 | 0 | 0 | 0 | 0 | 0 | 0 | 0 | 0 | 0
F4_Industrial_Lumber and Wood Products_New_Process_Natural Gas_Other Process_E8 | F4 | Industrial | Lumber and Wood Products | New | Process | Natural Gas | Other Process | E8 | Utility - Cost of Equipment | 0 | 0 | 0 | 0 | 0 | 0 | 0 | 0 | 0 | 0 | 0 | 0 | 0 | 0 | 0 | 0 | 0 | 0 | 0 | 0 | 0 | 0 | 0 | 0 | 0 | 0 | 0 | 0 | 0 | 0 | 0 | 0 | 0
F4_Industrial_Lumber and Wood Products_New_Process_Natural Gas_Other Process_E9 | F4 | Industrial | Lumber and Wood Products | New | Process | Natural Gas | Other Process | E9 | Utility - Cost of Equipment | 0 | 0 | 0 | 0 | 0 | 0 | 0 | 0 | 0 | 0 | 0 | 0 | 0 | 0 | 0 | 0 | 0 | 0 | 0 | 0 | 0 | 0 | 0 | 0 | 0 | 0 | 0 | 0 | 0 | 0 | 0 | 0 | 0
F4_Industrial_Lumber and Wood Products_New_Process_Natural Gas_Other Process_E10 | F4 | Industrial | Lumber and Wood Products | New | Process | Natural Gas | Other Process | E10 | Utility - Cost of Equipment | 0 | 0 | 0 | 0 | 0 | 0 | 0 | 0 | 0 | 0 | 0 | 0 | 0 | 0 | 0 | 0 | 0 | 0 | 0 | 0 | 0 | 0 | 0 | 0 | 0 | 0 | 0 | 0 | 0 | 0 | 0 | 0 | 0
F5_Industrial_Lumber and Wood Products_New_Process_Natural Gas_Other Process_E1 | F5 | Industrial | Lumber and Wood Products | New | Process | Natural Gas | Other Process | E1 | Utility - Cost of Operation | 0 | 0 | 0 | 0 | 0 | 0 | 0 | 0 | 0 | 0 | 0 | 0 | 0 | 0 | 0 | 0 | 0 | 0 | 0 | 0 | 0 | 0 | 0 | 0 | 0 | 0 | 0 | 0 | 0 | 0 | 0 | 0 | 0
F5_Industrial_Lumber and Wood Products_New_Process_Natural Gas_Other Process_E2 | F5 | Industrial | Lumber and Wood Products | New | Process | Natural Gas | Other Process | E2 | Utility - Cost of Operation | 0 | 0 | 0 | 0 | 0 | 0 | 0 | 0 | 0 | 0 | 0 | 0 | 0 | 0 | 0 | 0 | 0 | 0 | 0 | 0 | 0 | 0 | 0 | 0 | 0 | 0 | 0 | 0 | 0 | 0 | 0 | 0 | 0
F5_Industrial_Lumber and Wood Products_New_Process_Natural Gas_Other Process_E3 | F5 | Industrial | Lumber and Wood Products | New | Process | Natural Gas | Other Process | E3 | Utility - Cost of Operation | 0 | 0 | 0 | 0 | 0 | 0 | 0 | 0 | 0 | 0 | 0 | 0 | 0 | 0 | 0 | 0 | 0 | 0 | 0 | 0 | 0 | 0 | 0 | 0 | 0 | 0 | 0 | 0 | 0 | 0 | 0 | 0 | 0
F5_Industrial_Lumber and Wood Products_New_Process_Natural Gas_Other Process_E4 | F5 | Industrial | Lumber and Wood Products | New | Process | Natural Gas | Other Process | E4 | Utility - Cost of Operation | 0 | 0 | 0 | 0 | 0 | 0 | 0 | 0 | 0 | 0 | 0 | 0 | 0 | 0 | 0 | 0 | 0 | 0 | 0 | 0 | 0 | 0 | 0 | 0 | 0 | 0 | 0 | 0 | 0 | 0 | 0 | 0 | 0
F5_Industrial_Lumber and Wood Products_New_Process_Natural Gas_Other Process_E5 | F5 | Industrial | Lumber and Wood Products | New | Process | Natural Gas | Other Process | E5 | Utility - Cost of Operation | 0 | 0 | 0 | 0 | 0 | 0 | 0 | 0 | 0 | 0 | 0 | 0 | 0 | 0 | 0 | 0 | 0 | 0 | 0 | 0 | 0 | 0 | 0 | 0 | 0 | 0 | 0 | 0 | 0 | 0 | 0 | 0 | 0
F5_Industrial_Lumber and Wood Products_New_Process_Natural Gas_Other Process_E6 | F5 | Industrial | Lumber and Wood Products | New | Process | Natural Gas | Other Process | E6 | Utility - Cost of Operation | 0 | 0 | 0 | 0 | 0 | 0 | 0 | 0 | 0 | 0 | 0 | 0 | 0 | 0 | 0 | 0 | 0 | 0 | 0 | 0 | 0 | 0 | 0 | 0 | 0 | 0 | 0 | 0 | 0 | 0 | 0 | 0 | 0
F5_Industrial_Lumber and Wood Products_New_Process_Natural Gas_Other Process_E7 | F5 | Industrial | Lumber and Wood Products | New | Process | Natural Gas | Other Process | E7 | Utility - Cost of Operation | 0 | 0 | 0 | 0 | 0 | 0 | 0 | 0 | 0 | 0 | 0 | 0 | 0 | 0 | 0 | 0 | 0 | 0 | 0 | 0 | 0 | 0 | 0 | 0 | 0 | 0 | 0 | 0 | 0 | 0 | 0 | 0 | 0
F5_Industrial_Lumber and Wood Products_New_Process_Natural Gas_Other Process_E8 | F5 | Industrial | Lumber and Wood Products | New | Process | Natural Gas | Other Process | E8 | Utility - Cost of Operation | 0 | 0 | 0 | 0 | 0 | 0 | 0 | 0 | 0 | 0 | 0 | 0 | 0 | 0 | 0 | 0 | 0 | 0 | 0 | 0 | 0 | 0 | 0 | 0 | 0 | 0 | 0 | 0 | 0 | 0 | 0 | 0 | 0
F5_Industrial_Lumber and Wood Products_New_Process_Natural Gas_Other Process_E9 | F5 | Industrial | Lumber and Wood Products | New | Process | Natural Gas | Other Process | E9 | Utility - Cost of Operation | 0 | 0 | 0 | 0 | 0 | 0 | 0 | 0 | 0 | 0 | 0 | 0 | 0 | 0 | 0 | 0 | 0 | 0 | 0 | 0 | 0 | 0 | 0 | 0 | 0 | 0 | 0 | 0 | 0 | 0 | 0 | 0 | 0
F5_Industrial_Lumber and Wood Products_New_Process_Natural Gas_Other Process_E10 | F5 | Industrial | Lumber and Wood Products | New | Process | Natural Gas | Other Process | E10 | Utility - Cost of Operation | 0 | 0 | 0 | 0 | 0 | 0 | 0 | 0 | 0 | 0 | 0 | 0 | 0 | 0 | 0 | 0 | 0 | 0 | 0 | 0 | 0 | 0 | 0 | 0 | 0 | 0 | 0 | 0 | 0 | 0 | 0 | 0 | 0
F6_Industrial_Lumber and Wood Products_New_Process_Natural Gas_Other Process_E1 | F6 | Industrial | Lumber and Wood Products | New | Process | Natural Gas | Other Process | E1 | Utility - Value of Sales | 0 | 0 | 0 | 0 | 0 | 0 | 0 | 0 | 0 | 0 | 0 | 0 | 0 | 0 | 0 | 0 | 0 | 0 | 0 | 0 | 0 | 0 | 0 | 0 | 0 | 0 | 0 | 0 | 0 | 0 | 0 | 0 | 0
F6_Industrial_Lumber and Wood Products_New_Process_Natural Gas_Other Process_E2 | F6 | Industrial | Lumber and Wood Products | New | Process | Natural Gas | Other Process | E2 | Utility - Value of Sales | 0 | 0 | 0 | 0 | 0 | 0 | 0 | 0 | 0 | 0 | 0 | 0 | 0 | 0 | 0 | 0 | 0 | 0 | 0 | 0 | 0 | 0 | 0 | 0 | 0 | 0 | 0 | 0 | 0 | 0 | 0 | 0 | 0
F6_Industrial_Lumber and Wood Products_New_Process_Natural Gas_Other Process_E3 | F6 | Industrial | Lumber and Wood Products | New | Process | Natural Gas | Other Process | E3 | Utility - Value of Sales | 0 | 0 | 0 | 0 | 0 | 0 | 0 | 0 | 0 | 0 | 0 | 0 | 0 | 0 | 0 | 0 | 0 | 0 | 0 | 0 | 0 | 0 | 0 | 0 | 0 | 0 | 0 | 0 | 0 | 0 | 0 | 0 | 0
F6_Industrial_Lumber and Wood Products_New_Process_Natural Gas_Other Process_E4 | F6 | Industrial | Lumber and Wood Products | New | Process | Natural Gas | Other Process | E4 | Utility - Value of Sales | 0 | 0 | 0 | 0 | 0 | 0 | 0 | 0 | 0 | 0 | 0 | 0 | 0 | 0 | 0 | 0 | 0 | 0 | 0 | 0 | 0 | 0 | 0 | 0 | 0 | 0 | 0 | 0 | 0 | 0 | 0 | 0 | 0
F6_Industrial_Lumber and Wood Products_New_Process_Natural Gas_Other Process_E5 | F6 | Industrial | Lumber and Wood Products | New | Process | Natural Gas | Other Process | E5 | Utility - Value of Sales | 0 | 0 | 0 | 0 | 0 | 0 | 0 | 0 | 0 | 0 | 0 | 0 | 0 | 0 | 0 | 0 | 0 | 0 | 0 | 0 | 0 | 0 | 0 | 0 | 0 | 0 | 0 | 0 | 0 | 0 | 0 | 0 | 0
F6_Industrial_Lumber and Wood Products_New_Process_Natural Gas_Other Process_E6 | F6 | Industrial | Lumber and Wood Products | New | Process | Natural Gas | Other Process | E6 | Utility - Value of Sales | 0 | 0 | 0 | 0 | 0 | 0 | 0 | 0 | 0 | 0 | 0 | 0 | 0 | 0 | 0 | 0 | 0 | 0 | 0 | 0 | 0 | 0 | 0 | 0 | 0 | 0 | 0 | 0 | 0 | 0 | 0 | 0 | 0
F6_Industrial_Lumber and Wood Products_New_Process_Natural Gas_Other Process_E7 | F6 | Industrial | Lumber and Wood Products | New | Process | Natural Gas | Other Process | E7 | Utility - Value of Sales | 0 | 0 | 0 | 0 | 0 | 0 | 0 | 0 | 0 | 0 | 0 | 0 | 0 | 0 | 0 | 0 | 0 | 0 | 0 | 0 | 0 | 0 | 0 | 0 | 0 | 0 | 0 | 0 | 0 | 0 | 0 | 0 | 0
F6_Industrial_Lumber and Wood Products_New_Process_Natural Gas_Other Process_E8 | F6 | Industrial | Lumber and Wood Products | New | Process | Natural Gas | Other Process | E8 | Utility - Value of Sales | 0 | 0 | 0 | 0 | 0 | 0 | 0 | 0 | 0 | 0 | 0 | 0 | 0 | 0 | 0 | 0 | 0 | 0 | 0 | 0 | 0 | 0 | 0 | 0 | 0 | 0 | 0 | 0 | 0 | 0 | 0 | 0 | 0
F6_Industrial_Lumber and Wood Products_New_Process_Natural Gas_Other Process_E9 | F6 | Industrial | Lumber and Wood Products | New | Process | Natural Gas | Other Process | E9 | Utility - Value of Sales | 0 | 0 | 0 | 0 | 0 | 0 | 0 | 0 | 0 | 0 | 0 | 0 | 0 | 0 | 0 | 0 | 0 | 0 | 0 | 0 | 0 | 0 | 0 | 0 | 0 | 0 | 0 | 0 | 0 | 0 | 0 | 0 | 0
F6_Industrial_Lumber and Wood Products_New_Process_Natural Gas_Other Process_E10 | F6 | Industrial | Lumber and Wood Products | New | Process | Natural Gas | Other Process | E10 | Utility - Value of Sales | 0 | 0 | 0 | 0 | 0 | 0 | 0 | 0 | 0 | 0 | 0 | 0 | 0 | 0 | 0 | 0 | 0 | 0 | 0 | 0 | 0 | 0 | 0 | 0 | 0 | 0 | 0 | 0 | 0 | 0 | 0 | 0 | 0
F1_Industrial_Lumber and Wood Products_New_Miscellaneous_Natural Gas_Miscellaneous_E1 | F1 | Industrial | Lumber and Wood Products | New | Miscellaneous | Natural Gas | Miscellaneous | E1 | RVT - Cost of Equipment | 0 | 0 | 0 | 0 | 0 | 0 | 0 | 0 | 0 | 0 | 0 | 0 | 0 | 0 | 0 | 0 | 0 | 0 | 0 | 0 | 0 | 0 | 0 | 0 | 0 | 0 | 0 | 0 | 0 | 0 | 0 | 0 | 0
F1_Industrial_Lumber and Wood Products_New_Miscellaneous_Natural Gas_Miscellaneous_E2 | F1 | Industrial | Lumber and Wood Products | New | Miscellaneous | Natural Gas | Miscellaneous | E2 | RVT - Cost of Equipment | 0 | 0 | 0 | 0 | 0 | 0 | 0 | 0 | 0 | 0 | 0 | 0 | 0 | 0 | 0 | 0 | 0 | 0 | 0 | 0 | 0 | 0 | 0 | 0 | 0 | 0 | 0 | 0 | 0 | 0 | 0 | 0 | 0
F1_Industrial_Lumber and Wood Products_New_Miscellaneous_Natural Gas_Miscellaneous_E3 | F1 | Industrial | Lumber and Wood Products | New | Miscellaneous | Natural Gas | Miscellaneous | E3 | RVT - Cost of Equipment | 0 | 0 | 0 | 0 | 0 | 0 | 0 | 0 | 0 | 0 | 0 | 0 | 0 | 0 | 0 | 0 | 0 | 0 | 0 | 0 | 0 | 0 | 0 | 0 | 0 | 0 | 0 | 0 | 0 | 0 | 0 | 0 | 0
F1_Industrial_Lumber and Wood Products_New_Miscellaneous_Natural Gas_Miscellaneous_E4 | F1 | Industrial | Lumber and Wood Products | New | Miscellaneous | Natural Gas | Miscellaneous | E4 | RVT - Cost of Equipment | 0 | 0 | 0 | 0 | 0 | 0 | 0 | 0 | 0 | 0 | 0 | 0 | 0 | 0 | 0 | 0 | 0 | 0 | 0 | 0 | 0 | 0 | 0 | 0 | 0 | 0 | 0 | 0 | 0 | 0 | 0 | 0 | 0
F1_Industrial_Lumber and Wood Products_New_Miscellaneous_Natural Gas_Miscellaneous_E5 | F1 | Industrial | Lumber and Wood Products | New | Miscellaneous | Natural Gas | Miscellaneous | E5 | RVT - Cost of Equipment | 0 | 0 | 0 | 0 | 0 | 0 | 0 | 0 | 0 | 0 | 0 | 0 | 0 | 0 | 0 | 0 | 0 | 0 | 0 | 0 | 0 | 0 | 0 | 0 | 0 | 0 | 0 | 0 | 0 | 0 | 0 | 0 | 0
F1_Industrial_Lumber and Wood Products_New_Miscellaneous_Natural Gas_Miscellaneous_E6 | F1 | Industrial | Lumber and Wood Products | New | Miscellaneous | Natural Gas | Miscellaneous | E6 | RVT - Cost of Equipment | 0 | 0 | 0 | 0 | 0 | 0 | 0 | 0 | 0 | 0 | 0 | 0 | 0 | 0 | 0 | 0 | 0 | 0 | 0 | 0 | 0 | 0 | 0 | 0 | 0 | 0 | 0 | 0 | 0 | 0 | 0 | 0 | 0
F1_Industrial_Lumber and Wood Products_New_Miscellaneous_Natural Gas_Miscellaneous_E7 | F1 | Industrial | Lumber and Wood Products | New | Miscellaneous | Natural Gas | Miscellaneous | E7 | RVT - Cost of Equipment | 0 | 0 | 0 | 0 | 0 | 0 | 0 | 0 | 0 | 0 | 0 | 0 | 0 | 0 | 0 | 0 | 0 | 0 | 0 | 0 | 0 | 0 | 0 | 0 | 0 | 0 | 0 | 0 | 0 | 0 | 0 | 0 | 0
F1_Industrial_Lumber and Wood Products_New_Miscellaneous_Natural Gas_Miscellaneous_E8 | F1 | Industrial | Lumber and Wood Products | New | Miscellaneous | Natural Gas | Miscellaneous | E8 | RVT - Cost of Equipment | 0 | 0 | 0 | 0 | 0 | 0 | 0 | 0 | 0 | 0 | 0 | 0 | 0 | 0 | 0 | 0 | 0 | 0 | 0 | 0 | 0 | 0 | 0 | 0 | 0 | 0 | 0 | 0 | 0 | 0 | 0 | 0 | 0
F1_Industrial_Lumber and Wood Products_New_Miscellaneous_Natural Gas_Miscellaneous_E9 | F1 | Industrial | Lumber and Wood Products | New | Miscellaneous | Natural Gas | Miscellaneous | E9 | RVT - Cost of Equipment | 0 | 0 | 0 | 0 | 0 | 0 | 0 | 0 | 0 | 0 | 0 | 0 | 0 | 0 | 0 | 0 | 0 | 0 | 0 | 0 | 0 | 0 | 0 | 0 | 0 | 0 | 0 | 0 | 0 | 0 | 0 | 0 | 0
F1_Industrial_Lumber and Wood Products_New_Miscellaneous_Natural Gas_Miscellaneous_E10 | F1 | Industrial | Lumber and Wood Products | New | Miscellaneous | Natural Gas | Miscellaneous | E10 | RVT - Cost of Equipment | 0 | 0 | 0 | 0 | 0 | 0 | 0 | 0 | 0 | 0 | 0 | 0 | 0 | 0 | 0 | 0 | 0 | 0 | 0 | 0 | 0 | 0 | 0 | 0 | 0 | 0 | 0 | 0 | 0 | 0 | 0 | 0 | 0
F2_Industrial_Lumber and Wood Products_New_Miscellaneous_Natural Gas_Miscellaneous_E1 | F2 | Industrial | Lumber and Wood Products | New | Miscellaneous | Natural Gas | Miscellaneous | E1 | RVT - Cost of Operation | 0 | 0 | 0 | 0 | 0 | 0 | 0 | 0 | 0 | 0 | 0 | 0 | 0 | 0 | 0 | 0 | 0 | 0 | 0 | 0 | 0 | 0 | 0 | 0 | 0 | 0 | 0 | 0 | 0 | 0 | 0 | 0 | 0
F2_Industrial_Lumber and Wood Products_New_Miscellaneous_Natural Gas_Miscellaneous_E2 | F2 | Industrial | Lumber and Wood Products | New | Miscellaneous | Natural Gas | Miscellaneous | E2 | RVT - Cost of Operation | 0 | 0 | 0 | 0 | 0 | 0 | 0 | 0 | 0 | 0 | 0 | 0 | 0 | 0 | 0 | 0 | 0 | 0 | 0 | 0 | 0 | 0 | 0 | 0 | 0 | 0 | 0 | 0 | 0 | 0 | 0 | 0 | 0
F2_Industrial_Lumber and Wood Products_New_Miscellaneous_Natural Gas_Miscellaneous_E3 | F2 | Industrial | Lumber and Wood Products | New | Miscellaneous | Natural Gas | Miscellaneous | E3 | RVT - Cost of Operation | 0 | 0 | 0 | 0 | 0 | 0 | 0 | 0 | 0 | 0 | 0 | 0 | 0 | 0 | 0 | 0 | 0 | 0 | 0 | 0 | 0 | 0 | 0 | 0 | 0 | 0 | 0 | 0 | 0 | 0 | 0 | 0 | 0
F2_Industrial_Lumber and Wood Products_New_Miscellaneous_Natural Gas_Miscellaneous_E4 | F2 | Industrial | Lumber and Wood Products | New | Miscellaneous | Natural Gas | Miscellaneous | E4 | RVT - Cost of Operation | 0 | 0 | 0 | 0 | 0 | 0 | 0 | 0 | 0 | 0 | 0 | 0 | 0 | 0 | 0 | 0 | 0 | 0 | 0 | 0 | 0 | 0 | 0 | 0 | 0 | 0 | 0 | 0 | 0 | 0 | 0 | 0 | 0
F2_Industrial_Lumber and Wood Products_New_Miscellaneous_Natural Gas_Miscellaneous_E5 | F2 | Industrial | Lumber and Wood Products | New | Miscellaneous | Natural Gas | Miscellaneous | E5 | RVT - Cost of Operation | 0 | 0 | 0 | 0 | 0 | 0 | 0 | 0 | 0 | 0 | 0 | 0 | 0 | 0 | 0 | 0 | 0 | 0 | 0 | 0 | 0 | 0 | 0 | 0 | 0 | 0 | 0 | 0 | 0 | 0 | 0 | 0 | 0
F2_Industrial_Lumber and Wood Products_New_Miscellaneous_Natural Gas_Miscellaneous_E6 | F2 | Industrial | Lumber and Wood Products | New | Miscellaneous | Natural Gas | Miscellaneous | E6 | RVT - Cost of Operation | 0 | 0 | 0 | 0 | 0 | 0 | 0 | 0 | 0 | 0 | 0 | 0 | 0 | 0 | 0 | 0 | 0 | 0 | 0 | 0 | 0 | 0 | 0 | 0 | 0 | 0 | 0 | 0 | 0 | 0 | 0 | 0 | 0
F2_Industrial_Lumber and Wood Products_New_Miscellaneous_Natural Gas_Miscellaneous_E7 | F2 | Industrial | Lumber and Wood Products | New | Miscellaneous | Natural Gas | Miscellaneous | E7 | RVT - Cost of Operation | 0 | 0 | 0 | 0 | 0 | 0 | 0 | 0 | 0 | 0 | 0 | 0 | 0 | 0 | 0 | 0 | 0 | 0 | 0 | 0 | 0 | 0 | 0 | 0 | 0 | 0 | 0 | 0 | 0 | 0 | 0 | 0 | 0
F2_Industrial_Lumber and Wood Products_New_Miscellaneous_Natural Gas_Miscellaneous_E8 | F2 | Industrial | Lumber and Wood Products | New | Miscellaneous | Natural Gas | Miscellaneous | E8 | RVT - Cost of Operation | 0 | 0 | 0 | 0 | 0 | 0 | 0 | 0 | 0 | 0 | 0 | 0 | 0 | 0 | 0 | 0 | 0 | 0 | 0 | 0 | 0 | 0 | 0 | 0 | 0 | 0 | 0 | 0 | 0 | 0 | 0 | 0 | 0
F2_Industrial_Lumber and Wood Products_New_Miscellaneous_Natural Gas_Miscellaneous_E9 | F2 | Industrial | Lumber and Wood Products | New | Miscellaneous | Natural Gas | Miscellaneous | E9 | RVT - Cost of Operation | 0 | 0 | 0 | 0 | 0 | 0 | 0 | 0 | 0 | 0 | 0 | 0 | 0 | 0 | 0 | 0 | 0 | 0 | 0 | 0 | 0 | 0 | 0 | 0 | 0 | 0 | 0 | 0 | 0 | 0 | 0 | 0 | 0
F2_Industrial_Lumber and Wood Products_New_Miscellaneous_Natural Gas_Miscellaneous_E10 | F2 | Industrial | Lumber and Wood Products | New | Miscellaneous | Natural Gas | Miscellaneous | E10 | RVT - Cost of Operation | 0 | 0 | 0 | 0 | 0 | 0 | 0 | 0 | 0 | 0 | 0 | 0 | 0 | 0 | 0 | 0 | 0 | 0 | 0 | 0 | 0 | 0 | 0 | 0 | 0 | 0 | 0 | 0 | 0 | 0 | 0 | 0 | 0
F3_Industrial_Lumber and Wood Products_New_Miscellaneous_Natural Gas_Miscellaneous_E1 | F3 | Industrial | Lumber and Wood Products | New | Miscellaneous | Natural Gas | Miscellaneous | E1 | System - kBTUs of Consumption | 0 | 0 | 0 | 0 | 0 | 0 | 0 | 0 | 0 | 0 | 0 | 0 | 0 | 0 | 0 | 0 | 0 | 0 | 0 | 0 | 0 | 0 | 0 | 0 | 0 | 0 | 0 | 0 | 0 | 0 | 0 | 0 | 0
F3_Industrial_Lumber and Wood Products_New_Miscellaneous_Natural Gas_Miscellaneous_E2 | F3 | Industrial | Lumber and Wood Products | New | Miscellaneous | Natural Gas | Miscellaneous | E2 | System - kBTUs of Consumption | 0 | 0 | 0 | 0 | 0 | 0 | 0 | 0 | 0 | 0 | 0 | 0 | 0 | 0 | 0 | 0 | 0 | 0 | 0 | 0 | 0 | 0 | 0 | 0 | 0 | 0 | 0 | 0 | 0 | 0 | 0 | 0 | 0
F3_Industrial_Lumber and Wood Products_New_Miscellaneous_Natural Gas_Miscellaneous_E3 | F3 | Industrial | Lumber and Wood Products | New | Miscellaneous | Natural Gas | Miscellaneous | E3 | System - kBTUs of Consumption | 0 | 0 | 0 | 0 | 0 | 0 | 0 | 0 | 0 | 0 | 0 | 0 | 0 | 0 | 0 | 0 | 0 | 0 | 0 | 0 | 0 | 0 | 0 | 0 | 0 | 0 | 0 | 0 | 0 | 0 | 0 | 0 | 0
F3_Industrial_Lumber and Wood Products_New_Miscellaneous_Natural Gas_Miscellaneous_E4 | F3 | Industrial | Lumber and Wood Products | New | Miscellaneous | Natural Gas | Miscellaneous | E4 | System - kBTUs of Consumption | 0 | 0 | 0 | 0 | 0 | 0 | 0 | 0 | 0 | 0 | 0 | 0 | 0 | 0 | 0 | 0 | 0 | 0 | 0 | 0 | 0 | 0 | 0 | 0 | 0 | 0 | 0 | 0 | 0 | 0 | 0 | 0 | 0
F3_Industrial_Lumber and Wood Products_New_Miscellaneous_Natural Gas_Miscellaneous_E5 | F3 | Industrial | Lumber and Wood Products | New | Miscellaneous | Natural Gas | Miscellaneous | E5 | System - kBTUs of Consumption | 0 | 0 | 0 | 0 | 0 | 0 | 0 | 0 | 0 | 0 | 0 | 0 | 0 | 0 | 0 | 0 | 0 | 0 | 0 | 0 | 0 | 0 | 0 | 0 | 0 | 0 | 0 | 0 | 0 | 0 | 0 | 0 | 0
F3_Industrial_Lumber and Wood Products_New_Miscellaneous_Natural Gas_Miscellaneous_E6 | F3 | Industrial | Lumber and Wood Products | New | Miscellaneous | Natural Gas | Miscellaneous | E6 | System - kBTUs of Consumption | 0 | 0 | 0 | 0 | 0 | 0 | 0 | 0 | 0 | 0 | 0 | 0 | 0 | 0 | 0 | 0 | 0 | 0 | 0 | 0 | 0 | 0 | 0 | 0 | 0 | 0 | 0 | 0 | 0 | 0 | 0 | 0 | 0
F3_Industrial_Lumber and Wood Products_New_Miscellaneous_Natural Gas_Miscellaneous_E7 | F3 | Industrial | Lumber and Wood Products | New | Miscellaneous | Natural Gas | Miscellaneous | E7 | System - kBTUs of Consumption | 0 | 0 | 0 | 0 | 0 | 0 | 0 | 0 | 0 | 0 | 0 | 0 | 0 | 0 | 0 | 0 | 0 | 0 | 0 | 0 | 0 | 0 | 0 | 0 | 0 | 0 | 0 | 0 | 0 | 0 | 0 | 0 | 0
F3_Industrial_Lumber and Wood Products_New_Miscellaneous_Natural Gas_Miscellaneous_E8 | F3 | Industrial | Lumber and Wood Products | New | Miscellaneous | Natural Gas | Miscellaneous | E8 | System - kBTUs of Consumption | 0 | 0 | 0 | 0 | 0 | 0 | 0 | 0 | 0 | 0 | 0 | 0 | 0 | 0 | 0 | 0 | 0 | 0 | 0 | 0 | 0 | 0 | 0 | 0 | 0 | 0 | 0 | 0 | 0 | 0 | 0 | 0 | 0
F3_Industrial_Lumber and Wood Products_New_Miscellaneous_Natural Gas_Miscellaneous_E9 | F3 | Industrial | Lumber and Wood Products | New | Miscellaneous | Natural Gas | Miscellaneous | E9 | System - kBTUs of Consumption | 0 | 0 | 0 | 0 | 0 | 0 | 0 | 0 | 0 | 0 | 0 | 0 | 0 | 0 | 0 | 0 | 0 | 0 | 0 | 0 | 0 | 0 | 0 | 0 | 0 | 0 | 0 | 0 | 0 | 0 | 0 | 0 | 0
F3_Industrial_Lumber and Wood Products_New_Miscellaneous_Natural Gas_Miscellaneous_E10 | F3 | Industrial | Lumber and Wood Products | New | Miscellaneous | Natural Gas | Miscellaneous | E10 | System - kBTUs of Consumption | 0 | 0 | 0 | 0 | 0 | 0 | 0 | 0 | 0 | 0 | 0 | 0 | 0 | 0 | 0 | 0 | 0 | 0 | 0 | 0 | 0 | 0 | 0 | 0 | 0 | 0 | 0 | 0 | 0 | 0 | 0 | 0 | 0
F4_Industrial_Lumber and Wood Products_New_Miscellaneous_Natural Gas_Miscellaneous_E1 | F4 | Industrial | Lumber and Wood Products | New | Miscellaneous | Natural Gas | Miscellaneous | E1 | Utility - Cost of Equipment | 0 | 0 | 0 | 0 | 0 | 0 | 0 | 0 | 0 | 0 | 0 | 0 | 0 | 0 | 0 | 0 | 0 | 0 | 0 | 0 | 0 | 0 | 0 | 0 | 0 | 0 | 0 | 0 | 0 | 0 | 0 | 0 | 0
F4_Industrial_Lumber and Wood Products_New_Miscellaneous_Natural Gas_Miscellaneous_E2 | F4 | Industrial | Lumber and Wood Products | New | Miscellaneous | Natural Gas | Miscellaneous | E2 | Utility - Cost of Equipment | 0 | 0 | 0 | 0 | 0 | 0 | 0 | 0 | 0 | 0 | 0 | 0 | 0 | 0 | 0 | 0 | 0 | 0 | 0 | 0 | 0 | 0 | 0 | 0 | 0 | 0 | 0 | 0 | 0 | 0 | 0 | 0 | 0
F4_Industrial_Lumber and Wood Products_New_Miscellaneous_Natural Gas_Miscellaneous_E3 | F4 | Industrial | Lumber and Wood Products | New | Miscellaneous | Natural Gas | Miscellaneous | E3 | Utility - Cost of Equipment | 0 | 0 | 0 | 0 | 0 | 0 | 0 | 0 | 0 | 0 | 0 | 0 | 0 | 0 | 0 | 0 | 0 | 0 | 0 | 0 | 0 | 0 | 0 | 0 | 0 | 0 | 0 | 0 | 0 | 0 | 0 | 0 | 0
F4_Industrial_Lumber and Wood Products_New_Miscellaneous_Natural Gas_Miscellaneous_E4 | F4 | Industrial | Lumber and Wood Products | New | Miscellaneous | Natural Gas | Miscellaneous | E4 | Utility - Cost of Equipment | 0 | 0 | 0 | 0 | 0 | 0 | 0 | 0 | 0 | 0 | 0 | 0 | 0 | 0 | 0 | 0 | 0 | 0 | 0 | 0 | 0 | 0 | 0 | 0 | 0 | 0 | 0 | 0 | 0 | 0 | 0 | 0 | 0
F4_Industrial_Lumber and Wood Products_New_Miscellaneous_Natural Gas_Miscellaneous_E5 | F4 | Industrial | Lumber and Wood Products | New | Miscellaneous | Natural Gas | Miscellaneous | E5 | Utility - Cost of Equipment | 0 | 0 | 0 | 0 | 0 | 0 | 0 | 0 | 0 | 0 | 0 | 0 | 0 | 0 | 0 | 0 | 0 | 0 | 0 | 0 | 0 | 0 | 0 | 0 | 0 | 0 | 0 | 0 | 0 | 0 | 0 | 0 | 0
F4_Industrial_Lumber and Wood Products_New_Miscellaneous_Natural Gas_Miscellaneous_E6 | F4 | Industrial | Lumber and Wood Products | New | Miscellaneous | Natural Gas | Miscellaneous | E6 | Utility - Cost of Equipment | 0 | 0 | 0 | 0 | 0 | 0 | 0 | 0 | 0 | 0 | 0 | 0 | 0 | 0 | 0 | 0 | 0 | 0 | 0 | 0 | 0 | 0 | 0 | 0 | 0 | 0 | 0 | 0 | 0 | 0 | 0 | 0 | 0
F4_Industrial_Lumber and Wood Products_New_Miscellaneous_Natural Gas_Miscellaneous_E7 | F4 | Industrial | Lumber and Wood Products | New | Miscellaneous | Natural Gas | Miscellaneous | E7 | Utility - Cost of Equipment | 0 | 0 | 0 | 0 | 0 | 0 | 0 | 0 | 0 | 0 | 0 | 0 | 0 | 0 | 0 | 0 | 0 | 0 | 0 | 0 | 0 | 0 | 0 | 0 | 0 | 0 | 0 | 0 | 0 | 0 | 0 | 0 | 0
F4_Industrial_Lumber and Wood Products_New_Miscellaneous_Natural Gas_Miscellaneous_E8 | F4 | Industrial | Lumber and Wood Products | New | Miscellaneous | Natural Gas | Miscellaneous | E8 | Utility - Cost of Equipment | 0 | 0 | 0 | 0 | 0 | 0 | 0 | 0 | 0 | 0 | 0 | 0 | 0 | 0 | 0 | 0 | 0 | 0 | 0 | 0 | 0 | 0 | 0 | 0 | 0 | 0 | 0 | 0 | 0 | 0 | 0 | 0 | 0
F4_Industrial_Lumber and Wood Products_New_Miscellaneous_Natural Gas_Miscellaneous_E9 | F4 | Industrial | Lumber and Wood Products | New | Miscellaneous | Natural Gas | Miscellaneous | E9 | Utility - Cost of Equipment | 0 | 0 | 0 | 0 | 0 | 0 | 0 | 0 | 0 | 0 | 0 | 0 | 0 | 0 | 0 | 0 | 0 | 0 | 0 | 0 | 0 | 0 | 0 | 0 | 0 | 0 | 0 | 0 | 0 | 0 | 0 | 0 | 0
F4_Industrial_Lumber and Wood Products_New_Miscellaneous_Natural Gas_Miscellaneous_E10 | F4 | Industrial | Lumber and Wood Products | New | Miscellaneous | Natural Gas | Miscellaneous | E10 | Utility - Cost of Equipment | 0 | 0 | 0 | 0 | 0 | 0 | 0 | 0 | 0 | 0 | 0 | 0 | 0 | 0 | 0 | 0 | 0 | 0 | 0 | 0 | 0 | 0 | 0 | 0 | 0 | 0 | 0 | 0 | 0 | 0 | 0 | 0 | 0
F5_Industrial_Lumber and Wood Products_New_Miscellaneous_Natural Gas_Miscellaneous_E1 | F5 | Industrial | Lumber and Wood Products | New | Miscellaneous | Natural Gas | Miscellaneous | E1 | Utility - Cost of Operation | 0 | 0 | 0 | 0 | 0 | 0 | 0 | 0 | 0 | 0 | 0 | 0 | 0 | 0 | 0 | 0 | 0 | 0 | 0 | 0 | 0 | 0 | 0 | 0 | 0 | 0 | 0 | 0 | 0 | 0 | 0 | 0 | 0
F5_Industrial_Lumber and Wood Products_New_Miscellaneous_Natural Gas_Miscellaneous_E2 | F5 | Industrial | Lumber and Wood Products | New | Miscellaneous | Natural Gas | Miscellaneous | E2 | Utility - Cost of Operation | 0 | 0 | 0 | 0 | 0 | 0 | 0 | 0 | 0 | 0 | 0 | 0 | 0 | 0 | 0 | 0 | 0 | 0 | 0 | 0 | 0 | 0 | 0 | 0 | 0 | 0 | 0 | 0 | 0 | 0 | 0 | 0 | 0
F5_Industrial_Lumber and Wood Products_New_Miscellaneous_Natural Gas_Miscellaneous_E3 | F5 | Industrial | Lumber and Wood Products | New | Miscellaneous | Natural Gas | Miscellaneous | E3 | Utility - Cost of Operation | 0 | 0 | 0 | 0 | 0 | 0 | 0 | 0 | 0 | 0 | 0 | 0 | 0 | 0 | 0 | 0 | 0 | 0 | 0 | 0 | 0 | 0 | 0 | 0 | 0 | 0 | 0 | 0 | 0 | 0 | 0 | 0 | 0
F5_Industrial_Lumber and Wood Products_New_Miscellaneous_Natural Gas_Miscellaneous_E4 | F5 | Industrial | Lumber and Wood Products | New | Miscellaneous | Natural Gas | Miscellaneous | E4 | Utility - Cost of Operation | 0 | 0 | 0 | 0 | 0 | 0 | 0 | 0 | 0 | 0 | 0 | 0 | 0 | 0 | 0 | 0 | 0 | 0 | 0 | 0 | 0 | 0 | 0 | 0 | 0 | 0 | 0 | 0 | 0 | 0 | 0 | 0 | 0
F5_Industrial_Lumber and Wood Products_New_Miscellaneous_Natural Gas_Miscellaneous_E5 | F5 | Industrial | Lumber and Wood Products | New | Miscellaneous | Natural Gas | Miscellaneous | E5 | Utility - Cost of Operation | 0 | 0 | 0 | 0 | 0 | 0 | 0 | 0 | 0 | 0 | 0 | 0 | 0 | 0 | 0 | 0 | 0 | 0 | 0 | 0 | 0 | 0 | 0 | 0 | 0 | 0 | 0 | 0 | 0 | 0 | 0 | 0 | 0
F5_Industrial_Lumber and Wood Products_New_Miscellaneous_Natural Gas_Miscellaneous_E6 | F5 | Industrial | Lumber and Wood Products | New | Miscellaneous | Natural Gas | Miscellaneous | E6 | Utility - Cost of Operation | 0 | 0 | 0 | 0 | 0 | 0 | 0 | 0 | 0 | 0 | 0 | 0 | 0 | 0 | 0 | 0 | 0 | 0 | 0 | 0 | 0 | 0 | 0 | 0 | 0 | 0 | 0 | 0 | 0 | 0 | 0 | 0 | 0
F5_Industrial_Lumber and Wood Products_New_Miscellaneous_Natural Gas_Miscellaneous_E7 | F5 | Industrial | Lumber and Wood Products | New | Miscellaneous | Natural Gas | Miscellaneous | E7 | Utility - Cost of Operation | 0 | 0 | 0 | 0 | 0 | 0 | 0 | 0 | 0 | 0 | 0 | 0 | 0 | 0 | 0 | 0 | 0 | 0 | 0 | 0 | 0 | 0 | 0 | 0 | 0 | 0 | 0 | 0 | 0 | 0 | 0 | 0 | 0
F5_Industrial_Lumber and Wood Products_New_Miscellaneous_Natural Gas_Miscellaneous_E8 | F5 | Industrial | Lumber and Wood Products | New | Miscellaneous | Natural Gas | Miscellaneous | E8 | Utility - Cost of Operation | 0 | 0 | 0 | 0 | 0 | 0 | 0 | 0 | 0 | 0 | 0 | 0 | 0 | 0 | 0 | 0 | 0 | 0 | 0 | 0 | 0 | 0 | 0 | 0 | 0 | 0 | 0 | 0 | 0 | 0 | 0 | 0 | 0
F5_Industrial_Lumber and Wood Products_New_Miscellaneous_Natural Gas_Miscellaneous_E9 | F5 | Industrial | Lumber and Wood Products | New | Miscellaneous | Natural Gas | Miscellaneous | E9 | Utility - Cost of Operation | 0 | 0 | 0 | 0 | 0 | 0 | 0 | 0 | 0 | 0 | 0 | 0 | 0 | 0 | 0 | 0 | 0 | 0 | 0 | 0 | 0 | 0 | 0 | 0 | 0 | 0 | 0 | 0 | 0 | 0 | 0 | 0 | 0
F5_Industrial_Lumber and Wood Products_New_Miscellaneous_Natural Gas_Miscellaneous_E10 | F5 | Industrial | Lumber and Wood Products | New | Miscellaneous | Natural Gas | Miscellaneous | E10 | Utility - Cost of Operation | 0 | 0 | 0 | 0 | 0 | 0 | 0 | 0 | 0 | 0 | 0 | 0 | 0 | 0 | 0 | 0 | 0 | 0 | 0 | 0 | 0 | 0 | 0 | 0 | 0 | 0 | 0 | 0 | 0 | 0 | 0 | 0 | 0
F6_Industrial_Lumber and Wood Products_New_Miscellaneous_Natural Gas_Miscellaneous_E1 | F6 | Industrial | Lumber and Wood Products | New | Miscellaneous | Natural Gas | Miscellaneous | E1 | Utility - Value of Sales | 0 | 0 | 0 | 0 | 0 | 0 | 0 | 0 | 0 | 0 | 0 | 0 | 0 | 0 | 0 | 0 | 0 | 0 | 0 | 0 | 0 | 0 | 0 | 0 | 0 | 0 | 0 | 0 | 0 | 0 | 0 | 0 | 0
F6_Industrial_Lumber and Wood Products_New_Miscellaneous_Natural Gas_Miscellaneous_E2 | F6 | Industrial | Lumber and Wood Products | New | Miscellaneous | Natural Gas | Miscellaneous | E2 | Utility - Value of Sales | 0 | 0 | 0 | 0 | 0 | 0 | 0 | 0 | 0 | 0 | 0 | 0 | 0 | 0 | 0 | 0 | 0 | 0 | 0 | 0 | 0 | 0 | 0 | 0 | 0 | 0 | 0 | 0 | 0 | 0 | 0 | 0 | 0
F6_Industrial_Lumber and Wood Products_New_Miscellaneous_Natural Gas_Miscellaneous_E3 | F6 | Industrial | Lumber and Wood Products | New | Miscellaneous | Natural Gas | Miscellaneous | E3 | Utility - Value of Sales | 0 | 0 | 0 | 0 | 0 | 0 | 0 | 0 | 0 | 0 | 0 | 0 | 0 | 0 | 0 | 0 | 0 | 0 | 0 | 0 | 0 | 0 | 0 | 0 | 0 | 0 | 0 | 0 | 0 | 0 | 0 | 0 | 0
F6_Industrial_Lumber and Wood Products_New_Miscellaneous_Natural Gas_Miscellaneous_E4 | F6 | Industrial | Lumber and Wood Products | New | Miscellaneous | Natural Gas | Miscellaneous | E4 | Utility - Value of Sales | 0 | 0 | 0 | 0 | 0 | 0 | 0 | 0 | 0 | 0 | 0 | 0 | 0 | 0 | 0 | 0 | 0 | 0 | 0 | 0 | 0 | 0 | 0 | 0 | 0 | 0 | 0 | 0 | 0 | 0 | 0 | 0 | 0
F6_Industrial_Lumber and Wood Products_New_Miscellaneous_Natural Gas_Miscellaneous_E5 | F6 | Industrial | Lumber and Wood Products | New | Miscellaneous | Natural Gas | Miscellaneous | E5 | Utility - Value of Sales | 0 | 0 | 0 | 0 | 0 | 0 | 0 | 0 | 0 | 0 | 0 | 0 | 0 | 0 | 0 | 0 | 0 | 0 | 0 | 0 | 0 | 0 | 0 | 0 | 0 | 0 | 0 | 0 | 0 | 0 | 0 | 0 | 0
F6_Industrial_Lumber and Wood Products_New_Miscellaneous_Natural Gas_Miscellaneous_E6 | F6 | Industrial | Lumber and Wood Products | New | Miscellaneous | Natural Gas | Miscellaneous | E6 | Utility - Value of Sales | 0 | 0 | 0 | 0 | 0 | 0 | 0 | 0 | 0 | 0 | 0 | 0 | 0 | 0 | 0 | 0 | 0 | 0 | 0 | 0 | 0 | 0 | 0 | 0 | 0 | 0 | 0 | 0 | 0 | 0 | 0 | 0 | 0
F6_Industrial_Lumber and Wood Products_New_Miscellaneous_Natural Gas_Miscellaneous_E7 | F6 | Industrial | Lumber and Wood Products | New | Miscellaneous | Natural Gas | Miscellaneous | E7 | Utility - Value of Sales | 0 | 0 | 0 | 0 | 0 | 0 | 0 | 0 | 0 | 0 | 0 | 0 | 0 | 0 | 0 | 0 | 0 | 0 | 0 | 0 | 0 | 0 | 0 | 0 | 0 | 0 | 0 | 0 | 0 | 0 | 0 | 0 | 0
F6_Industrial_Lumber and Wood Products_New_Miscellaneous_Natural Gas_Miscellaneous_E8 | F6 | Industrial | Lumber and Wood Products | New | Miscellaneous | Natural Gas | Miscellaneous | E8 | Utility - Value of Sales | 0 | 0 | 0 | 0 | 0 | 0 | 0 | 0 | 0 | 0 | 0 | 0 | 0 | 0 | 0 | 0 | 0 | 0 | 0 | 0 | 0 | 0 | 0 | 0 | 0 | 0 | 0 | 0 | 0 | 0 | 0 | 0 | 0
F6_Industrial_Lumber and Wood Products_New_Miscellaneous_Natural Gas_Miscellaneous_E9 | F6 | Industrial | Lumber and Wood Products | New | Miscellaneous | Natural Gas | Miscellaneous | E9 | Utility - Value of Sales | 0 | 0 | 0 | 0 | 0 | 0 | 0 | 0 | 0 | 0 | 0 | 0 | 0 | 0 | 0 | 0 | 0 | 0 | 0 | 0 | 0 | 0 | 0 | 0 | 0 | 0 | 0 | 0 | 0 | 0 | 0 | 0 | 0
F6_Industrial_Lumber and Wood Products_New_Miscellaneous_Natural Gas_Miscellaneous_E10 | F6 | Industrial | Lumber and Wood Products | New | Miscellaneous | Natural Gas | Miscellaneous | E10 | Utility - Value of Sales | 0 | 0 | 0 | 0 | 0 | 0 | 0 | 0 | 0 | 0 | 0 | 0 | 0 | 0 | 0 | 0 | 0 | 0 | 0 | 0 | 0 | 0 | 0 | 0 | 0 | 0 | 0 | 0 | 0 | 0 | 0 | 0 | 0
F1_Industrial_Other Industrial_Existing_Space Heating_Natural Gas_Furnace_E1 | F1 | Industrial | Other Industrial | Existing | Space Heating | Natural Gas | Furnace | E1 | RVT - Cost of Equipment | 0 | 0 | 0 | 0 | 0 | 0 | 0 | 0 | 0 | 0 | 0 | 0 | 0 | 0 | 0 | 0 | 0 | 0 | 0 | 0 | 0 | 0 | 0 | 0 | 0 | 0 | 0 | 0 | 0 | 0 | 0 | 0 | 0
F1_Industrial_Other Industrial_Existing_Space Heating_Natural Gas_Furnace_E2 | F1 | Industrial | Other Industrial | Existing | Space Heating | Natural Gas | Furnace | E2 | RVT - Cost of Equipment | 0 | 0 | 0 | 0 | 0 | 0 | 0 | 0 | 0 | 0 | 0 | 0 | 0 | 0 | 0 | 0 | 0 | 0 | 0 | 0 | 0 | 0 | 0 | 0 | 0 | 0 | 0 | 0 | 0 | 0 | 0 | 0 | 0
F1_Industrial_Other Industrial_Existing_Space Heating_Natural Gas_Furnace_E3 | F1 | Industrial | Other Industrial | Existing | Space Heating | Natural Gas | Furnace | E3 | RVT - Cost of Equipment | 0 | 0 | 0 | 0 | 0 | 0 | 0 | 0 | 0 | 0 | 0 | 0 | 0 | 0 | 0 | 0 | 0 | 0 | 0 | 0 | 0 | 0 | 0 | 0 | 0 | 0 | 0 | 0 | 0 | 0 | 0 | 0 | 0
F1_Industrial_Other Industrial_Existing_Space Heating_Natural Gas_Furnace_E4 | F1 | Industrial | Other Industrial | Existing | Space Heating | Natural Gas | Furnace | E4 | RVT - Cost of Equipment | 0 | 0 | 0 | 0 | 0 | 0 | 0 | 0 | 0 | 0 | 0 | 0 | 0 | 0 | 0 | 0 | 0 | 0 | 0 | 0 | 0 | 0 | 0 | 0 | 0 | 0 | 0 | 0 | 0 | 0 | 0 | 0 | 0
F1_Industrial_Other Industrial_Existing_Space Heating_Natural Gas_Furnace_E5 | F1 | Industrial | Other Industrial | Existing | Space Heating | Natural Gas | Furnace | E5 | RVT - Cost of Equipment | 0 | 0 | 0 | 0 | 0 | 0 | 0 | 0 | 0 | 0 | 0 | 0 | 0 | 0 | 0 | 0 | 0 | 0 | 0 | 0 | 0 | 0 | 0 | 0 | 0 | 0 | 0 | 0 | 0 | 0 | 0 | 0 | 0
F1_Industrial_Other Industrial_Existing_Space Heating_Natural Gas_Furnace_E6 | F1 | Industrial | Other Industrial | Existing | Space Heating | Natural Gas | Furnace | E6 | RVT - Cost of Equipment | 0 | 0 | 0 | 0 | 0 | 0 | 0 | 0 | 0 | 0 | 0 | 0 | 0 | 0 | 0 | 0 | 0 | 0 | 0 | 0 | 0 | 0 | 0 | 0 | 0 | 0 | 0 | 0 | 0 | 0 | 0 | 0 | 0
F1_Industrial_Other Industrial_Existing_Space Heating_Natural Gas_Furnace_E7 | F1 | Industrial | Other Industrial | Existing | Space Heating | Natural Gas | Furnace | E7 | RVT - Cost of Equipment | 0 | 0 | 0 | 0 | 0 | 0 | 0 | 0 | 0 | 0 | 0 | 0 | 0 | 0 | 0 | 0 | 0 | 0 | 0 | 0 | 0 | 0 | 0 | 0 | 0 | 0 | 0 | 0 | 0 | 0 | 0 | 0 | 0
F1_Industrial_Other Industrial_Existing_Space Heating_Natural Gas_Furnace_E8 | F1 | Industrial | Other Industrial | Existing | Space Heating | Natural Gas | Furnace | E8 | RVT - Cost of Equipment | 0 | 0 | 0 | 0 | 0 | 0 | 0 | 0 | 0 | 0 | 0 | 0 | 0 | 0 | 0 | 0 | 0 | 0 | 0 | 0 | 0 | 0 | 0 | 0 | 0 | 0 | 0 | 0 | 0 | 0 | 0 | 0 | 0
F1_Industrial_Other Industrial_Existing_Space Heating_Natural Gas_Furnace_E9 | F1 | Industrial | Other Industrial | Existing | Space Heating | Natural Gas | Furnace | E9 | RVT - Cost of Equipment | 0 | 0 | 0 | 0 | 0 | 0 | 0 | 0 | 0 | 0 | 0 | 0 | 0 | 0 | 0 | 0 | 0 | 0 | 0 | 0 | 0 | 0 | 0 | 0 | 0 | 0 | 0 | 0 | 0 | 0 | 0 | 0 | 0
F1_Industrial_Other Industrial_Existing_Space Heating_Natural Gas_Furnace_E10 | F1 | Industrial | Other Industrial | Existing | Space Heating | Natural Gas | Furnace | E10 | RVT - Cost of Equipment | 0 | 0 | 0 | 0 | 0 | 0 | 0 | 0 | 0 | 0 | 0 | 0 | 0 | 0 | 0 | 0 | 0 | 0 | 0 | 0 | 0 | 0 | 0 | 0 | 0 | 0 | 0 | 0 | 0 | 0 | 0 | 0 | 0
F2_Industrial_Other Industrial_Existing_Space Heating_Natural Gas_Furnace_E1 | F2 | Industrial | Other Industrial | Existing | Space Heating | Natural Gas | Furnace | E1 | RVT - Cost of Operation | 0 | 0 | 0 | 0 | 0 | 0 | 0 | 0 | 0 | 0 | 0 | 0 | 0 | 0 | 0 | 0 | 0 | 0 | 0 | 0 | 0 | 0 | 0 | 0 | 0 | 0 | 0 | 0 | 0 | 0 | 0 | 0 | 0
F2_Industrial_Other Industrial_Existing_Space Heating_Natural Gas_Furnace_E2 | F2 | Industrial | Other Industrial | Existing | Space Heating | Natural Gas | Furnace | E2 | RVT - Cost of Operation | 0 | 0 | 0 | 0 | 0 | 0 | 0 | 0 | 0 | 0 | 0 | 0 | 0 | 0 | 0 | 0 | 0 | 0 | 0 | 0 | 0 | 0 | 0 | 0 | 0 | 0 | 0 | 0 | 0 | 0 | 0 | 0 | 0
F2_Industrial_Other Industrial_Existing_Space Heating_Natural Gas_Furnace_E3 | F2 | Industrial | Other Industrial | Existing | Space Heating | Natural Gas | Furnace | E3 | RVT - Cost of Operation | 0 | 0 | 0 | 0 | 0 | 0 | 0 | 0 | 0 | 0 | 0 | 0 | 0 | 0 | 0 | 0 | 0 | 0 | 0 | 0 | 0 | 0 | 0 | 0 | 0 | 0 | 0 | 0 | 0 | 0 | 0 | 0 | 0
F2_Industrial_Other Industrial_Existing_Space Heating_Natural Gas_Furnace_E4 | F2 | Industrial | Other Industrial | Existing | Space Heating | Natural Gas | Furnace | E4 | RVT - Cost of Operation | 0 | 0 | 0 | 0 | 0 | 0 | 0 | 0 | 0 | 0 | 0 | 0 | 0 | 0 | 0 | 0 | 0 | 0 | 0 | 0 | 0 | 0 | 0 | 0 | 0 | 0 | 0 | 0 | 0 | 0 | 0 | 0 | 0
F2_Industrial_Other Industrial_Existing_Space Heating_Natural Gas_Furnace_E5 | F2 | Industrial | Other Industrial | Existing | Space Heating | Natural Gas | Furnace | E5 | RVT - Cost of Operation | 0 | 0 | 0 | 0 | 0 | 0 | 0 | 0 | 0 | 0 | 0 | 0 | 0 | 0 | 0 | 0 | 0 | 0 | 0 | 0 | 0 | 0 | 0 | 0 | 0 | 0 | 0 | 0 | 0 | 0 | 0 | 0 | 0
F2_Industrial_Other Industrial_Existing_Space Heating_Natural Gas_Furnace_E6 | F2 | Industrial | Other Industrial | Existing | Space Heating | Natural Gas | Furnace | E6 | RVT - Cost of Operation | 0 | 0 | 0 | 0 | 0 | 0 | 0 | 0 | 0 | 0 | 0 | 0 | 0 | 0 | 0 | 0 | 0 | 0 | 0 | 0 | 0 | 0 | 0 | 0 | 0 | 0 | 0 | 0 | 0 | 0 | 0 | 0 | 0
F2_Industrial_Other Industrial_Existing_Space Heating_Natural Gas_Furnace_E7 | F2 | Industrial | Other Industrial | Existing | Space Heating | Natural Gas | Furnace | E7 | RVT - Cost of Operation | 0 | 0 | 0 | 0 | 0 | 0 | 0 | 0 | 0 | 0 | 0 | 0 | 0 | 0 | 0 | 0 | 0 | 0 | 0 | 0 | 0 | 0 | 0 | 0 | 0 | 0 | 0 | 0 | 0 | 0 | 0 | 0 | 0
F2_Industrial_Other Industrial_Existing_Space Heating_Natural Gas_Furnace_E8 | F2 | Industrial | Other Industrial | Existing | Space Heating | Natural Gas | Furnace | E8 | RVT - Cost of Operation | 0 | 0 | 0 | 0 | 0 | 0 | 0 | 0 | 0 | 0 | 0 | 0 | 0 | 0 | 0 | 0 | 0 | 0 | 0 | 0 | 0 | 0 | 0 | 0 | 0 | 0 | 0 | 0 | 0 | 0 | 0 | 0 | 0
F2_Industrial_Other Industrial_Existing_Space Heating_Natural Gas_Furnace_E9 | F2 | Industrial | Other Industrial | Existing | Space Heating | Natural Gas | Furnace | E9 | RVT - Cost of Operation | 0 | 0 | 0 | 0 | 0 | 0 | 0 | 0 | 0 | 0 | 0 | 0 | 0 | 0 | 0 | 0 | 0 | 0 | 0 | 0 | 0 | 0 | 0 | 0 | 0 | 0 | 0 | 0 | 0 | 0 | 0 | 0 | 0
F2_Industrial_Other Industrial_Existing_Space Heating_Natural Gas_Furnace_E10 | F2 | Industrial | Other Industrial | Existing | Space Heating | Natural Gas | Furnace | E10 | RVT - Cost of Operation | 0 | 0 | 0 | 0 | 0 | 0 | 0 | 0 | 0 | 0 | 0 | 0 | 0 | 0 | 0 | 0 | 0 | 0 | 0 | 0 | 0 | 0 | 0 | 0 | 0 | 0 | 0 | 0 | 0 | 0 | 0 | 0 | 0
F3_Industrial_Other Industrial_Existing_Space Heating_Natural Gas_Furnace_E1 | F3 | Industrial | Other Industrial | Existing | Space Heating | Natural Gas | Furnace | E1 | System - kBTUs of Consumption | 0 | 0 | 0 | 0 | 0 | 0 | 0 | 0 | 0 | 0 | 0 | 0 | 0 | 0 | 0 | 0 | 0 | 0 | 0 | 0 | 0 | 0 | 0 | 0 | 0 | 0 | 0 | 0 | 0 | 0 | 0 | 0 | 0
F3_Industrial_Other Industrial_Existing_Space Heating_Natural Gas_Furnace_E2 | F3 | Industrial | Other Industrial | Existing | Space Heating | Natural Gas | Furnace | E2 | System - kBTUs of Consumption | 0 | 0 | 0 | 0 | 0 | 0 | 0 | 0 | 0 | 0 | 0 | 0 | 0 | 0 | 0 | 0 | 0 | 0 | 0 | 0 | 0 | 0 | 0 | 0 | 0 | 0 | 0 | 0 | 0 | 0 | 0 | 0 | 0
F3_Industrial_Other Industrial_Existing_Space Heating_Natural Gas_Furnace_E3 | F3 | Industrial | Other Industrial | Existing | Space Heating | Natural Gas | Furnace | E3 | System - kBTUs of Consumption | 0 | 0 | 0 | 0 | 0 | 0 | 0 | 0 | 0 | 0 | 0 | 0 | 0 | 0 | 0 | 0 | 0 | 0 | 0 | 0 | 0 | 0 | 0 | 0 | 0 | 0 | 0 | 0 | 0 | 0 | 0 | 0 | 0
F3_Industrial_Other Industrial_Existing_Space Heating_Natural Gas_Furnace_E4 | F3 | Industrial | Other Industrial | Existing | Space Heating | Natural Gas | Furnace | E4 | System - kBTUs of Consumption | 0 | 0 | 0 | 0 | 0 | 0 | 0 | 0 | 0 | 0 | 0 | 0 | 0 | 0 | 0 | 0 | 0 | 0 | 0 | 0 | 0 | 0 | 0 | 0 | 0 | 0 | 0 | 0 | 0 | 0 | 0 | 0 | 0
F3_Industrial_Other Industrial_Existing_Space Heating_Natural Gas_Furnace_E5 | F3 | Industrial | Other Industrial | Existing | Space Heating | Natural Gas | Furnace | E5 | System - kBTUs of Consumption | 0 | 0 | 0 | 0 | 0 | 0 | 0 | 0 | 0 | 0 | 0 | 0 | 0 | 0 | 0 | 0 | 0 | 0 | 0 | 0 | 0 | 0 | 0 | 0 | 0 | 0 | 0 | 0 | 0 | 0 | 0 | 0 | 0
F3_Industrial_Other Industrial_Existing_Space Heating_Natural Gas_Furnace_E6 | F3 | Industrial | Other Industrial | Existing | Space Heating | Natural Gas | Furnace | E6 | System - kBTUs of Consumption | 0 | 0 | 0 | 0 | 0 | 0 | 0 | 0 | 0 | 0 | 0 | 0 | 0 | 0 | 0 | 0 | 0 | 0 | 0 | 0 | 0 | 0 | 0 | 0 | 0 | 0 | 0 | 0 | 0 | 0 | 0 | 0 | 0
F3_Industrial_Other Industrial_Existing_Space Heating_Natural Gas_Furnace_E7 | F3 | Industrial | Other Industrial | Existing | Space Heating | Natural Gas | Furnace | E7 | System - kBTUs of Consumption | 0 | 0 | 0 | 0 | 0 | 0 | 0 | 0 | 0 | 0 | 0 | 0 | 0 | 0 | 0 | 0 | 0 | 0 | 0 | 0 | 0 | 0 | 0 | 0 | 0 | 0 | 0 | 0 | 0 | 0 | 0 | 0 | 0
F3_Industrial_Other Industrial_Existing_Space Heating_Natural Gas_Furnace_E8 | F3 | Industrial | Other Industrial | Existing | Space Heating | Natural Gas | Furnace | E8 | System - kBTUs of Consumption | 0 | 0 | 0 | 0 | 0 | 0 | 0 | 0 | 0 | 0 | 0 | 0 | 0 | 0 | 0 | 0 | 0 | 0 | 0 | 0 | 0 | 0 | 0 | 0 | 0 | 0 | 0 | 0 | 0 | 0 | 0 | 0 | 0
F3_Industrial_Other Industrial_Existing_Space Heating_Natural Gas_Furnace_E9 | F3 | Industrial | Other Industrial | Existing | Space Heating | Natural Gas | Furnace | E9 | System - kBTUs of Consumption | 0 | 0 | 0 | 0 | 0 | 0 | 0 | 0 | 0 | 0 | 0 | 0 | 0 | 0 | 0 | 0 | 0 | 0 | 0 | 0 | 0 | 0 | 0 | 0 | 0 | 0 | 0 | 0 | 0 | 0 | 0 | 0 | 0
F3_Industrial_Other Industrial_Existing_Space Heating_Natural Gas_Furnace_E10 | F3 | Industrial | Other Industrial | Existing | Space Heating | Natural Gas | Furnace | E10 | System - kBTUs of Consumption | 0 | 0 | 0 | 0 | 0 | 0 | 0 | 0 | 0 | 0 | 0 | 0 | 0 | 0 | 0 | 0 | 0 | 0 | 0 | 0 | 0 | 0 | 0 | 0 | 0 | 0 | 0 | 0 | 0 | 0 | 0 | 0 | 0
F4_Industrial_Other Industrial_Existing_Space Heating_Natural Gas_Furnace_E1 | F4 | Industrial | Other Industrial | Existing | Space Heating | Natural Gas | Furnace | E1 | Utility - Cost of Equipment | 0 | 0 | 0 | 0 | 0 | 0 | 0 | 0 | 0 | 0 | 0 | 0 | 0 | 0 | 0 | 0 | 0 | 0 | 0 | 0 | 0 | 0 | 0 | 0 | 0 | 0 | 0 | 0 | 0 | 0 | 0 | 0 | 0
F4_Industrial_Other Industrial_Existing_Space Heating_Natural Gas_Furnace_E2 | F4 | Industrial | Other Industrial | Existing | Space Heating | Natural Gas | Furnace | E2 | Utility - Cost of Equipment | 0 | 0 | 0 | 0 | 0 | 0 | 0 | 0 | 0 | 0 | 0 | 0 | 0 | 0 | 0 | 0 | 0 | 0 | 0 | 0 | 0 | 0 | 0 | 0 | 0 | 0 | 0 | 0 | 0 | 0 | 0 | 0 | 0
F4_Industrial_Other Industrial_Existing_Space Heating_Natural Gas_Furnace_E3 | F4 | Industrial | Other Industrial | Existing | Space Heating | Natural Gas | Furnace | E3 | Utility - Cost of Equipment | 0 | 0 | 0 | 0 | 0 | 0 | 0 | 0 | 0 | 0 | 0 | 0 | 0 | 0 | 0 | 0 | 0 | 0 | 0 | 0 | 0 | 0 | 0 | 0 | 0 | 0 | 0 | 0 | 0 | 0 | 0 | 0 | 0
F4_Industrial_Other Industrial_Existing_Space Heating_Natural Gas_Furnace_E4 | F4 | Industrial | Other Industrial | Existing | Space Heating | Natural Gas | Furnace | E4 | Utility - Cost of Equipment | 0 | 0 | 0 | 0 | 0 | 0 | 0 | 0 | 0 | 0 | 0 | 0 | 0 | 0 | 0 | 0 | 0 | 0 | 0 | 0 | 0 | 0 | 0 | 0 | 0 | 0 | 0 | 0 | 0 | 0 | 0 | 0 | 0
F4_Industrial_Other Industrial_Existing_Space Heating_Natural Gas_Furnace_E5 | F4 | Industrial | Other Industrial | Existing | Space Heating | Natural Gas | Furnace | E5 | Utility - Cost of Equipment | 0 | 0 | 0 | 0 | 0 | 0 | 0 | 0 | 0 | 0 | 0 | 0 | 0 | 0 | 0 | 0 | 0 | 0 | 0 | 0 | 0 | 0 | 0 | 0 | 0 | 0 | 0 | 0 | 0 | 0 | 0 | 0 | 0
F4_Industrial_Other Industrial_Existing_Space Heating_Natural Gas_Furnace_E6 | F4 | Industrial | Other Industrial | Existing | Space Heating | Natural Gas | Furnace | E6 | Utility - Cost of Equipment | 0 | 0 | 0 | 0 | 0 | 0 | 0 | 0 | 0 | 0 | 0 | 0 | 0 | 0 | 0 | 0 | 0 | 0 | 0 | 0 | 0 | 0 | 0 | 0 | 0 | 0 | 0 | 0 | 0 | 0 | 0 | 0 | 0
F4_Industrial_Other Industrial_Existing_Space Heating_Natural Gas_Furnace_E7 | F4 | Industrial | Other Industrial | Existing | Space Heating | Natural Gas | Furnace | E7 | Utility - Cost of Equipment | 0 | 0 | 0 | 0 | 0 | 0 | 0 | 0 | 0 | 0 | 0 | 0 | 0 | 0 | 0 | 0 | 0 | 0 | 0 | 0 | 0 | 0 | 0 | 0 | 0 | 0 | 0 | 0 | 0 | 0 | 0 | 0 | 0
F4_Industrial_Other Industrial_Existing_Space Heating_Natural Gas_Furnace_E8 | F4 | Industrial | Other Industrial | Existing | Space Heating | Natural Gas | Furnace | E8 | Utility - Cost of Equipment | 0 | 0 | 0 | 0 | 0 | 0 | 0 | 0 | 0 | 0 | 0 | 0 | 0 | 0 | 0 | 0 | 0 | 0 | 0 | 0 | 0 | 0 | 0 | 0 | 0 | 0 | 0 | 0 | 0 | 0 | 0 | 0 | 0
F4_Industrial_Other Industrial_Existing_Space Heating_Natural Gas_Furnace_E9 | F4 | Industrial | Other Industrial | Existing | Space Heating | Natural Gas | Furnace | E9 | Utility - Cost of Equipment | 0 | 0 | 0 | 0 | 0 | 0 | 0 | 0 | 0 | 0 | 0 | 0 | 0 | 0 | 0 | 0 | 0 | 0 | 0 | 0 | 0 | 0 | 0 | 0 | 0 | 0 | 0 | 0 | 0 | 0 | 0 | 0 | 0
F4_Industrial_Other Industrial_Existing_Space Heating_Natural Gas_Furnace_E10 | F4 | Industrial | Other Industrial | Existing | Space Heating | Natural Gas | Furnace | E10 | Utility - Cost of Equipment | 0 | 0 | 0 | 0 | 0 | 0 | 0 | 0 | 0 | 0 | 0 | 0 | 0 | 0 | 0 | 0 | 0 | 0 | 0 | 0 | 0 | 0 | 0 | 0 | 0 | 0 | 0 | 0 | 0 | 0 | 0 | 0 | 0
F5_Industrial_Other Industrial_Existing_Space Heating_Natural Gas_Furnace_E1 | F5 | Industrial | Other Industrial | Existing | Space Heating | Natural Gas | Furnace | E1 | Utility - Cost of Operation | 0 | 0 | 0 | 0 | 0 | 0 | 0 | 0 | 0 | 0 | 0 | 0 | 0 | 0 | 0 | 0 | 0 | 0 | 0 | 0 | 0 | 0 | 0 | 0 | 0 | 0 | 0 | 0 | 0 | 0 | 0 | 0 | 0
F5_Industrial_Other Industrial_Existing_Space Heating_Natural Gas_Furnace_E2 | F5 | Industrial | Other Industrial | Existing | Space Heating | Natural Gas | Furnace | E2 | Utility - Cost of Operation | 0 | 0 | 0 | 0 | 0 | 0 | 0 | 0 | 0 | 0 | 0 | 0 | 0 | 0 | 0 | 0 | 0 | 0 | 0 | 0 | 0 | 0 | 0 | 0 | 0 | 0 | 0 | 0 | 0 | 0 | 0 | 0 | 0
F5_Industrial_Other Industrial_Existing_Space Heating_Natural Gas_Furnace_E3 | F5 | Industrial | Other Industrial | Existing | Space Heating | Natural Gas | Furnace | E3 | Utility - Cost of Operation | 0 | 0 | 0 | 0 | 0 | 0 | 0 | 0 | 0 | 0 | 0 | 0 | 0 | 0 | 0 | 0 | 0 | 0 | 0 | 0 | 0 | 0 | 0 | 0 | 0 | 0 | 0 | 0 | 0 | 0 | 0 | 0 | 0
F5_Industrial_Other Industrial_Existing_Space Heating_Natural Gas_Furnace_E4 | F5 | Industrial | Other Industrial | Existing | Space Heating | Natural Gas | Furnace | E4 | Utility - Cost of Operation | 0 | 0 | 0 | 0 | 0 | 0 | 0 | 0 | 0 | 0 | 0 | 0 | 0 | 0 | 0 | 0 | 0 | 0 | 0 | 0 | 0 | 0 | 0 | 0 | 0 | 0 | 0 | 0 | 0 | 0 | 0 | 0 | 0
F5_Industrial_Other Industrial_Existing_Space Heating_Natural Gas_Furnace_E5 | F5 | Industrial | Other Industrial | Existing | Space Heating | Natural Gas | Furnace | E5 | Utility - Cost of Operation | 0 | 0 | 0 | 0 | 0 | 0 | 0 | 0 | 0 | 0 | 0 | 0 | 0 | 0 | 0 | 0 | 0 | 0 | 0 | 0 | 0 | 0 | 0 | 0 | 0 | 0 | 0 | 0 | 0 | 0 | 0 | 0 | 0
F5_Industrial_Other Industrial_Existing_Space Heating_Natural Gas_Furnace_E6 | F5 | Industrial | Other Industrial | Existing | Space Heating | Natural Gas | Furnace | E6 | Utility - Cost of Operation | 0 | 0 | 0 | 0 | 0 | 0 | 0 | 0 | 0 | 0 | 0 | 0 | 0 | 0 | 0 | 0 | 0 | 0 | 0 | 0 | 0 | 0 | 0 | 0 | 0 | 0 | 0 | 0 | 0 | 0 | 0 | 0 | 0
F5_Industrial_Other Industrial_Existing_Space Heating_Natural Gas_Furnace_E7 | F5 | Industrial | Other Industrial | Existing | Space Heating | Natural Gas | Furnace | E7 | Utility - Cost of Operation | 0 | 0 | 0 | 0 | 0 | 0 | 0 | 0 | 0 | 0 | 0 | 0 | 0 | 0 | 0 | 0 | 0 | 0 | 0 | 0 | 0 | 0 | 0 | 0 | 0 | 0 | 0 | 0 | 0 | 0 | 0 | 0 | 0
F5_Industrial_Other Industrial_Existing_Space Heating_Natural Gas_Furnace_E8 | F5 | Industrial | Other Industrial | Existing | Space Heating | Natural Gas | Furnace | E8 | Utility - Cost of Operation | 0 | 0 | 0 | 0 | 0 | 0 | 0 | 0 | 0 | 0 | 0 | 0 | 0 | 0 | 0 | 0 | 0 | 0 | 0 | 0 | 0 | 0 | 0 | 0 | 0 | 0 | 0 | 0 | 0 | 0 | 0 | 0 | 0
F5_Industrial_Other Industrial_Existing_Space Heating_Natural Gas_Furnace_E9 | F5 | Industrial | Other Industrial | Existing | Space Heating | Natural Gas | Furnace | E9 | Utility - Cost of Operation | 0 | 0 | 0 | 0 | 0 | 0 | 0 | 0 | 0 | 0 | 0 | 0 | 0 | 0 | 0 | 0 | 0 | 0 | 0 | 0 | 0 | 0 | 0 | 0 | 0 | 0 | 0 | 0 | 0 | 0 | 0 | 0 | 0
F5_Industrial_Other Industrial_Existing_Space Heating_Natural Gas_Furnace_E10 | F5 | Industrial | Other Industrial | Existing | Space Heating | Natural Gas | Furnace | E10 | Utility - Cost of Operation | 0 | 0 | 0 | 0 | 0 | 0 | 0 | 0 | 0 | 0 | 0 | 0 | 0 | 0 | 0 | 0 | 0 | 0 | 0 | 0 | 0 | 0 | 0 | 0 | 0 | 0 | 0 | 0 | 0 | 0 | 0 | 0 | 0
F6_Industrial_Other Industrial_Existing_Space Heating_Natural Gas_Furnace_E1 | F6 | Industrial | Other Industrial | Existing | Space Heating | Natural Gas | Furnace | E1 | Utility - Value of Sales | 0 | 0 | 0 | 0 | 0 | 0 | 0 | 0 | 0 | 0 | 0 | 0 | 0 | 0 | 0 | 0 | 0 | 0 | 0 | 0 | 0 | 0 | 0 | 0 | 0 | 0 | 0 | 0 | 0 | 0 | 0 | 0 | 0
F6_Industrial_Other Industrial_Existing_Space Heating_Natural Gas_Furnace_E2 | F6 | Industrial | Other Industrial | Existing | Space Heating | Natural Gas | Furnace | E2 | Utility - Value of Sales | 0 | 0 | 0 | 0 | 0 | 0 | 0 | 0 | 0 | 0 | 0 | 0 | 0 | 0 | 0 | 0 | 0 | 0 | 0 | 0 | 0 | 0 | 0 | 0 | 0 | 0 | 0 | 0 | 0 | 0 | 0 | 0 | 0
F6_Industrial_Other Industrial_Existing_Space Heating_Natural Gas_Furnace_E3 | F6 | Industrial | Other Industrial | Existing | Space Heating | Natural Gas | Furnace | E3 | Utility - Value of Sales | 0 | 0 | 0 | 0 | 0 | 0 | 0 | 0 | 0 | 0 | 0 | 0 | 0 | 0 | 0 | 0 | 0 | 0 | 0 | 0 | 0 | 0 | 0 | 0 | 0 | 0 | 0 | 0 | 0 | 0 | 0 | 0 | 0
F6_Industrial_Other Industrial_Existing_Space Heating_Natural Gas_Furnace_E4 | F6 | Industrial | Other Industrial | Existing | Space Heating | Natural Gas | Furnace | E4 | Utility - Value of Sales | 0 | 0 | 0 | 0 | 0 | 0 | 0 | 0 | 0 | 0 | 0 | 0 | 0 | 0 | 0 | 0 | 0 | 0 | 0 | 0 | 0 | 0 | 0 | 0 | 0 | 0 | 0 | 0 | 0 | 0 | 0 | 0 | 0
F6_Industrial_Other Industrial_Existing_Space Heating_Natural Gas_Furnace_E5 | F6 | Industrial | Other Industrial | Existing | Space Heating | Natural Gas | Furnace | E5 | Utility - Value of Sales | 0 | 0 | 0 | 0 | 0 | 0 | 0 | 0 | 0 | 0 | 0 | 0 | 0 | 0 | 0 | 0 | 0 | 0 | 0 | 0 | 0 | 0 | 0 | 0 | 0 | 0 | 0 | 0 | 0 | 0 | 0 | 0 | 0
F6_Industrial_Other Industrial_Existing_Space Heating_Natural Gas_Furnace_E6 | F6 | Industrial | Other Industrial | Existing | Space Heating | Natural Gas | Furnace | E6 | Utility - Value of Sales | 0 | 0 | 0 | 0 | 0 | 0 | 0 | 0 | 0 | 0 | 0 | 0 | 0 | 0 | 0 | 0 | 0 | 0 | 0 | 0 | 0 | 0 | 0 | 0 | 0 | 0 | 0 | 0 | 0 | 0 | 0 | 0 | 0
F6_Industrial_Other Industrial_Existing_Space Heating_Natural Gas_Furnace_E7 | F6 | Industrial | Other Industrial | Existing | Space Heating | Natural Gas | Furnace | E7 | Utility - Value of Sales | 0 | 0 | 0 | 0 | 0 | 0 | 0 | 0 | 0 | 0 | 0 | 0 | 0 | 0 | 0 | 0 | 0 | 0 | 0 | 0 | 0 | 0 | 0 | 0 | 0 | 0 | 0 | 0 | 0 | 0 | 0 | 0 | 0
F6_Industrial_Other Industrial_Existing_Space Heating_Natural Gas_Furnace_E8 | F6 | Industrial | Other Industrial | Existing | Space Heating | Natural Gas | Furnace | E8 | Utility - Value of Sales | 0 | 0 | 0 | 0 | 0 | 0 | 0 | 0 | 0 | 0 | 0 | 0 | 0 | 0 | 0 | 0 | 0 | 0 | 0 | 0 | 0 | 0 | 0 | 0 | 0 | 0 | 0 | 0 | 0 | 0 | 0 | 0 | 0
F6_Industrial_Other Industrial_Existing_Space Heating_Natural Gas_Furnace_E9 | F6 | Industrial | Other Industrial | Existing | Space Heating | Natural Gas | Furnace | E9 | Utility - Value of Sales | 0 | 0 | 0 | 0 | 0 | 0 | 0 | 0 | 0 | 0 | 0 | 0 | 0 | 0 | 0 | 0 | 0 | 0 | 0 | 0 | 0 | 0 | 0 | 0 | 0 | 0 | 0 | 0 | 0 | 0 | 0 | 0 | 0
F6_Industrial_Other Industrial_Existing_Space Heating_Natural Gas_Furnace_E10 | F6 | Industrial | Other Industrial | Existing | Space Heating | Natural Gas | Furnace | E10 | Utility - Value of Sales | 0 | 0 | 0 | 0 | 0 | 0 | 0 | 0 | 0 | 0 | 0 | 0 | 0 | 0 | 0 | 0 | 0 | 0 | 0 | 0 | 0 | 0 | 0 | 0 | 0 | 0 | 0 | 0 | 0 | 0 | 0 | 0 | 0
F1_Industrial_Other Industrial_Existing_Space Heating_Natural Gas_Boiler_E1 | F1 | Industrial | Other Industrial | Existing | Space Heating | Natural Gas | Boiler | E1 | RVT - Cost of Equipment | 0 | 0 | 0 | 0 | 0 | 0 | 0 | 0 | 0 | 0 | 0 | 0 | 0 | 0 | 0 | 0 | 0 | 0 | 0 | 0 | 0 | 0 | 0 | 0 | 0 | 0 | 0 | 0 | 0 | 0 | 0 | 0 | 0
F1_Industrial_Other Industrial_Existing_Space Heating_Natural Gas_Boiler_E2 | F1 | Industrial | Other Industrial | Existing | Space Heating | Natural Gas | Boiler | E2 | RVT - Cost of Equipment | 0 | 0 | 0 | 0 | 0 | 0 | 0 | 0 | 0 | 0 | 0 | 0 | 0 | 0 | 0 | 0 | 0 | 0 | 0 | 0 | 0 | 0 | 0 | 0 | 0 | 0 | 0 | 0 | 0 | 0 | 0 | 0 | 0
F1_Industrial_Other Industrial_Existing_Space Heating_Natural Gas_Boiler_E3 | F1 | Industrial | Other Industrial | Existing | Space Heating | Natural Gas | Boiler | E3 | RVT - Cost of Equipment | 0 | 0 | 0 | 0 | 0 | 0 | 0 | 0 | 0 | 0 | 0 | 0 | 0 | 0 | 0 | 0 | 0 | 0 | 0 | 0 | 0 | 0 | 0 | 0 | 0 | 0 | 0 | 0 | 0 | 0 | 0 | 0 | 0
F1_Industrial_Other Industrial_Existing_Space Heating_Natural Gas_Boiler_E4 | F1 | Industrial | Other Industrial | Existing | Space Heating | Natural Gas | Boiler | E4 | RVT - Cost of Equipment | 0 | 0 | 0 | 0 | 0 | 0 | 0 | 0 | 0 | 0 | 0 | 0 | 0 | 0 | 0 | 0 | 0 | 0 | 0 | 0 | 0 | 0 | 0 | 0 | 0 | 0 | 0 | 0 | 0 | 0 | 0 | 0 | 0
F1_Industrial_Other Industrial_Existing_Space Heating_Natural Gas_Boiler_E5 | F1 | Industrial | Other Industrial | Existing | Space Heating | Natural Gas | Boiler | E5 | RVT - Cost of Equipment | 0 | 0 | 0 | 0 | 0 | 0 | 0 | 0 | 0 | 0 | 0 | 0 | 0 | 0 | 0 | 0 | 0 | 0 | 0 | 0 | 0 | 0 | 0 | 0 | 0 | 0 | 0 | 0 | 0 | 0 | 0 | 0 | 0
F1_Industrial_Other Industrial_Existing_Space Heating_Natural Gas_Boiler_E6 | F1 | Industrial | Other Industrial | Existing | Space Heating | Natural Gas | Boiler | E6 | RVT - Cost of Equipment | 0 | 0 | 0 | 0 | 0 | 0 | 0 | 0 | 0 | 0 | 0 | 0 | 0 | 0 | 0 | 0 | 0 | 0 | 0 | 0 | 0 | 0 | 0 | 0 | 0 | 0 | 0 | 0 | 0 | 0 | 0 | 0 | 0
F1_Industrial_Other Industrial_Existing_Space Heating_Natural Gas_Boiler_E7 | F1 | Industrial | Other Industrial | Existing | Space Heating | Natural Gas | Boiler | E7 | RVT - Cost of Equipment | 0 | 0 | 0 | 0 | 0 | 0 | 0 | 0 | 0 | 0 | 0 | 0 | 0 | 0 | 0 | 0 | 0 | 0 | 0 | 0 | 0 | 0 | 0 | 0 | 0 | 0 | 0 | 0 | 0 | 0 | 0 | 0 | 0
F1_Industrial_Other Industrial_Existing_Space Heating_Natural Gas_Boiler_E8 | F1 | Industrial | Other Industrial | Existing | Space Heating | Natural Gas | Boiler | E8 | RVT - Cost of Equipment | 0 | 0 | 0 | 0 | 0 | 0 | 0 | 0 | 0 | 0 | 0 | 0 | 0 | 0 | 0 | 0 | 0 | 0 | 0 | 0 | 0 | 0 | 0 | 0 | 0 | 0 | 0 | 0 | 0 | 0 | 0 | 0 | 0
F1_Industrial_Other Industrial_Existing_Space Heating_Natural Gas_Boiler_E9 | F1 | Industrial | Other Industrial | Existing | Space Heating | Natural Gas | Boiler | E9 | RVT - Cost of Equipment | 0 | 0 | 0 | 0 | 0 | 0 | 0 | 0 | 0 | 0 | 0 | 0 | 0 | 0 | 0 | 0 | 0 | 0 | 0 | 0 | 0 | 0 | 0 | 0 | 0 | 0 | 0 | 0 | 0 | 0 | 0 | 0 | 0
F1_Industrial_Other Industrial_Existing_Space Heating_Natural Gas_Boiler_E10 | F1 | Industrial | Other Industrial | Existing | Space Heating | Natural Gas | Boiler | E10 | RVT - Cost of Equipment | 0 | 0 | 0 | 0 | 0 | 0 | 0 | 0 | 0 | 0 | 0 | 0 | 0 | 0 | 0 | 0 | 0 | 0 | 0 | 0 | 0 | 0 | 0 | 0 | 0 | 0 | 0 | 0 | 0 | 0 | 0 | 0 | 0
F2_Industrial_Other Industrial_Existing_Space Heating_Natural Gas_Boiler_E1 | F2 | Industrial | Other Industrial | Existing | Space Heating | Natural Gas | Boiler | E1 | RVT - Cost of Operation | 0 | 0 | 0 | 0 | 0 | 0 | 0 | 0 | 0 | 0 | 0 | 0 | 0 | 0 | 0 | 0 | 0 | 0 | 0 | 0 | 0 | 0 | 0 | 0 | 0 | 0 | 0 | 0 | 0 | 0 | 0 | 0 | 0
F2_Industrial_Other Industrial_Existing_Space Heating_Natural Gas_Boiler_E2 | F2 | Industrial | Other Industrial | Existing | Space Heating | Natural Gas | Boiler | E2 | RVT - Cost of Operation | 0 | 0 | 0 | 0 | 0 | 0 | 0 | 0 | 0 | 0 | 0 | 0 | 0 | 0 | 0 | 0 | 0 | 0 | 0 | 0 | 0 | 0 | 0 | 0 | 0 | 0 | 0 | 0 | 0 | 0 | 0 | 0 | 0
F2_Industrial_Other Industrial_Existing_Space Heating_Natural Gas_Boiler_E3 | F2 | Industrial | Other Industrial | Existing | Space Heating | Natural Gas | Boiler | E3 | RVT - Cost of Operation | 0 | 0 | 0 | 0 | 0 | 0 | 0 | 0 | 0 | 0 | 0 | 0 | 0 | 0 | 0 | 0 | 0 | 0 | 0 | 0 | 0 | 0 | 0 | 0 | 0 | 0 | 0 | 0 | 0 | 0 | 0 | 0 | 0
F2_Industrial_Other Industrial_Existing_Space Heating_Natural Gas_Boiler_E4 | F2 | Industrial | Other Industrial | Existing | Space Heating | Natural Gas | Boiler | E4 | RVT - Cost of Operation | 0 | 0 | 0 | 0 | 0 | 0 | 0 | 0 | 0 | 0 | 0 | 0 | 0 | 0 | 0 | 0 | 0 | 0 | 0 | 0 | 0 | 0 | 0 | 0 | 0 | 0 | 0 | 0 | 0 | 0 | 0 | 0 | 0
F2_Industrial_Other Industrial_Existing_Space Heating_Natural Gas_Boiler_E5 | F2 | Industrial | Other Industrial | Existing | Space Heating | Natural Gas | Boiler | E5 | RVT - Cost of Operation | 0 | 0 | 0 | 0 | 0 | 0 | 0 | 0 | 0 | 0 | 0 | 0 | 0 | 0 | 0 | 0 | 0 | 0 | 0 | 0 | 0 | 0 | 0 | 0 | 0 | 0 | 0 | 0 | 0 | 0 | 0 | 0 | 0
F2_Industrial_Other Industrial_Existing_Space Heating_Natural Gas_Boiler_E6 | F2 | Industrial | Other Industrial | Existing | Space Heating | Natural Gas | Boiler | E6 | RVT - Cost of Operation | 0 | 0 | 0 | 0 | 0 | 0 | 0 | 0 | 0 | 0 | 0 | 0 | 0 | 0 | 0 | 0 | 0 | 0 | 0 | 0 | 0 | 0 | 0 | 0 | 0 | 0 | 0 | 0 | 0 | 0 | 0 | 0 | 0
F2_Industrial_Other Industrial_Existing_Space Heating_Natural Gas_Boiler_E7 | F2 | Industrial | Other Industrial | Existing | Space Heating | Natural Gas | Boiler | E7 | RVT - Cost of Operation | 0 | 0 | 0 | 0 | 0 | 0 | 0 | 0 | 0 | 0 | 0 | 0 | 0 | 0 | 0 | 0 | 0 | 0 | 0 | 0 | 0 | 0 | 0 | 0 | 0 | 0 | 0 | 0 | 0 | 0 | 0 | 0 | 0
F2_Industrial_Other Industrial_Existing_Space Heating_Natural Gas_Boiler_E8 | F2 | Industrial | Other Industrial | Existing | Space Heating | Natural Gas | Boiler | E8 | RVT - Cost of Operation | 0 | 0 | 0 | 0 | 0 | 0 | 0 | 0 | 0 | 0 | 0 | 0 | 0 | 0 | 0 | 0 | 0 | 0 | 0 | 0 | 0 | 0 | 0 | 0 | 0 | 0 | 0 | 0 | 0 | 0 | 0 | 0 | 0
F2_Industrial_Other Industrial_Existing_Space Heating_Natural Gas_Boiler_E9 | F2 | Industrial | Other Industrial | Existing | Space Heating | Natural Gas | Boiler | E9 | RVT - Cost of Operation | 0 | 0 | 0 | 0 | 0 | 0 | 0 | 0 | 0 | 0 | 0 | 0 | 0 | 0 | 0 | 0 | 0 | 0 | 0 | 0 | 0 | 0 | 0 | 0 | 0 | 0 | 0 | 0 | 0 | 0 | 0 | 0 | 0
F2_Industrial_Other Industrial_Existing_Space Heating_Natural Gas_Boiler_E10 | F2 | Industrial | Other Industrial | Existing | Space Heating | Natural Gas | Boiler | E10 | RVT - Cost of Operation | 0 | 0 | 0 | 0 | 0 | 0 | 0 | 0 | 0 | 0 | 0 | 0 | 0 | 0 | 0 | 0 | 0 | 0 | 0 | 0 | 0 | 0 | 0 | 0 | 0 | 0 | 0 | 0 | 0 | 0 | 0 | 0 | 0
F3_Industrial_Other Industrial_Existing_Space Heating_Natural Gas_Boiler_E1 | F3 | Industrial | Other Industrial | Existing | Space Heating | Natural Gas | Boiler | E1 | System - kBTUs of Consumption | 0 | 0 | 0 | 0 | 0 | 0 | 0 | 0 | 0 | 0 | 0 | 0 | 0 | 0 | 0 | 0 | 0 | 0 | 0 | 0 | 0 | 0 | 0 | 0 | 0 | 0 | 0 | 0 | 0 | 0 | 0 | 0 | 0
F3_Industrial_Other Industrial_Existing_Space Heating_Natural Gas_Boiler_E2 | F3 | Industrial | Other Industrial | Existing | Space Heating | Natural Gas | Boiler | E2 | System - kBTUs of Consumption | 0 | 0 | 0 | 0 | 0 | 0 | 0 | 0 | 0 | 0 | 0 | 0 | 0 | 0 | 0 | 0 | 0 | 0 | 0 | 0 | 0 | 0 | 0 | 0 | 0 | 0 | 0 | 0 | 0 | 0 | 0 | 0 | 0
F3_Industrial_Other Industrial_Existing_Space Heating_Natural Gas_Boiler_E3 | F3 | Industrial | Other Industrial | Existing | Space Heating | Natural Gas | Boiler | E3 | System - kBTUs of Consumption | 0 | 0 | 0 | 0 | 0 | 0 | 0 | 0 | 0 | 0 | 0 | 0 | 0 | 0 | 0 | 0 | 0 | 0 | 0 | 0 | 0 | 0 | 0 | 0 | 0 | 0 | 0 | 0 | 0 | 0 | 0 | 0 | 0
F3_Industrial_Other Industrial_Existing_Space Heating_Natural Gas_Boiler_E4 | F3 | Industrial | Other Industrial | Existing | Space Heating | Natural Gas | Boiler | E4 | System - kBTUs of Consumption | 0 | 0 | 0 | 0 | 0 | 0 | 0 | 0 | 0 | 0 | 0 | 0 | 0 | 0 | 0 | 0 | 0 | 0 | 0 | 0 | 0 | 0 | 0 | 0 | 0 | 0 | 0 | 0 | 0 | 0 | 0 | 0 | 0
F3_Industrial_Other Industrial_Existing_Space Heating_Natural Gas_Boiler_E5 | F3 | Industrial | Other Industrial | Existing | Space Heating | Natural Gas | Boiler | E5 | System - kBTUs of Consumption | 0 | 0 | 0 | 0 | 0 | 0 | 0 | 0 | 0 | 0 | 0 | 0 | 0 | 0 | 0 | 0 | 0 | 0 | 0 | 0 | 0 | 0 | 0 | 0 | 0 | 0 | 0 | 0 | 0 | 0 | 0 | 0 | 0
F3_Industrial_Other Industrial_Existing_Space Heating_Natural Gas_Boiler_E6 | F3 | Industrial | Other Industrial | Existing | Space Heating | Natural Gas | Boiler | E6 | System - kBTUs of Consumption | 0 | 0 | 0 | 0 | 0 | 0 | 0 | 0 | 0 | 0 | 0 | 0 | 0 | 0 | 0 | 0 | 0 | 0 | 0 | 0 | 0 | 0 | 0 | 0 | 0 | 0 | 0 | 0 | 0 | 0 | 0 | 0 | 0
F3_Industrial_Other Industrial_Existing_Space Heating_Natural Gas_Boiler_E7 | F3 | Industrial | Other Industrial | Existing | Space Heating | Natural Gas | Boiler | E7 | System - kBTUs of Consumption | 0 | 0 | 0 | 0 | 0 | 0 | 0 | 0 | 0 | 0 | 0 | 0 | 0 | 0 | 0 | 0 | 0 | 0 | 0 | 0 | 0 | 0 | 0 | 0 | 0 | 0 | 0 | 0 | 0 | 0 | 0 | 0 | 0
F3_Industrial_Other Industrial_Existing_Space Heating_Natural Gas_Boiler_E8 | F3 | Industrial | Other Industrial | Existing | Space Heating | Natural Gas | Boiler | E8 | System - kBTUs of Consumption | 0 | 0 | 0 | 0 | 0 | 0 | 0 | 0 | 0 | 0 | 0 | 0 | 0 | 0 | 0 | 0 | 0 | 0 | 0 | 0 | 0 | 0 | 0 | 0 | 0 | 0 | 0 | 0 | 0 | 0 | 0 | 0 | 0
F3_Industrial_Other Industrial_Existing_Space Heating_Natural Gas_Boiler_E9 | F3 | Industrial | Other Industrial | Existing | Space Heating | Natural Gas | Boiler | E9 | System - kBTUs of Consumption | 0 | 0 | 0 | 0 | 0 | 0 | 0 | 0 | 0 | 0 | 0 | 0 | 0 | 0 | 0 | 0 | 0 | 0 | 0 | 0 | 0 | 0 | 0 | 0 | 0 | 0 | 0 | 0 | 0 | 0 | 0 | 0 | 0
F3_Industrial_Other Industrial_Existing_Space Heating_Natural Gas_Boiler_E10 | F3 | Industrial | Other Industrial | Existing | Space Heating | Natural Gas | Boiler | E10 | System - kBTUs of Consumption | 0 | 0 | 0 | 0 | 0 | 0 | 0 | 0 | 0 | 0 | 0 | 0 | 0 | 0 | 0 | 0 | 0 | 0 | 0 | 0 | 0 | 0 | 0 | 0 | 0 | 0 | 0 | 0 | 0 | 0 | 0 | 0 | 0
F4_Industrial_Other Industrial_Existing_Space Heating_Natural Gas_Boiler_E1 | F4 | Industrial | Other Industrial | Existing | Space Heating | Natural Gas | Boiler | E1 | Utility - Cost of Equipment | 0 | 0 | 0 | 0 | 0 | 0 | 0 | 0 | 0 | 0 | 0 | 0 | 0 | 0 | 0 | 0 | 0 | 0 | 0 | 0 | 0 | 0 | 0 | 0 | 0 | 0 | 0 | 0 | 0 | 0 | 0 | 0 | 0
F4_Industrial_Other Industrial_Existing_Space Heating_Natural Gas_Boiler_E2 | F4 | Industrial | Other Industrial | Existing | Space Heating | Natural Gas | Boiler | E2 | Utility - Cost of Equipment | 0 | 0 | 0 | 0 | 0 | 0 | 0 | 0 | 0 | 0 | 0 | 0 | 0 | 0 | 0 | 0 | 0 | 0 | 0 | 0 | 0 | 0 | 0 | 0 | 0 | 0 | 0 | 0 | 0 | 0 | 0 | 0 | 0
F4_Industrial_Other Industrial_Existing_Space Heating_Natural Gas_Boiler_E3 | F4 | Industrial | Other Industrial | Existing | Space Heating | Natural Gas | Boiler | E3 | Utility - Cost of Equipment | 0 | 0 | 0 | 0 | 0 | 0 | 0 | 0 | 0 | 0 | 0 | 0 | 0 | 0 | 0 | 0 | 0 | 0 | 0 | 0 | 0 | 0 | 0 | 0 | 0 | 0 | 0 | 0 | 0 | 0 | 0 | 0 | 0
F4_Industrial_Other Industrial_Existing_Space Heating_Natural Gas_Boiler_E4 | F4 | Industrial | Other Industrial | Existing | Space Heating | Natural Gas | Boiler | E4 | Utility - Cost of Equipment | 0 | 0 | 0 | 0 | 0 | 0 | 0 | 0 | 0 | 0 | 0 | 0 | 0 | 0 | 0 | 0 | 0 | 0 | 0 | 0 | 0 | 0 | 0 | 0 | 0 | 0 | 0 | 0 | 0 | 0 | 0 | 0 | 0
F4_Industrial_Other Industrial_Existing_Space Heating_Natural Gas_Boiler_E5 | F4 | Industrial | Other Industrial | Existing | Space Heating | Natural Gas | Boiler | E5 | Utility - Cost of Equipment | 0 | 0 | 0 | 0 | 0 | 0 | 0 | 0 | 0 | 0 | 0 | 0 | 0 | 0 | 0 | 0 | 0 | 0 | 0 | 0 | 0 | 0 | 0 | 0 | 0 | 0 | 0 | 0 | 0 | 0 | 0 | 0 | 0
F4_Industrial_Other Industrial_Existing_Space Heating_Natural Gas_Boiler_E6 | F4 | Industrial | Other Industrial | Existing | Space Heating | Natural Gas | Boiler | E6 | Utility - Cost of Equipment | 0 | 0 | 0 | 0 | 0 | 0 | 0 | 0 | 0 | 0 | 0 | 0 | 0 | 0 | 0 | 0 | 0 | 0 | 0 | 0 | 0 | 0 | 0 | 0 | 0 | 0 | 0 | 0 | 0 | 0 | 0 | 0 | 0
F4_Industrial_Other Industrial_Existing_Space Heating_Natural Gas_Boiler_E7 | F4 | Industrial | Other Industrial | Existing | Space Heating | Natural Gas | Boiler | E7 | Utility - Cost of Equipment | 0 | 0 | 0 | 0 | 0 | 0 | 0 | 0 | 0 | 0 | 0 | 0 | 0 | 0 | 0 | 0 | 0 | 0 | 0 | 0 | 0 | 0 | 0 | 0 | 0 | 0 | 0 | 0 | 0 | 0 | 0 | 0 | 0
F4_Industrial_Other Industrial_Existing_Space Heating_Natural Gas_Boiler_E8 | F4 | Industrial | Other Industrial | Existing | Space Heating | Natural Gas | Boiler | E8 | Utility - Cost of Equipment | 0 | 0 | 0 | 0 | 0 | 0 | 0 | 0 | 0 | 0 | 0 | 0 | 0 | 0 | 0 | 0 | 0 | 0 | 0 | 0 | 0 | 0 | 0 | 0 | 0 | 0 | 0 | 0 | 0 | 0 | 0 | 0 | 0
F4_Industrial_Other Industrial_Existing_Space Heating_Natural Gas_Boiler_E9 | F4 | Industrial | Other Industrial | Existing | Space Heating | Natural Gas | Boiler | E9 | Utility - Cost of Equipment | 0 | 0 | 0 | 0 | 0 | 0 | 0 | 0 | 0 | 0 | 0 | 0 | 0 | 0 | 0 | 0 | 0 | 0 | 0 | 0 | 0 | 0 | 0 | 0 | 0 | 0 | 0 | 0 | 0 | 0 | 0 | 0 | 0
F4_Industrial_Other Industrial_Existing_Space Heating_Natural Gas_Boiler_E10 | F4 | Industrial | Other Industrial | Existing | Space Heating | Natural Gas | Boiler | E10 | Utility - Cost of Equipment | 0 | 0 | 0 | 0 | 0 | 0 | 0 | 0 | 0 | 0 | 0 | 0 | 0 | 0 | 0 | 0 | 0 | 0 | 0 | 0 | 0 | 0 | 0 | 0 | 0 | 0 | 0 | 0 | 0 | 0 | 0 | 0 | 0
F5_Industrial_Other Industrial_Existing_Space Heating_Natural Gas_Boiler_E1 | F5 | Industrial | Other Industrial | Existing | Space Heating | Natural Gas | Boiler | E1 | Utility - Cost of Operation | 0 | 0 | 0 | 0 | 0 | 0 | 0 | 0 | 0 | 0 | 0 | 0 | 0 | 0 | 0 | 0 | 0 | 0 | 0 | 0 | 0 | 0 | 0 | 0 | 0 | 0 | 0 | 0 | 0 | 0 | 0 | 0 | 0
F5_Industrial_Other Industrial_Existing_Space Heating_Natural Gas_Boiler_E2 | F5 | Industrial | Other Industrial | Existing | Space Heating | Natural Gas | Boiler | E2 | Utility - Cost of Operation | 0 | 0 | 0 | 0 | 0 | 0 | 0 | 0 | 0 | 0 | 0 | 0 | 0 | 0 | 0 | 0 | 0 | 0 | 0 | 0 | 0 | 0 | 0 | 0 | 0 | 0 | 0 | 0 | 0 | 0 | 0 | 0 | 0
F5_Industrial_Other Industrial_Existing_Space Heating_Natural Gas_Boiler_E3 | F5 | Industrial | Other Industrial | Existing | Space Heating | Natural Gas | Boiler | E3 | Utility - Cost of Operation | 0 | 0 | 0 | 0 | 0 | 0 | 0 | 0 | 0 | 0 | 0 | 0 | 0 | 0 | 0 | 0 | 0 | 0 | 0 | 0 | 0 | 0 | 0 | 0 | 0 | 0 | 0 | 0 | 0 | 0 | 0 | 0 | 0
F5_Industrial_Other Industrial_Existing_Space Heating_Natural Gas_Boiler_E4 | F5 | Industrial | Other Industrial | Existing | Space Heating | Natural Gas | Boiler | E4 | Utility - Cost of Operation | 0 | 0 | 0 | 0 | 0 | 0 | 0 | 0 | 0 | 0 | 0 | 0 | 0 | 0 | 0 | 0 | 0 | 0 | 0 | 0 | 0 | 0 | 0 | 0 | 0 | 0 | 0 | 0 | 0 | 0 | 0 | 0 | 0
F5_Industrial_Other Industrial_Existing_Space Heating_Natural Gas_Boiler_E5 | F5 | Industrial | Other Industrial | Existing | Space Heating | Natural Gas | Boiler | E5 | Utility - Cost of Operation | 0 | 0 | 0 | 0 | 0 | 0 | 0 | 0 | 0 | 0 | 0 | 0 | 0 | 0 | 0 | 0 | 0 | 0 | 0 | 0 | 0 | 0 | 0 | 0 | 0 | 0 | 0 | 0 | 0 | 0 | 0 | 0 | 0
F5_Industrial_Other Industrial_Existing_Space Heating_Natural Gas_Boiler_E6 | F5 | Industrial | Other Industrial | Existing | Space Heating | Natural Gas | Boiler | E6 | Utility - Cost of Operation | 0 | 0 | 0 | 0 | 0 | 0 | 0 | 0 | 0 | 0 | 0 | 0 | 0 | 0 | 0 | 0 | 0 | 0 | 0 | 0 | 0 | 0 | 0 | 0 | 0 | 0 | 0 | 0 | 0 | 0 | 0 | 0 | 0
F5_Industrial_Other Industrial_Existing_Space Heating_Natural Gas_Boiler_E7 | F5 | Industrial | Other Industrial | Existing | Space Heating | Natural Gas | Boiler | E7 | Utility - Cost of Operation | 0 | 0 | 0 | 0 | 0 | 0 | 0 | 0 | 0 | 0 | 0 | 0 | 0 | 0 | 0 | 0 | 0 | 0 | 0 | 0 | 0 | 0 | 0 | 0 | 0 | 0 | 0 | 0 | 0 | 0 | 0 | 0 | 0
F5_Industrial_Other Industrial_Existing_Space Heating_Natural Gas_Boiler_E8 | F5 | Industrial | Other Industrial | Existing | Space Heating | Natural Gas | Boiler | E8 | Utility - Cost of Operation | 0 | 0 | 0 | 0 | 0 | 0 | 0 | 0 | 0 | 0 | 0 | 0 | 0 | 0 | 0 | 0 | 0 | 0 | 0 | 0 | 0 | 0 | 0 | 0 | 0 | 0 | 0 | 0 | 0 | 0 | 0 | 0 | 0
F5_Industrial_Other Industrial_Existing_Space Heating_Natural Gas_Boiler_E9 | F5 | Industrial | Other Industrial | Existing | Space Heating | Natural Gas | Boiler | E9 | Utility - Cost of Operation | 0 | 0 | 0 | 0 | 0 | 0 | 0 | 0 | 0 | 0 | 0 | 0 | 0 | 0 | 0 | 0 | 0 | 0 | 0 | 0 | 0 | 0 | 0 | 0 | 0 | 0 | 0 | 0 | 0 | 0 | 0 | 0 | 0
F5_Industrial_Other Industrial_Existing_Space Heating_Natural Gas_Boiler_E10 | F5 | Industrial | Other Industrial | Existing | Space Heating | Natural Gas | Boiler | E10 | Utility - Cost of Operation | 0 | 0 | 0 | 0 | 0 | 0 | 0 | 0 | 0 | 0 | 0 | 0 | 0 | 0 | 0 | 0 | 0 | 0 | 0 | 0 | 0 | 0 | 0 | 0 | 0 | 0 | 0 | 0 | 0 | 0 | 0 | 0 | 0
F6_Industrial_Other Industrial_Existing_Space Heating_Natural Gas_Boiler_E1 | F6 | Industrial | Other Industrial | Existing | Space Heating | Natural Gas | Boiler | E1 | Utility - Value of Sales | 0 | 0 | 0 | 0 | 0 | 0 | 0 | 0 | 0 | 0 | 0 | 0 | 0 | 0 | 0 | 0 | 0 | 0 | 0 | 0 | 0 | 0 | 0 | 0 | 0 | 0 | 0 | 0 | 0 | 0 | 0 | 0 | 0
F6_Industrial_Other Industrial_Existing_Space Heating_Natural Gas_Boiler_E2 | F6 | Industrial | Other Industrial | Existing | Space Heating | Natural Gas | Boiler | E2 | Utility - Value of Sales | 0 | 0 | 0 | 0 | 0 | 0 | 0 | 0 | 0 | 0 | 0 | 0 | 0 | 0 | 0 | 0 | 0 | 0 | 0 | 0 | 0 | 0 | 0 | 0 | 0 | 0 | 0 | 0 | 0 | 0 | 0 | 0 | 0
F6_Industrial_Other Industrial_Existing_Space Heating_Natural Gas_Boiler_E3 | F6 | Industrial | Other Industrial | Existing | Space Heating | Natural Gas | Boiler | E3 | Utility - Value of Sales | 0 | 0 | 0 | 0 | 0 | 0 | 0 | 0 | 0 | 0 | 0 | 0 | 0 | 0 | 0 | 0 | 0 | 0 | 0 | 0 | 0 | 0 | 0 | 0 | 0 | 0 | 0 | 0 | 0 | 0 | 0 | 0 | 0
F6_Industrial_Other Industrial_Existing_Space Heating_Natural Gas_Boiler_E4 | F6 | Industrial | Other Industrial | Existing | Space Heating | Natural Gas | Boiler | E4 | Utility - Value of Sales | 0 | 0 | 0 | 0 | 0 | 0 | 0 | 0 | 0 | 0 | 0 | 0 | 0 | 0 | 0 | 0 | 0 | 0 | 0 | 0 | 0 | 0 | 0 | 0 | 0 | 0 | 0 | 0 | 0 | 0 | 0 | 0 | 0
F6_Industrial_Other Industrial_Existing_Space Heating_Natural Gas_Boiler_E5 | F6 | Industrial | Other Industrial | Existing | Space Heating | Natural Gas | Boiler | E5 | Utility - Value of Sales | 0 | 0 | 0 | 0 | 0 | 0 | 0 | 0 | 0 | 0 | 0 | 0 | 0 | 0 | 0 | 0 | 0 | 0 | 0 | 0 | 0 | 0 | 0 | 0 | 0 | 0 | 0 | 0 | 0 | 0 | 0 | 0 | 0
F6_Industrial_Other Industrial_Existing_Space Heating_Natural Gas_Boiler_E6 | F6 | Industrial | Other Industrial | Existing | Space Heating | Natural Gas | Boiler | E6 | Utility - Value of Sales | 0 | 0 | 0 | 0 | 0 | 0 | 0 | 0 | 0 | 0 | 0 | 0 | 0 | 0 | 0 | 0 | 0 | 0 | 0 | 0 | 0 | 0 | 0 | 0 | 0 | 0 | 0 | 0 | 0 | 0 | 0 | 0 | 0
F6_Industrial_Other Industrial_Existing_Space Heating_Natural Gas_Boiler_E7 | F6 | Industrial | Other Industrial | Existing | Space Heating | Natural Gas | Boiler | E7 | Utility - Value of Sales | 0 | 0 | 0 | 0 | 0 | 0 | 0 | 0 | 0 | 0 | 0 | 0 | 0 | 0 | 0 | 0 | 0 | 0 | 0 | 0 | 0 | 0 | 0 | 0 | 0 | 0 | 0 | 0 | 0 | 0 | 0 | 0 | 0
F6_Industrial_Other Industrial_Existing_Space Heating_Natural Gas_Boiler_E8 | F6 | Industrial | Other Industrial | Existing | Space Heating | Natural Gas | Boiler | E8 | Utility - Value of Sales | 0 | 0 | 0 | 0 | 0 | 0 | 0 | 0 | 0 | 0 | 0 | 0 | 0 | 0 | 0 | 0 | 0 | 0 | 0 | 0 | 0 | 0 | 0 | 0 | 0 | 0 | 0 | 0 | 0 | 0 | 0 | 0 | 0
F6_Industrial_Other Industrial_Existing_Space Heating_Natural Gas_Boiler_E9 | F6 | Industrial | Other Industrial | Existing | Space Heating | Natural Gas | Boiler | E9 | Utility - Value of Sales | 0 | 0 | 0 | 0 | 0 | 0 | 0 | 0 | 0 | 0 | 0 | 0 | 0 | 0 | 0 | 0 | 0 | 0 | 0 | 0 | 0 | 0 | 0 | 0 | 0 | 0 | 0 | 0 | 0 | 0 | 0 | 0 | 0
F6_Industrial_Other Industrial_Existing_Space Heating_Natural Gas_Boiler_E10 | F6 | Industrial | Other Industrial | Existing | Space Heating | Natural Gas | Boiler | E10 | Utility - Value of Sales | 0 | 0 | 0 | 0 | 0 | 0 | 0 | 0 | 0 | 0 | 0 | 0 | 0 | 0 | 0 | 0 | 0 | 0 | 0 | 0 | 0 | 0 | 0 | 0 | 0 | 0 | 0 | 0 | 0 | 0 | 0 | 0 | 0
F1_Industrial_Other Industrial_Existing_Space Heating_Natural Gas_Unit Heater_E1 | F1 | Industrial | Other Industrial | Existing | Space Heating | Natural Gas | Unit Heater | E1 | RVT - Cost of Equipment | 0 | 0 | 0 | 0 | 0 | 0 | 0 | 0 | 0 | 0 | 0 | 0 | 0 | 0 | 0 | 0 | 0 | 0 | 0 | 0 | 0 | 0 | 0 | 0 | 0 | 0 | 0 | 0 | 0 | 0 | 0 | 0 | 0
F1_Industrial_Other Industrial_Existing_Space Heating_Natural Gas_Unit Heater_E2 | F1 | Industrial | Other Industrial | Existing | Space Heating | Natural Gas | Unit Heater | E2 | RVT - Cost of Equipment | 0 | 0 | 0 | 0 | 0 | 0 | 0 | 0 | 0 | 0 | 0 | 0 | 0 | 0 | 0 | 0 | 0 | 0 | 0 | 0 | 0 | 0 | 0 | 0 | 0 | 0 | 0 | 0 | 0 | 0 | 0 | 0 | 0
F1_Industrial_Other Industrial_Existing_Space Heating_Natural Gas_Unit Heater_E3 | F1 | Industrial | Other Industrial | Existing | Space Heating | Natural Gas | Unit Heater | E3 | RVT - Cost of Equipment | 0 | 0 | 0 | 0 | 0 | 0 | 0 | 0 | 0 | 0 | 0 | 0 | 0 | 0 | 0 | 0 | 0 | 0 | 0 | 0 | 0 | 0 | 0 | 0 | 0 | 0 | 0 | 0 | 0 | 0 | 0 | 0 | 0
F1_Industrial_Other Industrial_Existing_Space Heating_Natural Gas_Unit Heater_E4 | F1 | Industrial | Other Industrial | Existing | Space Heating | Natural Gas | Unit Heater | E4 | RVT - Cost of Equipment | 0 | 0 | 0 | 0 | 0 | 0 | 0 | 0 | 0 | 0 | 0 | 0 | 0 | 0 | 0 | 0 | 0 | 0 | 0 | 0 | 0 | 0 | 0 | 0 | 0 | 0 | 0 | 0 | 0 | 0 | 0 | 0 | 0
F1_Industrial_Other Industrial_Existing_Space Heating_Natural Gas_Unit Heater_E5 | F1 | Industrial | Other Industrial | Existing | Space Heating | Natural Gas | Unit Heater | E5 | RVT - Cost of Equipment | 0 | 0 | 0 | 0 | 0 | 0 | 0 | 0 | 0 | 0 | 0 | 0 | 0 | 0 | 0 | 0 | 0 | 0 | 0 | 0 | 0 | 0 | 0 | 0 | 0 | 0 | 0 | 0 | 0 | 0 | 0 | 0 | 0
F1_Industrial_Other Industrial_Existing_Space Heating_Natural Gas_Unit Heater_E6 | F1 | Industrial | Other Industrial | Existing | Space Heating | Natural Gas | Unit Heater | E6 | RVT - Cost of Equipment | 0 | 0 | 0 | 0 | 0 | 0 | 0 | 0 | 0 | 0 | 0 | 0 | 0 | 0 | 0 | 0 | 0 | 0 | 0 | 0 | 0 | 0 | 0 | 0 | 0 | 0 | 0 | 0 | 0 | 0 | 0 | 0 | 0
F1_Industrial_Other Industrial_Existing_Space Heating_Natural Gas_Unit Heater_E7 | F1 | Industrial | Other Industrial | Existing | Space Heating | Natural Gas | Unit Heater | E7 | RVT - Cost of Equipment | 0 | 0 | 0 | 0 | 0 | 0 | 0 | 0 | 0 | 0 | 0 | 0 | 0 | 0 | 0 | 0 | 0 | 0 | 0 | 0 | 0 | 0 | 0 | 0 | 0 | 0 | 0 | 0 | 0 | 0 | 0 | 0 | 0
F1_Industrial_Other Industrial_Existing_Space Heating_Natural Gas_Unit Heater_E8 | F1 | Industrial | Other Industrial | Existing | Space Heating | Natural Gas | Unit Heater | E8 | RVT - Cost of Equipment | 0 | 0 | 0 | 0 | 0 | 0 | 0 | 0 | 0 | 0 | 0 | 0 | 0 | 0 | 0 | 0 | 0 | 0 | 0 | 0 | 0 | 0 | 0 | 0 | 0 | 0 | 0 | 0 | 0 | 0 | 0 | 0 | 0
F1_Industrial_Other Industrial_Existing_Space Heating_Natural Gas_Unit Heater_E9 | F1 | Industrial | Other Industrial | Existing | Space Heating | Natural Gas | Unit Heater | E9 | RVT - Cost of Equipment | 0 | 0 | 0 | 0 | 0 | 0 | 0 | 0 | 0 | 0 | 0 | 0 | 0 | 0 | 0 | 0 | 0 | 0 | 0 | 0 | 0 | 0 | 0 | 0 | 0 | 0 | 0 | 0 | 0 | 0 | 0 | 0 | 0
F1_Industrial_Other Industrial_Existing_Space Heating_Natural Gas_Unit Heater_E10 | F1 | Industrial | Other Industrial | Existing | Space Heating | Natural Gas | Unit Heater | E10 | RVT - Cost of Equipment | 0 | 0 | 0 | 0 | 0 | 0 | 0 | 0 | 0 | 0 | 0 | 0 | 0 | 0 | 0 | 0 | 0 | 0 | 0 | 0 | 0 | 0 | 0 | 0 | 0 | 0 | 0 | 0 | 0 | 0 | 0 | 0 | 0
F2_Industrial_Other Industrial_Existing_Space Heating_Natural Gas_Unit Heater_E1 | F2 | Industrial | Other Industrial | Existing | Space Heating | Natural Gas | Unit Heater | E1 | RVT - Cost of Operation | 0 | 0 | 0 | 0 | 0 | 0 | 0 | 0 | 0 | 0 | 0 | 0 | 0 | 0 | 0 | 0 | 0 | 0 | 0 | 0 | 0 | 0 | 0 | 0 | 0 | 0 | 0 | 0 | 0 | 0 | 0 | 0 | 0
F2_Industrial_Other Industrial_Existing_Space Heating_Natural Gas_Unit Heater_E2 | F2 | Industrial | Other Industrial | Existing | Space Heating | Natural Gas | Unit Heater | E2 | RVT - Cost of Operation | 0 | 0 | 0 | 0 | 0 | 0 | 0 | 0 | 0 | 0 | 0 | 0 | 0 | 0 | 0 | 0 | 0 | 0 | 0 | 0 | 0 | 0 | 0 | 0 | 0 | 0 | 0 | 0 | 0 | 0 | 0 | 0 | 0
F2_Industrial_Other Industrial_Existing_Space Heating_Natural Gas_Unit Heater_E3 | F2 | Industrial | Other Industrial | Existing | Space Heating | Natural Gas | Unit Heater | E3 | RVT - Cost of Operation | 0 | 0 | 0 | 0 | 0 | 0 | 0 | 0 | 0 | 0 | 0 | 0 | 0 | 0 | 0 | 0 | 0 | 0 | 0 | 0 | 0 | 0 | 0 | 0 | 0 | 0 | 0 | 0 | 0 | 0 | 0 | 0 | 0
F2_Industrial_Other Industrial_Existing_Space Heating_Natural Gas_Unit Heater_E4 | F2 | Industrial | Other Industrial | Existing | Space Heating | Natural Gas | Unit Heater | E4 | RVT - Cost of Operation | 0 | 0 | 0 | 0 | 0 | 0 | 0 | 0 | 0 | 0 | 0 | 0 | 0 | 0 | 0 | 0 | 0 | 0 | 0 | 0 | 0 | 0 | 0 | 0 | 0 | 0 | 0 | 0 | 0 | 0 | 0 | 0 | 0
F2_Industrial_Other Industrial_Existing_Space Heating_Natural Gas_Unit Heater_E5 | F2 | Industrial | Other Industrial | Existing | Space Heating | Natural Gas | Unit Heater | E5 | RVT - Cost of Operation | 0 | 0 | 0 | 0 | 0 | 0 | 0 | 0 | 0 | 0 | 0 | 0 | 0 | 0 | 0 | 0 | 0 | 0 | 0 | 0 | 0 | 0 | 0 | 0 | 0 | 0 | 0 | 0 | 0 | 0 | 0 | 0 | 0
F2_Industrial_Other Industrial_Existing_Space Heating_Natural Gas_Unit Heater_E6 | F2 | Industrial | Other Industrial | Existing | Space Heating | Natural Gas | Unit Heater | E6 | RVT - Cost of Operation | 0 | 0 | 0 | 0 | 0 | 0 | 0 | 0 | 0 | 0 | 0 | 0 | 0 | 0 | 0 | 0 | 0 | 0 | 0 | 0 | 0 | 0 | 0 | 0 | 0 | 0 | 0 | 0 | 0 | 0 | 0 | 0 | 0
F2_Industrial_Other Industrial_Existing_Space Heating_Natural Gas_Unit Heater_E7 | F2 | Industrial | Other Industrial | Existing | Space Heating | Natural Gas | Unit Heater | E7 | RVT - Cost of Operation | 0 | 0 | 0 | 0 | 0 | 0 | 0 | 0 | 0 | 0 | 0 | 0 | 0 | 0 | 0 | 0 | 0 | 0 | 0 | 0 | 0 | 0 | 0 | 0 | 0 | 0 | 0 | 0 | 0 | 0 | 0 | 0 | 0
F2_Industrial_Other Industrial_Existing_Space Heating_Natural Gas_Unit Heater_E8 | F2 | Industrial | Other Industrial | Existing | Space Heating | Natural Gas | Unit Heater | E8 | RVT - Cost of Operation | 0 | 0 | 0 | 0 | 0 | 0 | 0 | 0 | 0 | 0 | 0 | 0 | 0 | 0 | 0 | 0 | 0 | 0 | 0 | 0 | 0 | 0 | 0 | 0 | 0 | 0 | 0 | 0 | 0 | 0 | 0 | 0 | 0
F2_Industrial_Other Industrial_Existing_Space Heating_Natural Gas_Unit Heater_E9 | F2 | Industrial | Other Industrial | Existing | Space Heating | Natural Gas | Unit Heater | E9 | RVT - Cost of Operation | 0 | 0 | 0 | 0 | 0 | 0 | 0 | 0 | 0 | 0 | 0 | 0 | 0 | 0 | 0 | 0 | 0 | 0 | 0 | 0 | 0 | 0 | 0 | 0 | 0 | 0 | 0 | 0 | 0 | 0 | 0 | 0 | 0
F2_Industrial_Other Industrial_Existing_Space Heating_Natural Gas_Unit Heater_E10 | F2 | Industrial | Other Industrial | Existing | Space Heating | Natural Gas | Unit Heater | E10 | RVT - Cost of Operation | 0 | 0 | 0 | 0 | 0 | 0 | 0 | 0 | 0 | 0 | 0 | 0 | 0 | 0 | 0 | 0 | 0 | 0 | 0 | 0 | 0 | 0 | 0 | 0 | 0 | 0 | 0 | 0 | 0 | 0 | 0 | 0 | 0
F3_Industrial_Other Industrial_Existing_Space Heating_Natural Gas_Unit Heater_E1 | F3 | Industrial | Other Industrial | Existing | Space Heating | Natural Gas | Unit Heater | E1 | System - kBTUs of Consumption | 0 | 0 | 0 | 0 | 0 | 0 | 0 | 0 | 0 | 0 | 0 | 0 | 0 | 0 | 0 | 0 | 0 | 0 | 0 | 0 | 0 | 0 | 0 | 0 | 0 | 0 | 0 | 0 | 0 | 0 | 0 | 0 | 0
F3_Industrial_Other Industrial_Existing_Space Heating_Natural Gas_Unit Heater_E2 | F3 | Industrial | Other Industrial | Existing | Space Heating | Natural Gas | Unit Heater | E2 | System - kBTUs of Consumption | 0 | 0 | 0 | 0 | 0 | 0 | 0 | 0 | 0 | 0 | 0 | 0 | 0 | 0 | 0 | 0 | 0 | 0 | 0 | 0 | 0 | 0 | 0 | 0 | 0 | 0 | 0 | 0 | 0 | 0 | 0 | 0 | 0
F3_Industrial_Other Industrial_Existing_Space Heating_Natural Gas_Unit Heater_E3 | F3 | Industrial | Other Industrial | Existing | Space Heating | Natural Gas | Unit Heater | E3 | System - kBTUs of Consumption | 0 | 0 | 0 | 0 | 0 | 0 | 0 | 0 | 0 | 0 | 0 | 0 | 0 | 0 | 0 | 0 | 0 | 0 | 0 | 0 | 0 | 0 | 0 | 0 | 0 | 0 | 0 | 0 | 0 | 0 | 0 | 0 | 0
F3_Industrial_Other Industrial_Existing_Space Heating_Natural Gas_Unit Heater_E4 | F3 | Industrial | Other Industrial | Existing | Space Heating | Natural Gas | Unit Heater | E4 | System - kBTUs of Consumption | 0 | 0 | 0 | 0 | 0 | 0 | 0 | 0 | 0 | 0 | 0 | 0 | 0 | 0 | 0 | 0 | 0 | 0 | 0 | 0 | 0 | 0 | 0 | 0 | 0 | 0 | 0 | 0 | 0 | 0 | 0 | 0 | 0
F3_Industrial_Other Industrial_Existing_Space Heating_Natural Gas_Unit Heater_E5 | F3 | Industrial | Other Industrial | Existing | Space Heating | Natural Gas | Unit Heater | E5 | System - kBTUs of Consumption | 0 | 0 | 0 | 0 | 0 | 0 | 0 | 0 | 0 | 0 | 0 | 0 | 0 | 0 | 0 | 0 | 0 | 0 | 0 | 0 | 0 | 0 | 0 | 0 | 0 | 0 | 0 | 0 | 0 | 0 | 0 | 0 | 0
F3_Industrial_Other Industrial_Existing_Space Heating_Natural Gas_Unit Heater_E6 | F3 | Industrial | Other Industrial | Existing | Space Heating | Natural Gas | Unit Heater | E6 | System - kBTUs of Consumption | 0 | 0 | 0 | 0 | 0 | 0 | 0 | 0 | 0 | 0 | 0 | 0 | 0 | 0 | 0 | 0 | 0 | 0 | 0 | 0 | 0 | 0 | 0 | 0 | 0 | 0 | 0 | 0 | 0 | 0 | 0 | 0 | 0
F3_Industrial_Other Industrial_Existing_Space Heating_Natural Gas_Unit Heater_E7 | F3 | Industrial | Other Industrial | Existing | Space Heating | Natural Gas | Unit Heater | E7 | System - kBTUs of Consumption | 0 | 0 | 0 | 0 | 0 | 0 | 0 | 0 | 0 | 0 | 0 | 0 | 0 | 0 | 0 | 0 | 0 | 0 | 0 | 0 | 0 | 0 | 0 | 0 | 0 | 0 | 0 | 0 | 0 | 0 | 0 | 0 | 0
F3_Industrial_Other Industrial_Existing_Space Heating_Natural Gas_Unit Heater_E8 | F3 | Industrial | Other Industrial | Existing | Space Heating | Natural Gas | Unit Heater | E8 | System - kBTUs of Consumption | 0 | 0 | 0 | 0 | 0 | 0 | 0 | 0 | 0 | 0 | 0 | 0 | 0 | 0 | 0 | 0 | 0 | 0 | 0 | 0 | 0 | 0 | 0 | 0 | 0 | 0 | 0 | 0 | 0 | 0 | 0 | 0 | 0
F3_Industrial_Other Industrial_Existing_Space Heating_Natural Gas_Unit Heater_E9 | F3 | Industrial | Other Industrial | Existing | Space Heating | Natural Gas | Unit Heater | E9 | System - kBTUs of Consumption | 0 | 0 | 0 | 0 | 0 | 0 | 0 | 0 | 0 | 0 | 0 | 0 | 0 | 0 | 0 | 0 | 0 | 0 | 0 | 0 | 0 | 0 | 0 | 0 | 0 | 0 | 0 | 0 | 0 | 0 | 0 | 0 | 0
F3_Industrial_Other Industrial_Existing_Space Heating_Natural Gas_Unit Heater_E10 | F3 | Industrial | Other Industrial | Existing | Space Heating | Natural Gas | Unit Heater | E10 | System - kBTUs of Consumption | 0 | 0 | 0 | 0 | 0 | 0 | 0 | 0 | 0 | 0 | 0 | 0 | 0 | 0 | 0 | 0 | 0 | 0 | 0 | 0 | 0 | 0 | 0 | 0 | 0 | 0 | 0 | 0 | 0 | 0 | 0 | 0 | 0
F4_Industrial_Other Industrial_Existing_Space Heating_Natural Gas_Unit Heater_E1 | F4 | Industrial | Other Industrial | Existing | Space Heating | Natural Gas | Unit Heater | E1 | Utility - Cost of Equipment | 0 | 0 | 0 | 0 | 0 | 0 | 0 | 0 | 0 | 0 | 0 | 0 | 0 | 0 | 0 | 0 | 0 | 0 | 0 | 0 | 0 | 0 | 0 | 0 | 0 | 0 | 0 | 0 | 0 | 0 | 0 | 0 | 0
F4_Industrial_Other Industrial_Existing_Space Heating_Natural Gas_Unit Heater_E2 | F4 | Industrial | Other Industrial | Existing | Space Heating | Natural Gas | Unit Heater | E2 | Utility - Cost of Equipment | 0 | 0 | 0 | 0 | 0 | 0 | 0 | 0 | 0 | 0 | 0 | 0 | 0 | 0 | 0 | 0 | 0 | 0 | 0 | 0 | 0 | 0 | 0 | 0 | 0 | 0 | 0 | 0 | 0 | 0 | 0 | 0 | 0
F4_Industrial_Other Industrial_Existing_Space Heating_Natural Gas_Unit Heater_E3 | F4 | Industrial | Other Industrial | Existing | Space Heating | Natural Gas | Unit Heater | E3 | Utility - Cost of Equipment | 0 | 0 | 0 | 0 | 0 | 0 | 0 | 0 | 0 | 0 | 0 | 0 | 0 | 0 | 0 | 0 | 0 | 0 | 0 | 0 | 0 | 0 | 0 | 0 | 0 | 0 | 0 | 0 | 0 | 0 | 0 | 0 | 0
F4_Industrial_Other Industrial_Existing_Space Heating_Natural Gas_Unit Heater_E4 | F4 | Industrial | Other Industrial | Existing | Space Heating | Natural Gas | Unit Heater | E4 | Utility - Cost of Equipment | 0 | 0 | 0 | 0 | 0 | 0 | 0 | 0 | 0 | 0 | 0 | 0 | 0 | 0 | 0 | 0 | 0 | 0 | 0 | 0 | 0 | 0 | 0 | 0 | 0 | 0 | 0 | 0 | 0 | 0 | 0 | 0 | 0
F4_Industrial_Other Industrial_Existing_Space Heating_Natural Gas_Unit Heater_E5 | F4 | Industrial | Other Industrial | Existing | Space Heating | Natural Gas | Unit Heater | E5 | Utility - Cost of Equipment | 0 | 0 | 0 | 0 | 0 | 0 | 0 | 0 | 0 | 0 | 0 | 0 | 0 | 0 | 0 | 0 | 0 | 0 | 0 | 0 | 0 | 0 | 0 | 0 | 0 | 0 | 0 | 0 | 0 | 0 | 0 | 0 | 0
F4_Industrial_Other Industrial_Existing_Space Heating_Natural Gas_Unit Heater_E6 | F4 | Industrial | Other Industrial | Existing | Space Heating | Natural Gas | Unit Heater | E6 | Utility - Cost of Equipment | 0 | 0 | 0 | 0 | 0 | 0 | 0 | 0 | 0 | 0 | 0 | 0 | 0 | 0 | 0 | 0 | 0 | 0 | 0 | 0 | 0 | 0 | 0 | 0 | 0 | 0 | 0 | 0 | 0 | 0 | 0 | 0 | 0
F4_Industrial_Other Industrial_Existing_Space Heating_Natural Gas_Unit Heater_E7 | F4 | Industrial | Other Industrial | Existing | Space Heating | Natural Gas | Unit Heater | E7 | Utility - Cost of Equipment | 0 | 0 | 0 | 0 | 0 | 0 | 0 | 0 | 0 | 0 | 0 | 0 | 0 | 0 | 0 | 0 | 0 | 0 | 0 | 0 | 0 | 0 | 0 | 0 | 0 | 0 | 0 | 0 | 0 | 0 | 0 | 0 | 0
F4_Industrial_Other Industrial_Existing_Space Heating_Natural Gas_Unit Heater_E8 | F4 | Industrial | Other Industrial | Existing | Space Heating | Natural Gas | Unit Heater | E8 | Utility - Cost of Equipment | 0 | 0 | 0 | 0 | 0 | 0 | 0 | 0 | 0 | 0 | 0 | 0 | 0 | 0 | 0 | 0 | 0 | 0 | 0 | 0 | 0 | 0 | 0 | 0 | 0 | 0 | 0 | 0 | 0 | 0 | 0 | 0 | 0
F4_Industrial_Other Industrial_Existing_Space Heating_Natural Gas_Unit Heater_E9 | F4 | Industrial | Other Industrial | Existing | Space Heating | Natural Gas | Unit Heater | E9 | Utility - Cost of Equipment | 0 | 0 | 0 | 0 | 0 | 0 | 0 | 0 | 0 | 0 | 0 | 0 | 0 | 0 | 0 | 0 | 0 | 0 | 0 | 0 | 0 | 0 | 0 | 0 | 0 | 0 | 0 | 0 | 0 | 0 | 0 | 0 | 0
F4_Industrial_Other Industrial_Existing_Space Heating_Natural Gas_Unit Heater_E10 | F4 | Industrial | Other Industrial | Existing | Space Heating | Natural Gas | Unit Heater | E10 | Utility - Cost of Equipment | 0 | 0 | 0 | 0 | 0 | 0 | 0 | 0 | 0 | 0 | 0 | 0 | 0 | 0 | 0 | 0 | 0 | 0 | 0 | 0 | 0 | 0 | 0 | 0 | 0 | 0 | 0 | 0 | 0 | 0 | 0 | 0 | 0
F5_Industrial_Other Industrial_Existing_Space Heating_Natural Gas_Unit Heater_E1 | F5 | Industrial | Other Industrial | Existing | Space Heating | Natural Gas | Unit Heater | E1 | Utility - Cost of Operation | 0 | 0 | 0 | 0 | 0 | 0 | 0 | 0 | 0 | 0 | 0 | 0 | 0 | 0 | 0 | 0 | 0 | 0 | 0 | 0 | 0 | 0 | 0 | 0 | 0 | 0 | 0 | 0 | 0 | 0 | 0 | 0 | 0
F5_Industrial_Other Industrial_Existing_Space Heating_Natural Gas_Unit Heater_E2 | F5 | Industrial | Other Industrial | Existing | Space Heating | Natural Gas | Unit Heater | E2 | Utility - Cost of Operation | 0 | 0 | 0 | 0 | 0 | 0 | 0 | 0 | 0 | 0 | 0 | 0 | 0 | 0 | 0 | 0 | 0 | 0 | 0 | 0 | 0 | 0 | 0 | 0 | 0 | 0 | 0 | 0 | 0 | 0 | 0 | 0 | 0
F5_Industrial_Other Industrial_Existing_Space Heating_Natural Gas_Unit Heater_E3 | F5 | Industrial | Other Industrial | Existing | Space Heating | Natural Gas | Unit Heater | E3 | Utility - Cost of Operation | 0 | 0 | 0 | 0 | 0 | 0 | 0 | 0 | 0 | 0 | 0 | 0 | 0 | 0 | 0 | 0 | 0 | 0 | 0 | 0 | 0 | 0 | 0 | 0 | 0 | 0 | 0 | 0 | 0 | 0 | 0 | 0 | 0
F5_Industrial_Other Industrial_Existing_Space Heating_Natural Gas_Unit Heater_E4 | F5 | Industrial | Other Industrial | Existing | Space Heating | Natural Gas | Unit Heater | E4 | Utility - Cost of Operation | 0 | 0 | 0 | 0 | 0 | 0 | 0 | 0 | 0 | 0 | 0 | 0 | 0 | 0 | 0 | 0 | 0 | 0 | 0 | 0 | 0 | 0 | 0 | 0 | 0 | 0 | 0 | 0 | 0 | 0 | 0 | 0 | 0
F5_Industrial_Other Industrial_Existing_Space Heating_Natural Gas_Unit Heater_E5 | F5 | Industrial | Other Industrial | Existing | Space Heating | Natural Gas | Unit Heater | E5 | Utility - Cost of Operation | 0 | 0 | 0 | 0 | 0 | 0 | 0 | 0 | 0 | 0 | 0 | 0 | 0 | 0 | 0 | 0 | 0 | 0 | 0 | 0 | 0 | 0 | 0 | 0 | 0 | 0 | 0 | 0 | 0 | 0 | 0 | 0 | 0
F5_Industrial_Other Industrial_Existing_Space Heating_Natural Gas_Unit Heater_E6 | F5 | Industrial | Other Industrial | Existing | Space Heating | Natural Gas | Unit Heater | E6 | Utility - Cost of Operation | 0 | 0 | 0 | 0 | 0 | 0 | 0 | 0 | 0 | 0 | 0 | 0 | 0 | 0 | 0 | 0 | 0 | 0 | 0 | 0 | 0 | 0 | 0 | 0 | 0 | 0 | 0 | 0 | 0 | 0 | 0 | 0 | 0
F5_Industrial_Other Industrial_Existing_Space Heating_Natural Gas_Unit Heater_E7 | F5 | Industrial | Other Industrial | Existing | Space Heating | Natural Gas | Unit Heater | E7 | Utility - Cost of Operation | 0 | 0 | 0 | 0 | 0 | 0 | 0 | 0 | 0 | 0 | 0 | 0 | 0 | 0 | 0 | 0 | 0 | 0 | 0 | 0 | 0 | 0 | 0 | 0 | 0 | 0 | 0 | 0 | 0 | 0 | 0 | 0 | 0
F5_Industrial_Other Industrial_Existing_Space Heating_Natural Gas_Unit Heater_E8 | F5 | Industrial | Other Industrial | Existing | Space Heating | Natural Gas | Unit Heater | E8 | Utility - Cost of Operation | 0 | 0 | 0 | 0 | 0 | 0 | 0 | 0 | 0 | 0 | 0 | 0 | 0 | 0 | 0 | 0 | 0 | 0 | 0 | 0 | 0 | 0 | 0 | 0 | 0 | 0 | 0 | 0 | 0 | 0 | 0 | 0 | 0
F5_Industrial_Other Industrial_Existing_Space Heating_Natural Gas_Unit Heater_E9 | F5 | Industrial | Other Industrial | Existing | Space Heating | Natural Gas | Unit Heater | E9 | Utility - Cost of Operation | 0 | 0 | 0 | 0 | 0 | 0 | 0 | 0 | 0 | 0 | 0 | 0 | 0 | 0 | 0 | 0 | 0 | 0 | 0 | 0 | 0 | 0 | 0 | 0 | 0 | 0 | 0 | 0 | 0 | 0 | 0 | 0 | 0
F5_Industrial_Other Industrial_Existing_Space Heating_Natural Gas_Unit Heater_E10 | F5 | Industrial | Other Industrial | Existing | Space Heating | Natural Gas | Unit Heater | E10 | Utility - Cost of Operation | 0 | 0 | 0 | 0 | 0 | 0 | 0 | 0 | 0 | 0 | 0 | 0 | 0 | 0 | 0 | 0 | 0 | 0 | 0 | 0 | 0 | 0 | 0 | 0 | 0 | 0 | 0 | 0 | 0 | 0 | 0 | 0 | 0
F6_Industrial_Other Industrial_Existing_Space Heating_Natural Gas_Unit Heater_E1 | F6 | Industrial | Other Industrial | Existing | Space Heating | Natural Gas | Unit Heater | E1 | Utility - Value of Sales | 0 | 0 | 0 | 0 | 0 | 0 | 0 | 0 | 0 | 0 | 0 | 0 | 0 | 0 | 0 | 0 | 0 | 0 | 0 | 0 | 0 | 0 | 0 | 0 | 0 | 0 | 0 | 0 | 0 | 0 | 0 | 0 | 0
F6_Industrial_Other Industrial_Existing_Space Heating_Natural Gas_Unit Heater_E2 | F6 | Industrial | Other Industrial | Existing | Space Heating | Natural Gas | Unit Heater | E2 | Utility - Value of Sales | 0 | 0 | 0 | 0 | 0 | 0 | 0 | 0 | 0 | 0 | 0 | 0 | 0 | 0 | 0 | 0 | 0 | 0 | 0 | 0 | 0 | 0 | 0 | 0 | 0 | 0 | 0 | 0 | 0 | 0 | 0 | 0 | 0
F6_Industrial_Other Industrial_Existing_Space Heating_Natural Gas_Unit Heater_E3 | F6 | Industrial | Other Industrial | Existing | Space Heating | Natural Gas | Unit Heater | E3 | Utility - Value of Sales | 0 | 0 | 0 | 0 | 0 | 0 | 0 | 0 | 0 | 0 | 0 | 0 | 0 | 0 | 0 | 0 | 0 | 0 | 0 | 0 | 0 | 0 | 0 | 0 | 0 | 0 | 0 | 0 | 0 | 0 | 0 | 0 | 0
F6_Industrial_Other Industrial_Existing_Space Heating_Natural Gas_Unit Heater_E4 | F6 | Industrial | Other Industrial | Existing | Space Heating | Natural Gas | Unit Heater | E4 | Utility - Value of Sales | 0 | 0 | 0 | 0 | 0 | 0 | 0 | 0 | 0 | 0 | 0 | 0 | 0 | 0 | 0 | 0 | 0 | 0 | 0 | 0 | 0 | 0 | 0 | 0 | 0 | 0 | 0 | 0 | 0 | 0 | 0 | 0 | 0
F6_Industrial_Other Industrial_Existing_Space Heating_Natural Gas_Unit Heater_E5 | F6 | Industrial | Other Industrial | Existing | Space Heating | Natural Gas | Unit Heater | E5 | Utility - Value of Sales | 0 | 0 | 0 | 0 | 0 | 0 | 0 | 0 | 0 | 0 | 0 | 0 | 0 | 0 | 0 | 0 | 0 | 0 | 0 | 0 | 0 | 0 | 0 | 0 | 0 | 0 | 0 | 0 | 0 | 0 | 0 | 0 | 0
F6_Industrial_Other Industrial_Existing_Space Heating_Natural Gas_Unit Heater_E6 | F6 | Industrial | Other Industrial | Existing | Space Heating | Natural Gas | Unit Heater | E6 | Utility - Value of Sales | 0 | 0 | 0 | 0 | 0 | 0 | 0 | 0 | 0 | 0 | 0 | 0 | 0 | 0 | 0 | 0 | 0 | 0 | 0 | 0 | 0 | 0 | 0 | 0 | 0 | 0 | 0 | 0 | 0 | 0 | 0 | 0 | 0
F6_Industrial_Other Industrial_Existing_Space Heating_Natural Gas_Unit Heater_E7 | F6 | Industrial | Other Industrial | Existing | Space Heating | Natural Gas | Unit Heater | E7 | Utility - Value of Sales | 0 | 0 | 0 | 0 | 0 | 0 | 0 | 0 | 0 | 0 | 0 | 0 | 0 | 0 | 0 | 0 | 0 | 0 | 0 | 0 | 0 | 0 | 0 | 0 | 0 | 0 | 0 | 0 | 0 | 0 | 0 | 0 | 0
F6_Industrial_Other Industrial_Existing_Space Heating_Natural Gas_Unit Heater_E8 | F6 | Industrial | Other Industrial | Existing | Space Heating | Natural Gas | Unit Heater | E8 | Utility - Value of Sales | 0 | 0 | 0 | 0 | 0 | 0 | 0 | 0 | 0 | 0 | 0 | 0 | 0 | 0 | 0 | 0 | 0 | 0 | 0 | 0 | 0 | 0 | 0 | 0 | 0 | 0 | 0 | 0 | 0 | 0 | 0 | 0 | 0
F6_Industrial_Other Industrial_Existing_Space Heating_Natural Gas_Unit Heater_E9 | F6 | Industrial | Other Industrial | Existing | Space Heating | Natural Gas | Unit Heater | E9 | Utility - Value of Sales | 0 | 0 | 0 | 0 | 0 | 0 | 0 | 0 | 0 | 0 | 0 | 0 | 0 | 0 | 0 | 0 | 0 | 0 | 0 | 0 | 0 | 0 | 0 | 0 | 0 | 0 | 0 | 0 | 0 | 0 | 0 | 0 | 0
F6_Industrial_Other Industrial_Existing_Space Heating_Natural Gas_Unit Heater_E10 | F6 | Industrial | Other Industrial | Existing | Space Heating | Natural Gas | Unit Heater | E10 | Utility - Value of Sales | 0 | 0 | 0 | 0 | 0 | 0 | 0 | 0 | 0 | 0 | 0 | 0 | 0 | 0 | 0 | 0 | 0 | 0 | 0 | 0 | 0 | 0 | 0 | 0 | 0 | 0 | 0 | 0 | 0 | 0 | 0 | 0 | 0
F1_Industrial_Other Industrial_Existing_Process_Natural Gas_Process Heating_E1 | F1 | Industrial | Other Industrial | Existing | Process | Natural Gas | Process Heating | E1 | RVT - Cost of Equipment | 0 | 0 | 0 | 0 | 0 | 0 | 0 | 0 | 0 | 0 | 0 | 0 | 0 | 0 | 0 | 0 | 0 | 0 | 0 | 0 | 0 | 0 | 0 | 0 | 0 | 0 | 0 | 0 | 0 | 0 | 0 | 0 | 0
F1_Industrial_Other Industrial_Existing_Process_Natural Gas_Process Heating_E2 | F1 | Industrial | Other Industrial | Existing | Process | Natural Gas | Process Heating | E2 | RVT - Cost of Equipment | 0 | 0 | 0 | 0 | 0 | 0 | 0 | 0 | 0 | 0 | 0 | 0 | 0 | 0 | 0 | 0 | 0 | 0 | 0 | 0 | 0 | 0 | 0 | 0 | 0 | 0 | 0 | 0 | 0 | 0 | 0 | 0 | 0
F1_Industrial_Other Industrial_Existing_Process_Natural Gas_Process Heating_E3 | F1 | Industrial | Other Industrial | Existing | Process | Natural Gas | Process Heating | E3 | RVT - Cost of Equipment | 0 | 0 | 0 | 0 | 0 | 0 | 0 | 0 | 0 | 0 | 0 | 0 | 0 | 0 | 0 | 0 | 0 | 0 | 0 | 0 | 0 | 0 | 0 | 0 | 0 | 0 | 0 | 0 | 0 | 0 | 0 | 0 | 0
F1_Industrial_Other Industrial_Existing_Process_Natural Gas_Process Heating_E4 | F1 | Industrial | Other Industrial | Existing | Process | Natural Gas | Process Heating | E4 | RVT - Cost of Equipment | 0 | 0 | 0 | 0 | 0 | 0 | 0 | 0 | 0 | 0 | 0 | 0 | 0 | 0 | 0 | 0 | 0 | 0 | 0 | 0 | 0 | 0 | 0 | 0 | 0 | 0 | 0 | 0 | 0 | 0 | 0 | 0 | 0
F1_Industrial_Other Industrial_Existing_Process_Natural Gas_Process Heating_E5 | F1 | Industrial | Other Industrial | Existing | Process | Natural Gas | Process Heating | E5 | RVT - Cost of Equipment | 0 | 0 | 0 | 0 | 0 | 0 | 0 | 0 | 0 | 0 | 0 | 0 | 0 | 0 | 0 | 0 | 0 | 0 | 0 | 0 | 0 | 0 | 0 | 0 | 0 | 0 | 0 | 0 | 0 | 0 | 0 | 0 | 0
F1_Industrial_Other Industrial_Existing_Process_Natural Gas_Process Heating_E6 | F1 | Industrial | Other Industrial | Existing | Process | Natural Gas | Process Heating | E6 | RVT - Cost of Equipment | 0 | 0 | 0 | 0 | 0 | 0 | 0 | 0 | 0 | 0 | 0 | 0 | 0 | 0 | 0 | 0 | 0 | 0 | 0 | 0 | 0 | 0 | 0 | 0 | 0 | 0 | 0 | 0 | 0 | 0 | 0 | 0 | 0
F1_Industrial_Other Industrial_Existing_Process_Natural Gas_Process Heating_E7 | F1 | Industrial | Other Industrial | Existing | Process | Natural Gas | Process Heating | E7 | RVT - Cost of Equipment | 0 | 0 | 0 | 0 | 0 | 0 | 0 | 0 | 0 | 0 | 0 | 0 | 0 | 0 | 0 | 0 | 0 | 0 | 0 | 0 | 0 | 0 | 0 | 0 | 0 | 0 | 0 | 0 | 0 | 0 | 0 | 0 | 0
F1_Industrial_Other Industrial_Existing_Process_Natural Gas_Process Heating_E8 | F1 | Industrial | Other Industrial | Existing | Process | Natural Gas | Process Heating | E8 | RVT - Cost of Equipment | 0 | 0 | 0 | 0 | 0 | 0 | 0 | 0 | 0 | 0 | 0 | 0 | 0 | 0 | 0 | 0 | 0 | 0 | 0 | 0 | 0 | 0 | 0 | 0 | 0 | 0 | 0 | 0 | 0 | 0 | 0 | 0 | 0
F1_Industrial_Other Industrial_Existing_Process_Natural Gas_Process Heating_E9 | F1 | Industrial | Other Industrial | Existing | Process | Natural Gas | Process Heating | E9 | RVT - Cost of Equipment | 0 | 0 | 0 | 0 | 0 | 0 | 0 | 0 | 0 | 0 | 0 | 0 | 0 | 0 | 0 | 0 | 0 | 0 | 0 | 0 | 0 | 0 | 0 | 0 | 0 | 0 | 0 | 0 | 0 | 0 | 0 | 0 | 0
F1_Industrial_Other Industrial_Existing_Process_Natural Gas_Process Heating_E10 | F1 | Industrial | Other Industrial | Existing | Process | Natural Gas | Process Heating | E10 | RVT - Cost of Equipment | 0 | 0 | 0 | 0 | 0 | 0 | 0 | 0 | 0 | 0 | 0 | 0 | 0 | 0 | 0 | 0 | 0 | 0 | 0 | 0 | 0 | 0 | 0 | 0 | 0 | 0 | 0 | 0 | 0 | 0 | 0 | 0 | 0
F2_Industrial_Other Industrial_Existing_Process_Natural Gas_Process Heating_E1 | F2 | Industrial | Other Industrial | Existing | Process | Natural Gas | Process Heating | E1 | RVT - Cost of Operation | 0 | 0 | 0 | 0 | 0 | 0 | 0 | 0 | 0 | 0 | 0 | 0 | 0 | 0 | 0 | 0 | 0 | 0 | 0 | 0 | 0 | 0 | 0 | 0 | 0 | 0 | 0 | 0 | 0 | 0 | 0 | 0 | 0
F2_Industrial_Other Industrial_Existing_Process_Natural Gas_Process Heating_E2 | F2 | Industrial | Other Industrial | Existing | Process | Natural Gas | Process Heating | E2 | RVT - Cost of Operation | 0 | 0 | 0 | 0 | 0 | 0 | 0 | 0 | 0 | 0 | 0 | 0 | 0 | 0 | 0 | 0 | 0 | 0 | 0 | 0 | 0 | 0 | 0 | 0 | 0 | 0 | 0 | 0 | 0 | 0 | 0 | 0 | 0
F2_Industrial_Other Industrial_Existing_Process_Natural Gas_Process Heating_E3 | F2 | Industrial | Other Industrial | Existing | Process | Natural Gas | Process Heating | E3 | RVT - Cost of Operation | 0 | 0 | 0 | 0 | 0 | 0 | 0 | 0 | 0 | 0 | 0 | 0 | 0 | 0 | 0 | 0 | 0 | 0 | 0 | 0 | 0 | 0 | 0 | 0 | 0 | 0 | 0 | 0 | 0 | 0 | 0 | 0 | 0
F2_Industrial_Other Industrial_Existing_Process_Natural Gas_Process Heating_E4 | F2 | Industrial | Other Industrial | Existing | Process | Natural Gas | Process Heating | E4 | RVT - Cost of Operation | 0 | 0 | 0 | 0 | 0 | 0 | 0 | 0 | 0 | 0 | 0 | 0 | 0 | 0 | 0 | 0 | 0 | 0 | 0 | 0 | 0 | 0 | 0 | 0 | 0 | 0 | 0 | 0 | 0 | 0 | 0 | 0 | 0
F2_Industrial_Other Industrial_Existing_Process_Natural Gas_Process Heating_E5 | F2 | Industrial | Other Industrial | Existing | Process | Natural Gas | Process Heating | E5 | RVT - Cost of Operation | 0 | 0 | 0 | 0 | 0 | 0 | 0 | 0 | 0 | 0 | 0 | 0 | 0 | 0 | 0 | 0 | 0 | 0 | 0 | 0 | 0 | 0 | 0 | 0 | 0 | 0 | 0 | 0 | 0 | 0 | 0 | 0 | 0
F2_Industrial_Other Industrial_Existing_Process_Natural Gas_Process Heating_E6 | F2 | Industrial | Other Industrial | Existing | Process | Natural Gas | Process Heating | E6 | RVT - Cost of Operation | 0 | 0 | 0 | 0 | 0 | 0 | 0 | 0 | 0 | 0 | 0 | 0 | 0 | 0 | 0 | 0 | 0 | 0 | 0 | 0 | 0 | 0 | 0 | 0 | 0 | 0 | 0 | 0 | 0 | 0 | 0 | 0 | 0
F2_Industrial_Other Industrial_Existing_Process_Natural Gas_Process Heating_E7 | F2 | Industrial | Other Industrial | Existing | Process | Natural Gas | Process Heating | E7 | RVT - Cost of Operation | 0 | 0 | 0 | 0 | 0 | 0 | 0 | 0 | 0 | 0 | 0 | 0 | 0 | 0 | 0 | 0 | 0 | 0 | 0 | 0 | 0 | 0 | 0 | 0 | 0 | 0 | 0 | 0 | 0 | 0 | 0 | 0 | 0
F2_Industrial_Other Industrial_Existing_Process_Natural Gas_Process Heating_E8 | F2 | Industrial | Other Industrial | Existing | Process | Natural Gas | Process Heating | E8 | RVT - Cost of Operation | 0 | 0 | 0 | 0 | 0 | 0 | 0 | 0 | 0 | 0 | 0 | 0 | 0 | 0 | 0 | 0 | 0 | 0 | 0 | 0 | 0 | 0 | 0 | 0 | 0 | 0 | 0 | 0 | 0 | 0 | 0 | 0 | 0
F2_Industrial_Other Industrial_Existing_Process_Natural Gas_Process Heating_E9 | F2 | Industrial | Other Industrial | Existing | Process | Natural Gas | Process Heating | E9 | RVT - Cost of Operation | 0 | 0 | 0 | 0 | 0 | 0 | 0 | 0 | 0 | 0 | 0 | 0 | 0 | 0 | 0 | 0 | 0 | 0 | 0 | 0 | 0 | 0 | 0 | 0 | 0 | 0 | 0 | 0 | 0 | 0 | 0 | 0 | 0
F2_Industrial_Other Industrial_Existing_Process_Natural Gas_Process Heating_E10 | F2 | Industrial | Other Industrial | Existing | Process | Natural Gas | Process Heating | E10 | RVT - Cost of Operation | 0 | 0 | 0 | 0 | 0 | 0 | 0 | 0 | 0 | 0 | 0 | 0 | 0 | 0 | 0 | 0 | 0 | 0 | 0 | 0 | 0 | 0 | 0 | 0 | 0 | 0 | 0 | 0 | 0 | 0 | 0 | 0 | 0
F3_Industrial_Other Industrial_Existing_Process_Natural Gas_Process Heating_E1 | F3 | Industrial | Other Industrial | Existing | Process | Natural Gas | Process Heating | E1 | System - kBTUs of Consumption | 0 | 0 | 0 | 0 | 0 | 0 | 0 | 0 | 0 | 0 | 0 | 0 | 0 | 0 | 0 | 0 | 0 | 0 | 0 | 0 | 0 | 0 | 0 | 0 | 0 | 0 | 0 | 0 | 0 | 0 | 0 | 0 | 0
F3_Industrial_Other Industrial_Existing_Process_Natural Gas_Process Heating_E2 | F3 | Industrial | Other Industrial | Existing | Process | Natural Gas | Process Heating | E2 | System - kBTUs of Consumption | 0 | 0 | 0 | 0 | 0 | 0 | 0 | 0 | 0 | 0 | 0 | 0 | 0 | 0 | 0 | 0 | 0 | 0 | 0 | 0 | 0 | 0 | 0 | 0 | 0 | 0 | 0 | 0 | 0 | 0 | 0 | 0 | 0
F3_Industrial_Other Industrial_Existing_Process_Natural Gas_Process Heating_E3 | F3 | Industrial | Other Industrial | Existing | Process | Natural Gas | Process Heating | E3 | System - kBTUs of Consumption | 0 | 0 | 0 | 0 | 0 | 0 | 0 | 0 | 0 | 0 | 0 | 0 | 0 | 0 | 0 | 0 | 0 | 0 | 0 | 0 | 0 | 0 | 0 | 0 | 0 | 0 | 0 | 0 | 0 | 0 | 0 | 0 | 0
F3_Industrial_Other Industrial_Existing_Process_Natural Gas_Process Heating_E4 | F3 | Industrial | Other Industrial | Existing | Process | Natural Gas | Process Heating | E4 | System - kBTUs of Consumption | 0 | 0 | 0 | 0 | 0 | 0 | 0 | 0 | 0 | 0 | 0 | 0 | 0 | 0 | 0 | 0 | 0 | 0 | 0 | 0 | 0 | 0 | 0 | 0 | 0 | 0 | 0 | 0 | 0 | 0 | 0 | 0 | 0
F3_Industrial_Other Industrial_Existing_Process_Natural Gas_Process Heating_E5 | F3 | Industrial | Other Industrial | Existing | Process | Natural Gas | Process Heating | E5 | System - kBTUs of Consumption | 0 | 0 | 0 | 0 | 0 | 0 | 0 | 0 | 0 | 0 | 0 | 0 | 0 | 0 | 0 | 0 | 0 | 0 | 0 | 0 | 0 | 0 | 0 | 0 | 0 | 0 | 0 | 0 | 0 | 0 | 0 | 0 | 0
F3_Industrial_Other Industrial_Existing_Process_Natural Gas_Process Heating_E6 | F3 | Industrial | Other Industrial | Existing | Process | Natural Gas | Process Heating | E6 | System - kBTUs of Consumption | 0 | 0 | 0 | 0 | 0 | 0 | 0 | 0 | 0 | 0 | 0 | 0 | 0 | 0 | 0 | 0 | 0 | 0 | 0 | 0 | 0 | 0 | 0 | 0 | 0 | 0 | 0 | 0 | 0 | 0 | 0 | 0 | 0
F3_Industrial_Other Industrial_Existing_Process_Natural Gas_Process Heating_E7 | F3 | Industrial | Other Industrial | Existing | Process | Natural Gas | Process Heating | E7 | System - kBTUs of Consumption | 0 | 0 | 0 | 0 | 0 | 0 | 0 | 0 | 0 | 0 | 0 | 0 | 0 | 0 | 0 | 0 | 0 | 0 | 0 | 0 | 0 | 0 | 0 | 0 | 0 | 0 | 0 | 0 | 0 | 0 | 0 | 0 | 0
F3_Industrial_Other Industrial_Existing_Process_Natural Gas_Process Heating_E8 | F3 | Industrial | Other Industrial | Existing | Process | Natural Gas | Process Heating | E8 | System - kBTUs of Consumption | 0 | 0 | 0 | 0 | 0 | 0 | 0 | 0 | 0 | 0 | 0 | 0 | 0 | 0 | 0 | 0 | 0 | 0 | 0 | 0 | 0 | 0 | 0 | 0 | 0 | 0 | 0 | 0 | 0 | 0 | 0 | 0 | 0
F3_Industrial_Other Industrial_Existing_Process_Natural Gas_Process Heating_E9 | F3 | Industrial | Other Industrial | Existing | Process | Natural Gas | Process Heating | E9 | System - kBTUs of Consumption | 0 | 0 | 0 | 0 | 0 | 0 | 0 | 0 | 0 | 0 | 0 | 0 | 0 | 0 | 0 | 0 | 0 | 0 | 0 | 0 | 0 | 0 | 0 | 0 | 0 | 0 | 0 | 0 | 0 | 0 | 0 | 0 | 0
F3_Industrial_Other Industrial_Existing_Process_Natural Gas_Process Heating_E10 | F3 | Industrial | Other Industrial | Existing | Process | Natural Gas | Process Heating | E10 | System - kBTUs of Consumption | 0 | 0 | 0 | 0 | 0 | 0 | 0 | 0 | 0 | 0 | 0 | 0 | 0 | 0 | 0 | 0 | 0 | 0 | 0 | 0 | 0 | 0 | 0 | 0 | 0 | 0 | 0 | 0 | 0 | 0 | 0 | 0 | 0
F4_Industrial_Other Industrial_Existing_Process_Natural Gas_Process Heating_E1 | F4 | Industrial | Other Industrial | Existing | Process | Natural Gas | Process Heating | E1 | Utility - Cost of Equipment | 0 | 0 | 0 | 0 | 0 | 0 | 0 | 0 | 0 | 0 | 0 | 0 | 0 | 0 | 0 | 0 | 0 | 0 | 0 | 0 | 0 | 0 | 0 | 0 | 0 | 0 | 0 | 0 | 0 | 0 | 0 | 0 | 0
F4_Industrial_Other Industrial_Existing_Process_Natural Gas_Process Heating_E2 | F4 | Industrial | Other Industrial | Existing | Process | Natural Gas | Process Heating | E2 | Utility - Cost of Equipment | 0 | 0 | 0 | 0 | 0 | 0 | 0 | 0 | 0 | 0 | 0 | 0 | 0 | 0 | 0 | 0 | 0 | 0 | 0 | 0 | 0 | 0 | 0 | 0 | 0 | 0 | 0 | 0 | 0 | 0 | 0 | 0 | 0
F4_Industrial_Other Industrial_Existing_Process_Natural Gas_Process Heating_E3 | F4 | Industrial | Other Industrial | Existing | Process | Natural Gas | Process Heating | E3 | Utility - Cost of Equipment | 0 | 0 | 0 | 0 | 0 | 0 | 0 | 0 | 0 | 0 | 0 | 0 | 0 | 0 | 0 | 0 | 0 | 0 | 0 | 0 | 0 | 0 | 0 | 0 | 0 | 0 | 0 | 0 | 0 | 0 | 0 | 0 | 0
F4_Industrial_Other Industrial_Existing_Process_Natural Gas_Process Heating_E4 | F4 | Industrial | Other Industrial | Existing | Process | Natural Gas | Process Heating | E4 | Utility - Cost of Equipment | 0 | 0 | 0 | 0 | 0 | 0 | 0 | 0 | 0 | 0 | 0 | 0 | 0 | 0 | 0 | 0 | 0 | 0 | 0 | 0 | 0 | 0 | 0 | 0 | 0 | 0 | 0 | 0 | 0 | 0 | 0 | 0 | 0
F4_Industrial_Other Industrial_Existing_Process_Natural Gas_Process Heating_E5 | F4 | Industrial | Other Industrial | Existing | Process | Natural Gas | Process Heating | E5 | Utility - Cost of Equipment | 0 | 0 | 0 | 0 | 0 | 0 | 0 | 0 | 0 | 0 | 0 | 0 | 0 | 0 | 0 | 0 | 0 | 0 | 0 | 0 | 0 | 0 | 0 | 0 | 0 | 0 | 0 | 0 | 0 | 0 | 0 | 0 | 0
F4_Industrial_Other Industrial_Existing_Process_Natural Gas_Process Heating_E6 | F4 | Industrial | Other Industrial | Existing | Process | Natural Gas | Process Heating | E6 | Utility - Cost of Equipment | 0 | 0 | 0 | 0 | 0 | 0 | 0 | 0 | 0 | 0 | 0 | 0 | 0 | 0 | 0 | 0 | 0 | 0 | 0 | 0 | 0 | 0 | 0 | 0 | 0 | 0 | 0 | 0 | 0 | 0 | 0 | 0 | 0
F4_Industrial_Other Industrial_Existing_Process_Natural Gas_Process Heating_E7 | F4 | Industrial | Other Industrial | Existing | Process | Natural Gas | Process Heating | E7 | Utility - Cost of Equipment | 0 | 0 | 0 | 0 | 0 | 0 | 0 | 0 | 0 | 0 | 0 | 0 | 0 | 0 | 0 | 0 | 0 | 0 | 0 | 0 | 0 | 0 | 0 | 0 | 0 | 0 | 0 | 0 | 0 | 0 | 0 | 0 | 0
F4_Industrial_Other Industrial_Existing_Process_Natural Gas_Process Heating_E8 | F4 | Industrial | Other Industrial | Existing | Process | Natural Gas | Process Heating | E8 | Utility - Cost of Equipment | 0 | 0 | 0 | 0 | 0 | 0 | 0 | 0 | 0 | 0 | 0 | 0 | 0 | 0 | 0 | 0 | 0 | 0 | 0 | 0 | 0 | 0 | 0 | 0 | 0 | 0 | 0 | 0 | 0 | 0 | 0 | 0 | 0
F4_Industrial_Other Industrial_Existing_Process_Natural Gas_Process Heating_E9 | F4 | Industrial | Other Industrial | Existing | Process | Natural Gas | Process Heating | E9 | Utility - Cost of Equipment | 0 | 0 | 0 | 0 | 0 | 0 | 0 | 0 | 0 | 0 | 0 | 0 | 0 | 0 | 0 | 0 | 0 | 0 | 0 | 0 | 0 | 0 | 0 | 0 | 0 | 0 | 0 | 0 | 0 | 0 | 0 | 0 | 0
F4_Industrial_Other Industrial_Existing_Process_Natural Gas_Process Heating_E10 | F4 | Industrial | Other Industrial | Existing | Process | Natural Gas | Process Heating | E10 | Utility - Cost of Equipment | 0 | 0 | 0 | 0 | 0 | 0 | 0 | 0 | 0 | 0 | 0 | 0 | 0 | 0 | 0 | 0 | 0 | 0 | 0 | 0 | 0 | 0 | 0 | 0 | 0 | 0 | 0 | 0 | 0 | 0 | 0 | 0 | 0
F5_Industrial_Other Industrial_Existing_Process_Natural Gas_Process Heating_E1 | F5 | Industrial | Other Industrial | Existing | Process | Natural Gas | Process Heating | E1 | Utility - Cost of Operation | 0 | 0 | 0 | 0 | 0 | 0 | 0 | 0 | 0 | 0 | 0 | 0 | 0 | 0 | 0 | 0 | 0 | 0 | 0 | 0 | 0 | 0 | 0 | 0 | 0 | 0 | 0 | 0 | 0 | 0 | 0 | 0 | 0
F5_Industrial_Other Industrial_Existing_Process_Natural Gas_Process Heating_E2 | F5 | Industrial | Other Industrial | Existing | Process | Natural Gas | Process Heating | E2 | Utility - Cost of Operation | 0 | 0 | 0 | 0 | 0 | 0 | 0 | 0 | 0 | 0 | 0 | 0 | 0 | 0 | 0 | 0 | 0 | 0 | 0 | 0 | 0 | 0 | 0 | 0 | 0 | 0 | 0 | 0 | 0 | 0 | 0 | 0 | 0
F5_Industrial_Other Industrial_Existing_Process_Natural Gas_Process Heating_E3 | F5 | Industrial | Other Industrial | Existing | Process | Natural Gas | Process Heating | E3 | Utility - Cost of Operation | 0 | 0 | 0 | 0 | 0 | 0 | 0 | 0 | 0 | 0 | 0 | 0 | 0 | 0 | 0 | 0 | 0 | 0 | 0 | 0 | 0 | 0 | 0 | 0 | 0 | 0 | 0 | 0 | 0 | 0 | 0 | 0 | 0
F5_Industrial_Other Industrial_Existing_Process_Natural Gas_Process Heating_E4 | F5 | Industrial | Other Industrial | Existing | Process | Natural Gas | Process Heating | E4 | Utility - Cost of Operation | 0 | 0 | 0 | 0 | 0 | 0 | 0 | 0 | 0 | 0 | 0 | 0 | 0 | 0 | 0 | 0 | 0 | 0 | 0 | 0 | 0 | 0 | 0 | 0 | 0 | 0 | 0 | 0 | 0 | 0 | 0 | 0 | 0
F5_Industrial_Other Industrial_Existing_Process_Natural Gas_Process Heating_E5 | F5 | Industrial | Other Industrial | Existing | Process | Natural Gas | Process Heating | E5 | Utility - Cost of Operation | 0 | 0 | 0 | 0 | 0 | 0 | 0 | 0 | 0 | 0 | 0 | 0 | 0 | 0 | 0 | 0 | 0 | 0 | 0 | 0 | 0 | 0 | 0 | 0 | 0 | 0 | 0 | 0 | 0 | 0 | 0 | 0 | 0
F5_Industrial_Other Industrial_Existing_Process_Natural Gas_Process Heating_E6 | F5 | Industrial | Other Industrial | Existing | Process | Natural Gas | Process Heating | E6 | Utility - Cost of Operation | 0 | 0 | 0 | 0 | 0 | 0 | 0 | 0 | 0 | 0 | 0 | 0 | 0 | 0 | 0 | 0 | 0 | 0 | 0 | 0 | 0 | 0 | 0 | 0 | 0 | 0 | 0 | 0 | 0 | 0 | 0 | 0 | 0
F5_Industrial_Other Industrial_Existing_Process_Natural Gas_Process Heating_E7 | F5 | Industrial | Other Industrial | Existing | Process | Natural Gas | Process Heating | E7 | Utility - Cost of Operation | 0 | 0 | 0 | 0 | 0 | 0 | 0 | 0 | 0 | 0 | 0 | 0 | 0 | 0 | 0 | 0 | 0 | 0 | 0 | 0 | 0 | 0 | 0 | 0 | 0 | 0 | 0 | 0 | 0 | 0 | 0 | 0 | 0
F5_Industrial_Other Industrial_Existing_Process_Natural Gas_Process Heating_E8 | F5 | Industrial | Other Industrial | Existing | Process | Natural Gas | Process Heating | E8 | Utility - Cost of Operation | 0 | 0 | 0 | 0 | 0 | 0 | 0 | 0 | 0 | 0 | 0 | 0 | 0 | 0 | 0 | 0 | 0 | 0 | 0 | 0 | 0 | 0 | 0 | 0 | 0 | 0 | 0 | 0 | 0 | 0 | 0 | 0 | 0
F5_Industrial_Other Industrial_Existing_Process_Natural Gas_Process Heating_E9 | F5 | Industrial | Other Industrial | Existing | Process | Natural Gas | Process Heating | E9 | Utility - Cost of Operation | 0 | 0 | 0 | 0 | 0 | 0 | 0 | 0 | 0 | 0 | 0 | 0 | 0 | 0 | 0 | 0 | 0 | 0 | 0 | 0 | 0 | 0 | 0 | 0 | 0 | 0 | 0 | 0 | 0 | 0 | 0 | 0 | 0
F5_Industrial_Other Industrial_Existing_Process_Natural Gas_Process Heating_E10 | F5 | Industrial | Other Industrial | Existing | Process | Natural Gas | Process Heating | E10 | Utility - Cost of Operation | 0 | 0 | 0 | 0 | 0 | 0 | 0 | 0 | 0 | 0 | 0 | 0 | 0 | 0 | 0 | 0 | 0 | 0 | 0 | 0 | 0 | 0 | 0 | 0 | 0 | 0 | 0 | 0 | 0 | 0 | 0 | 0 | 0
F6_Industrial_Other Industrial_Existing_Process_Natural Gas_Process Heating_E1 | F6 | Industrial | Other Industrial | Existing | Process | Natural Gas | Process Heating | E1 | Utility - Value of Sales | 0 | 0 | 0 | 0 | 0 | 0 | 0 | 0 | 0 | 0 | 0 | 0 | 0 | 0 | 0 | 0 | 0 | 0 | 0 | 0 | 0 | 0 | 0 | 0 | 0 | 0 | 0 | 0 | 0 | 0 | 0 | 0 | 0
F6_Industrial_Other Industrial_Existing_Process_Natural Gas_Process Heating_E2 | F6 | Industrial | Other Industrial | Existing | Process | Natural Gas | Process Heating | E2 | Utility - Value of Sales | 0 | 0 | 0 | 0 | 0 | 0 | 0 | 0 | 0 | 0 | 0 | 0 | 0 | 0 | 0 | 0 | 0 | 0 | 0 | 0 | 0 | 0 | 0 | 0 | 0 | 0 | 0 | 0 | 0 | 0 | 0 | 0 | 0
F6_Industrial_Other Industrial_Existing_Process_Natural Gas_Process Heating_E3 | F6 | Industrial | Other Industrial | Existing | Process | Natural Gas | Process Heating | E3 | Utility - Value of Sales | 0 | 0 | 0 | 0 | 0 | 0 | 0 | 0 | 0 | 0 | 0 | 0 | 0 | 0 | 0 | 0 | 0 | 0 | 0 | 0 | 0 | 0 | 0 | 0 | 0 | 0 | 0 | 0 | 0 | 0 | 0 | 0 | 0
F6_Industrial_Other Industrial_Existing_Process_Natural Gas_Process Heating_E4 | F6 | Industrial | Other Industrial | Existing | Process | Natural Gas | Process Heating | E4 | Utility - Value of Sales | 0 | 0 | 0 | 0 | 0 | 0 | 0 | 0 | 0 | 0 | 0 | 0 | 0 | 0 | 0 | 0 | 0 | 0 | 0 | 0 | 0 | 0 | 0 | 0 | 0 | 0 | 0 | 0 | 0 | 0 | 0 | 0 | 0
F6_Industrial_Other Industrial_Existing_Process_Natural Gas_Process Heating_E5 | F6 | Industrial | Other Industrial | Existing | Process | Natural Gas | Process Heating | E5 | Utility - Value of Sales | 0 | 0 | 0 | 0 | 0 | 0 | 0 | 0 | 0 | 0 | 0 | 0 | 0 | 0 | 0 | 0 | 0 | 0 | 0 | 0 | 0 | 0 | 0 | 0 | 0 | 0 | 0 | 0 | 0 | 0 | 0 | 0 | 0
F6_Industrial_Other Industrial_Existing_Process_Natural Gas_Process Heating_E6 | F6 | Industrial | Other Industrial | Existing | Process | Natural Gas | Process Heating | E6 | Utility - Value of Sales | 0 | 0 | 0 | 0 | 0 | 0 | 0 | 0 | 0 | 0 | 0 | 0 | 0 | 0 | 0 | 0 | 0 | 0 | 0 | 0 | 0 | 0 | 0 | 0 | 0 | 0 | 0 | 0 | 0 | 0 | 0 | 0 | 0
F6_Industrial_Other Industrial_Existing_Process_Natural Gas_Process Heating_E7 | F6 | Industrial | Other Industrial | Existing | Process | Natural Gas | Process Heating | E7 | Utility - Value of Sales | 0 | 0 | 0 | 0 | 0 | 0 | 0 | 0 | 0 | 0 | 0 | 0 | 0 | 0 | 0 | 0 | 0 | 0 | 0 | 0 | 0 | 0 | 0 | 0 | 0 | 0 | 0 | 0 | 0 | 0 | 0 | 0 | 0
F6_Industrial_Other Industrial_Existing_Process_Natural Gas_Process Heating_E8 | F6 | Industrial | Other Industrial | Existing | Process | Natural Gas | Process Heating | E8 | Utility - Value of Sales | 0 | 0 | 0 | 0 | 0 | 0 | 0 | 0 | 0 | 0 | 0 | 0 | 0 | 0 | 0 | 0 | 0 | 0 | 0 | 0 | 0 | 0 | 0 | 0 | 0 | 0 | 0 | 0 | 0 | 0 | 0 | 0 | 0
F6_Industrial_Other Industrial_Existing_Process_Natural Gas_Process Heating_E9 | F6 | Industrial | Other Industrial | Existing | Process | Natural Gas | Process Heating | E9 | Utility - Value of Sales | 0 | 0 | 0 | 0 | 0 | 0 | 0 | 0 | 0 | 0 | 0 | 0 | 0 | 0 | 0 | 0 | 0 | 0 | 0 | 0 | 0 | 0 | 0 | 0 | 0 | 0 | 0 | 0 | 0 | 0 | 0 | 0 | 0
F6_Industrial_Other Industrial_Existing_Process_Natural Gas_Process Heating_E10 | F6 | Industrial | Other Industrial | Existing | Process | Natural Gas | Process Heating | E10 | Utility - Value of Sales | 0 | 0 | 0 | 0 | 0 | 0 | 0 | 0 | 0 | 0 | 0 | 0 | 0 | 0 | 0 | 0 | 0 | 0 | 0 | 0 | 0 | 0 | 0 | 0 | 0 | 0 | 0 | 0 | 0 | 0 | 0 | 0 | 0
F1_Industrial_Other Industrial_Existing_Process_Natural Gas_Process Boiler_E1 | F1 | Industrial | Other Industrial | Existing | Process | Natural Gas | Process Boiler | E1 | RVT - Cost of Equipment | 0 | 0 | 0 | 0 | 0 | 0 | 0 | 0 | 0 | 0 | 0 | 0 | 0 | 0 | 0 | 0 | 0 | 0 | 0 | 0 | 0 | 0 | 0 | 0 | 0 | 0 | 0 | 0 | 0 | 0 | 0 | 0 | 0
F1_Industrial_Other Industrial_Existing_Process_Natural Gas_Process Boiler_E2 | F1 | Industrial | Other Industrial | Existing | Process | Natural Gas | Process Boiler | E2 | RVT - Cost of Equipment | 0 | 0 | 0 | 0 | 0 | 0 | 0 | 0 | 0 | 0 | 0 | 0 | 0 | 0 | 0 | 0 | 0 | 0 | 0 | 0 | 0 | 0 | 0 | 0 | 0 | 0 | 0 | 0 | 0 | 0 | 0 | 0 | 0
F1_Industrial_Other Industrial_Existing_Process_Natural Gas_Process Boiler_E3 | F1 | Industrial | Other Industrial | Existing | Process | Natural Gas | Process Boiler | E3 | RVT - Cost of Equipment | 0 | 0 | 0 | 0 | 0 | 0 | 0 | 0 | 0 | 0 | 0 | 0 | 0 | 0 | 0 | 0 | 0 | 0 | 0 | 0 | 0 | 0 | 0 | 0 | 0 | 0 | 0 | 0 | 0 | 0 | 0 | 0 | 0
F1_Industrial_Other Industrial_Existing_Process_Natural Gas_Process Boiler_E4 | F1 | Industrial | Other Industrial | Existing | Process | Natural Gas | Process Boiler | E4 | RVT - Cost of Equipment | 0 | 0 | 0 | 0 | 0 | 0 | 0 | 0 | 0 | 0 | 0 | 0 | 0 | 0 | 0 | 0 | 0 | 0 | 0 | 0 | 0 | 0 | 0 | 0 | 0 | 0 | 0 | 0 | 0 | 0 | 0 | 0 | 0
F1_Industrial_Other Industrial_Existing_Process_Natural Gas_Process Boiler_E5 | F1 | Industrial | Other Industrial | Existing | Process | Natural Gas | Process Boiler | E5 | RVT - Cost of Equipment | 0 | 0 | 0 | 0 | 0 | 0 | 0 | 0 | 0 | 0 | 0 | 0 | 0 | 0 | 0 | 0 | 0 | 0 | 0 | 0 | 0 | 0 | 0 | 0 | 0 | 0 | 0 | 0 | 0 | 0 | 0 | 0 | 0
F1_Industrial_Other Industrial_Existing_Process_Natural Gas_Process Boiler_E6 | F1 | Industrial | Other Industrial | Existing | Process | Natural Gas | Process Boiler | E6 | RVT - Cost of Equipment | 0 | 0 | 0 | 0 | 0 | 0 | 0 | 0 | 0 | 0 | 0 | 0 | 0 | 0 | 0 | 0 | 0 | 0 | 0 | 0 | 0 | 0 | 0 | 0 | 0 | 0 | 0 | 0 | 0 | 0 | 0 | 0 | 0
F1_Industrial_Other Industrial_Existing_Process_Natural Gas_Process Boiler_E7 | F1 | Industrial | Other Industrial | Existing | Process | Natural Gas | Process Boiler | E7 | RVT - Cost of Equipment | 0 | 0 | 0 | 0 | 0 | 0 | 0 | 0 | 0 | 0 | 0 | 0 | 0 | 0 | 0 | 0 | 0 | 0 | 0 | 0 | 0 | 0 | 0 | 0 | 0 | 0 | 0 | 0 | 0 | 0 | 0 | 0 | 0
F1_Industrial_Other Industrial_Existing_Process_Natural Gas_Process Boiler_E8 | F1 | Industrial | Other Industrial | Existing | Process | Natural Gas | Process Boiler | E8 | RVT - Cost of Equipment | 0 | 0 | 0 | 0 | 0 | 0 | 0 | 0 | 0 | 0 | 0 | 0 | 0 | 0 | 0 | 0 | 0 | 0 | 0 | 0 | 0 | 0 | 0 | 0 | 0 | 0 | 0 | 0 | 0 | 0 | 0 | 0 | 0
F1_Industrial_Other Industrial_Existing_Process_Natural Gas_Process Boiler_E9 | F1 | Industrial | Other Industrial | Existing | Process | Natural Gas | Process Boiler | E9 | RVT - Cost of Equipment | 0 | 0 | 0 | 0 | 0 | 0 | 0 | 0 | 0 | 0 | 0 | 0 | 0 | 0 | 0 | 0 | 0 | 0 | 0 | 0 | 0 | 0 | 0 | 0 | 0 | 0 | 0 | 0 | 0 | 0 | 0 | 0 | 0
F1_Industrial_Other Industrial_Existing_Process_Natural Gas_Process Boiler_E10 | F1 | Industrial | Other Industrial | Existing | Process | Natural Gas | Process Boiler | E10 | RVT - Cost of Equipment | 0 | 0 | 0 | 0 | 0 | 0 | 0 | 0 | 0 | 0 | 0 | 0 | 0 | 0 | 0 | 0 | 0 | 0 | 0 | 0 | 0 | 0 | 0 | 0 | 0 | 0 | 0 | 0 | 0 | 0 | 0 | 0 | 0
F2_Industrial_Other Industrial_Existing_Process_Natural Gas_Process Boiler_E1 | F2 | Industrial | Other Industrial | Existing | Process | Natural Gas | Process Boiler | E1 | RVT - Cost of Operation | 0 | 0 | 0 | 0 | 0 | 0 | 0 | 0 | 0 | 0 | 0 | 0 | 0 | 0 | 0 | 0 | 0 | 0 | 0 | 0 | 0 | 0 | 0 | 0 | 0 | 0 | 0 | 0 | 0 | 0 | 0 | 0 | 0
F2_Industrial_Other Industrial_Existing_Process_Natural Gas_Process Boiler_E2 | F2 | Industrial | Other Industrial | Existing | Process | Natural Gas | Process Boiler | E2 | RVT - Cost of Operation | 0 | 0 | 0 | 0 | 0 | 0 | 0 | 0 | 0 | 0 | 0 | 0 | 0 | 0 | 0 | 0 | 0 | 0 | 0 | 0 | 0 | 0 | 0 | 0 | 0 | 0 | 0 | 0 | 0 | 0 | 0 | 0 | 0
F2_Industrial_Other Industrial_Existing_Process_Natural Gas_Process Boiler_E3 | F2 | Industrial | Other Industrial | Existing | Process | Natural Gas | Process Boiler | E3 | RVT - Cost of Operation | 0 | 0 | 0 | 0 | 0 | 0 | 0 | 0 | 0 | 0 | 0 | 0 | 0 | 0 | 0 | 0 | 0 | 0 | 0 | 0 | 0 | 0 | 0 | 0 | 0 | 0 | 0 | 0 | 0 | 0 | 0 | 0 | 0
F2_Industrial_Other Industrial_Existing_Process_Natural Gas_Process Boiler_E4 | F2 | Industrial | Other Industrial | Existing | Process | Natural Gas | Process Boiler | E4 | RVT - Cost of Operation | 0 | 0 | 0 | 0 | 0 | 0 | 0 | 0 | 0 | 0 | 0 | 0 | 0 | 0 | 0 | 0 | 0 | 0 | 0 | 0 | 0 | 0 | 0 | 0 | 0 | 0 | 0 | 0 | 0 | 0 | 0 | 0 | 0
F2_Industrial_Other Industrial_Existing_Process_Natural Gas_Process Boiler_E5 | F2 | Industrial | Other Industrial | Existing | Process | Natural Gas | Process Boiler | E5 | RVT - Cost of Operation | 0 | 0 | 0 | 0 | 0 | 0 | 0 | 0 | 0 | 0 | 0 | 0 | 0 | 0 | 0 | 0 | 0 | 0 | 0 | 0 | 0 | 0 | 0 | 0 | 0 | 0 | 0 | 0 | 0 | 0 | 0 | 0 | 0
F2_Industrial_Other Industrial_Existing_Process_Natural Gas_Process Boiler_E6 | F2 | Industrial | Other Industrial | Existing | Process | Natural Gas | Process Boiler | E6 | RVT - Cost of Operation | 0 | 0 | 0 | 0 | 0 | 0 | 0 | 0 | 0 | 0 | 0 | 0 | 0 | 0 | 0 | 0 | 0 | 0 | 0 | 0 | 0 | 0 | 0 | 0 | 0 | 0 | 0 | 0 | 0 | 0 | 0 | 0 | 0
F2_Industrial_Other Industrial_Existing_Process_Natural Gas_Process Boiler_E7 | F2 | Industrial | Other Industrial | Existing | Process | Natural Gas | Process Boiler | E7 | RVT - Cost of Operation | 0 | 0 | 0 | 0 | 0 | 0 | 0 | 0 | 0 | 0 | 0 | 0 | 0 | 0 | 0 | 0 | 0 | 0 | 0 | 0 | 0 | 0 | 0 | 0 | 0 | 0 | 0 | 0 | 0 | 0 | 0 | 0 | 0
F2_Industrial_Other Industrial_Existing_Process_Natural Gas_Process Boiler_E8 | F2 | Industrial | Other Industrial | Existing | Process | Natural Gas | Process Boiler | E8 | RVT - Cost of Operation | 0 | 0 | 0 | 0 | 0 | 0 | 0 | 0 | 0 | 0 | 0 | 0 | 0 | 0 | 0 | 0 | 0 | 0 | 0 | 0 | 0 | 0 | 0 | 0 | 0 | 0 | 0 | 0 | 0 | 0 | 0 | 0 | 0
F2_Industrial_Other Industrial_Existing_Process_Natural Gas_Process Boiler_E9 | F2 | Industrial | Other Industrial | Existing | Process | Natural Gas | Process Boiler | E9 | RVT - Cost of Operation | 0 | 0 | 0 | 0 | 0 | 0 | 0 | 0 | 0 | 0 | 0 | 0 | 0 | 0 | 0 | 0 | 0 | 0 | 0 | 0 | 0 | 0 | 0 | 0 | 0 | 0 | 0 | 0 | 0 | 0 | 0 | 0 | 0
F2_Industrial_Other Industrial_Existing_Process_Natural Gas_Process Boiler_E10 | F2 | Industrial | Other Industrial | Existing | Process | Natural Gas | Process Boiler | E10 | RVT - Cost of Operation | 0 | 0 | 0 | 0 | 0 | 0 | 0 | 0 | 0 | 0 | 0 | 0 | 0 | 0 | 0 | 0 | 0 | 0 | 0 | 0 | 0 | 0 | 0 | 0 | 0 | 0 | 0 | 0 | 0 | 0 | 0 | 0 | 0
F3_Industrial_Other Industrial_Existing_Process_Natural Gas_Process Boiler_E1 | F3 | Industrial | Other Industrial | Existing | Process | Natural Gas | Process Boiler | E1 | System - kBTUs of Consumption | 0 | 0 | 0 | 0 | 0 | 0 | 0 | 0 | 0 | 0 | 0 | 0 | 0 | 0 | 0 | 0 | 0 | 0 | 0 | 0 | 0 | 0 | 0 | 0 | 0 | 0 | 0 | 0 | 0 | 0 | 0 | 0 | 0
F3_Industrial_Other Industrial_Existing_Process_Natural Gas_Process Boiler_E2 | F3 | Industrial | Other Industrial | Existing | Process | Natural Gas | Process Boiler | E2 | System - kBTUs of Consumption | 0 | 0 | 0 | 0 | 0 | 0 | 0 | 0 | 0 | 0 | 0 | 0 | 0 | 0 | 0 | 0 | 0 | 0 | 0 | 0 | 0 | 0 | 0 | 0 | 0 | 0 | 0 | 0 | 0 | 0 | 0 | 0 | 0
F3_Industrial_Other Industrial_Existing_Process_Natural Gas_Process Boiler_E3 | F3 | Industrial | Other Industrial | Existing | Process | Natural Gas | Process Boiler | E3 | System - kBTUs of Consumption | 0 | 0 | 0 | 0 | 0 | 0 | 0 | 0 | 0 | 0 | 0 | 0 | 0 | 0 | 0 | 0 | 0 | 0 | 0 | 0 | 0 | 0 | 0 | 0 | 0 | 0 | 0 | 0 | 0 | 0 | 0 | 0 | 0
F3_Industrial_Other Industrial_Existing_Process_Natural Gas_Process Boiler_E4 | F3 | Industrial | Other Industrial | Existing | Process | Natural Gas | Process Boiler | E4 | System - kBTUs of Consumption | 0 | 0 | 0 | 0 | 0 | 0 | 0 | 0 | 0 | 0 | 0 | 0 | 0 | 0 | 0 | 0 | 0 | 0 | 0 | 0 | 0 | 0 | 0 | 0 | 0 | 0 | 0 | 0 | 0 | 0 | 0 | 0 | 0
F3_Industrial_Other Industrial_Existing_Process_Natural Gas_Process Boiler_E5 | F3 | Industrial | Other Industrial | Existing | Process | Natural Gas | Process Boiler | E5 | System - kBTUs of Consumption | 0 | 0 | 0 | 0 | 0 | 0 | 0 | 0 | 0 | 0 | 0 | 0 | 0 | 0 | 0 | 0 | 0 | 0 | 0 | 0 | 0 | 0 | 0 | 0 | 0 | 0 | 0 | 0 | 0 | 0 | 0 | 0 | 0
F3_Industrial_Other Industrial_Existing_Process_Natural Gas_Process Boiler_E6 | F3 | Industrial | Other Industrial | Existing | Process | Natural Gas | Process Boiler | E6 | System - kBTUs of Consumption | 0 | 0 | 0 | 0 | 0 | 0 | 0 | 0 | 0 | 0 | 0 | 0 | 0 | 0 | 0 | 0 | 0 | 0 | 0 | 0 | 0 | 0 | 0 | 0 | 0 | 0 | 0 | 0 | 0 | 0 | 0 | 0 | 0
F3_Industrial_Other Industrial_Existing_Process_Natural Gas_Process Boiler_E7 | F3 | Industrial | Other Industrial | Existing | Process | Natural Gas | Process Boiler | E7 | System - kBTUs of Consumption | 0 | 0 | 0 | 0 | 0 | 0 | 0 | 0 | 0 | 0 | 0 | 0 | 0 | 0 | 0 | 0 | 0 | 0 | 0 | 0 | 0 | 0 | 0 | 0 | 0 | 0 | 0 | 0 | 0 | 0 | 0 | 0 | 0
F3_Industrial_Other Industrial_Existing_Process_Natural Gas_Process Boiler_E8 | F3 | Industrial | Other Industrial | Existing | Process | Natural Gas | Process Boiler | E8 | System - kBTUs of Consumption | 0 | 0 | 0 | 0 | 0 | 0 | 0 | 0 | 0 | 0 | 0 | 0 | 0 | 0 | 0 | 0 | 0 | 0 | 0 | 0 | 0 | 0 | 0 | 0 | 0 | 0 | 0 | 0 | 0 | 0 | 0 | 0 | 0
F3_Industrial_Other Industrial_Existing_Process_Natural Gas_Process Boiler_E9 | F3 | Industrial | Other Industrial | Existing | Process | Natural Gas | Process Boiler | E9 | System - kBTUs of Consumption | 0 | 0 | 0 | 0 | 0 | 0 | 0 | 0 | 0 | 0 | 0 | 0 | 0 | 0 | 0 | 0 | 0 | 0 | 0 | 0 | 0 | 0 | 0 | 0 | 0 | 0 | 0 | 0 | 0 | 0 | 0 | 0 | 0
F3_Industrial_Other Industrial_Existing_Process_Natural Gas_Process Boiler_E10 | F3 | Industrial | Other Industrial | Existing | Process | Natural Gas | Process Boiler | E10 | System - kBTUs of Consumption | 0 | 0 | 0 | 0 | 0 | 0 | 0 | 0 | 0 | 0 | 0 | 0 | 0 | 0 | 0 | 0 | 0 | 0 | 0 | 0 | 0 | 0 | 0 | 0 | 0 | 0 | 0 | 0 | 0 | 0 | 0 | 0 | 0
F4_Industrial_Other Industrial_Existing_Process_Natural Gas_Process Boiler_E1 | F4 | Industrial | Other Industrial | Existing | Process | Natural Gas | Process Boiler | E1 | Utility - Cost of Equipment | 0 | 0 | 0 | 0 | 0 | 0 | 0 | 0 | 0 | 0 | 0 | 0 | 0 | 0 | 0 | 0 | 0 | 0 | 0 | 0 | 0 | 0 | 0 | 0 | 0 | 0 | 0 | 0 | 0 | 0 | 0 | 0 | 0
F4_Industrial_Other Industrial_Existing_Process_Natural Gas_Process Boiler_E2 | F4 | Industrial | Other Industrial | Existing | Process | Natural Gas | Process Boiler | E2 | Utility - Cost of Equipment | 0 | 0 | 0 | 0 | 0 | 0 | 0 | 0 | 0 | 0 | 0 | 0 | 0 | 0 | 0 | 0 | 0 | 0 | 0 | 0 | 0 | 0 | 0 | 0 | 0 | 0 | 0 | 0 | 0 | 0 | 0 | 0 | 0
F4_Industrial_Other Industrial_Existing_Process_Natural Gas_Process Boiler_E3 | F4 | Industrial | Other Industrial | Existing | Process | Natural Gas | Process Boiler | E3 | Utility - Cost of Equipment | 0 | 0 | 0 | 0 | 0 | 0 | 0 | 0 | 0 | 0 | 0 | 0 | 0 | 0 | 0 | 0 | 0 | 0 | 0 | 0 | 0 | 0 | 0 | 0 | 0 | 0 | 0 | 0 | 0 | 0 | 0 | 0 | 0
F4_Industrial_Other Industrial_Existing_Process_Natural Gas_Process Boiler_E4 | F4 | Industrial | Other Industrial | Existing | Process | Natural Gas | Process Boiler | E4 | Utility - Cost of Equipment | 0 | 0 | 0 | 0 | 0 | 0 | 0 | 0 | 0 | 0 | 0 | 0 | 0 | 0 | 0 | 0 | 0 | 0 | 0 | 0 | 0 | 0 | 0 | 0 | 0 | 0 | 0 | 0 | 0 | 0 | 0 | 0 | 0
F4_Industrial_Other Industrial_Existing_Process_Natural Gas_Process Boiler_E5 | F4 | Industrial | Other Industrial | Existing | Process | Natural Gas | Process Boiler | E5 | Utility - Cost of Equipment | 0 | 0 | 0 | 0 | 0 | 0 | 0 | 0 | 0 | 0 | 0 | 0 | 0 | 0 | 0 | 0 | 0 | 0 | 0 | 0 | 0 | 0 | 0 | 0 | 0 | 0 | 0 | 0 | 0 | 0 | 0 | 0 | 0
F4_Industrial_Other Industrial_Existing_Process_Natural Gas_Process Boiler_E6 | F4 | Industrial | Other Industrial | Existing | Process | Natural Gas | Process Boiler | E6 | Utility - Cost of Equipment | 0 | 0 | 0 | 0 | 0 | 0 | 0 | 0 | 0 | 0 | 0 | 0 | 0 | 0 | 0 | 0 | 0 | 0 | 0 | 0 | 0 | 0 | 0 | 0 | 0 | 0 | 0 | 0 | 0 | 0 | 0 | 0 | 0
F4_Industrial_Other Industrial_Existing_Process_Natural Gas_Process Boiler_E7 | F4 | Industrial | Other Industrial | Existing | Process | Natural Gas | Process Boiler | E7 | Utility - Cost of Equipment | 0 | 0 | 0 | 0 | 0 | 0 | 0 | 0 | 0 | 0 | 0 | 0 | 0 | 0 | 0 | 0 | 0 | 0 | 0 | 0 | 0 | 0 | 0 | 0 | 0 | 0 | 0 | 0 | 0 | 0 | 0 | 0 | 0
F4_Industrial_Other Industrial_Existing_Process_Natural Gas_Process Boiler_E8 | F4 | Industrial | Other Industrial | Existing | Process | Natural Gas | Process Boiler | E8 | Utility - Cost of Equipment | 0 | 0 | 0 | 0 | 0 | 0 | 0 | 0 | 0 | 0 | 0 | 0 | 0 | 0 | 0 | 0 | 0 | 0 | 0 | 0 | 0 | 0 | 0 | 0 | 0 | 0 | 0 | 0 | 0 | 0 | 0 | 0 | 0
F4_Industrial_Other Industrial_Existing_Process_Natural Gas_Process Boiler_E9 | F4 | Industrial | Other Industrial | Existing | Process | Natural Gas | Process Boiler | E9 | Utility - Cost of Equipment | 0 | 0 | 0 | 0 | 0 | 0 | 0 | 0 | 0 | 0 | 0 | 0 | 0 | 0 | 0 | 0 | 0 | 0 | 0 | 0 | 0 | 0 | 0 | 0 | 0 | 0 | 0 | 0 | 0 | 0 | 0 | 0 | 0
F4_Industrial_Other Industrial_Existing_Process_Natural Gas_Process Boiler_E10 | F4 | Industrial | Other Industrial | Existing | Process | Natural Gas | Process Boiler | E10 | Utility - Cost of Equipment | 0 | 0 | 0 | 0 | 0 | 0 | 0 | 0 | 0 | 0 | 0 | 0 | 0 | 0 | 0 | 0 | 0 | 0 | 0 | 0 | 0 | 0 | 0 | 0 | 0 | 0 | 0 | 0 | 0 | 0 | 0 | 0 | 0
F5_Industrial_Other Industrial_Existing_Process_Natural Gas_Process Boiler_E1 | F5 | Industrial | Other Industrial | Existing | Process | Natural Gas | Process Boiler | E1 | Utility - Cost of Operation | 0 | 0 | 0 | 0 | 0 | 0 | 0 | 0 | 0 | 0 | 0 | 0 | 0 | 0 | 0 | 0 | 0 | 0 | 0 | 0 | 0 | 0 | 0 | 0 | 0 | 0 | 0 | 0 | 0 | 0 | 0 | 0 | 0
F5_Industrial_Other Industrial_Existing_Process_Natural Gas_Process Boiler_E2 | F5 | Industrial | Other Industrial | Existing | Process | Natural Gas | Process Boiler | E2 | Utility - Cost of Operation | 0 | 0 | 0 | 0 | 0 | 0 | 0 | 0 | 0 | 0 | 0 | 0 | 0 | 0 | 0 | 0 | 0 | 0 | 0 | 0 | 0 | 0 | 0 | 0 | 0 | 0 | 0 | 0 | 0 | 0 | 0 | 0 | 0
F5_Industrial_Other Industrial_Existing_Process_Natural Gas_Process Boiler_E3 | F5 | Industrial | Other Industrial | Existing | Process | Natural Gas | Process Boiler | E3 | Utility - Cost of Operation | 0 | 0 | 0 | 0 | 0 | 0 | 0 | 0 | 0 | 0 | 0 | 0 | 0 | 0 | 0 | 0 | 0 | 0 | 0 | 0 | 0 | 0 | 0 | 0 | 0 | 0 | 0 | 0 | 0 | 0 | 0 | 0 | 0
F5_Industrial_Other Industrial_Existing_Process_Natural Gas_Process Boiler_E4 | F5 | Industrial | Other Industrial | Existing | Process | Natural Gas | Process Boiler | E4 | Utility - Cost of Operation | 0 | 0 | 0 | 0 | 0 | 0 | 0 | 0 | 0 | 0 | 0 | 0 | 0 | 0 | 0 | 0 | 0 | 0 | 0 | 0 | 0 | 0 | 0 | 0 | 0 | 0 | 0 | 0 | 0 | 0 | 0 | 0 | 0
F5_Industrial_Other Industrial_Existing_Process_Natural Gas_Process Boiler_E5 | F5 | Industrial | Other Industrial | Existing | Process | Natural Gas | Process Boiler | E5 | Utility - Cost of Operation | 0 | 0 | 0 | 0 | 0 | 0 | 0 | 0 | 0 | 0 | 0 | 0 | 0 | 0 | 0 | 0 | 0 | 0 | 0 | 0 | 0 | 0 | 0 | 0 | 0 | 0 | 0 | 0 | 0 | 0 | 0 | 0 | 0
F5_Industrial_Other Industrial_Existing_Process_Natural Gas_Process Boiler_E6 | F5 | Industrial | Other Industrial | Existing | Process | Natural Gas | Process Boiler | E6 | Utility - Cost of Operation | 0 | 0 | 0 | 0 | 0 | 0 | 0 | 0 | 0 | 0 | 0 | 0 | 0 | 0 | 0 | 0 | 0 | 0 | 0 | 0 | 0 | 0 | 0 | 0 | 0 | 0 | 0 | 0 | 0 | 0 | 0 | 0 | 0
F5_Industrial_Other Industrial_Existing_Process_Natural Gas_Process Boiler_E7 | F5 | Industrial | Other Industrial | Existing | Process | Natural Gas | Process Boiler | E7 | Utility - Cost of Operation | 0 | 0 | 0 | 0 | 0 | 0 | 0 | 0 | 0 | 0 | 0 | 0 | 0 | 0 | 0 | 0 | 0 | 0 | 0 | 0 | 0 | 0 | 0 | 0 | 0 | 0 | 0 | 0 | 0 | 0 | 0 | 0 | 0
F5_Industrial_Other Industrial_Existing_Process_Natural Gas_Process Boiler_E8 | F5 | Industrial | Other Industrial | Existing | Process | Natural Gas | Process Boiler | E8 | Utility - Cost of Operation | 0 | 0 | 0 | 0 | 0 | 0 | 0 | 0 | 0 | 0 | 0 | 0 | 0 | 0 | 0 | 0 | 0 | 0 | 0 | 0 | 0 | 0 | 0 | 0 | 0 | 0 | 0 | 0 | 0 | 0 | 0 | 0 | 0
F5_Industrial_Other Industrial_Existing_Process_Natural Gas_Process Boiler_E9 | F5 | Industrial | Other Industrial | Existing | Process | Natural Gas | Process Boiler | E9 | Utility - Cost of Operation | 0 | 0 | 0 | 0 | 0 | 0 | 0 | 0 | 0 | 0 | 0 | 0 | 0 | 0 | 0 | 0 | 0 | 0 | 0 | 0 | 0 | 0 | 0 | 0 | 0 | 0 | 0 | 0 | 0 | 0 | 0 | 0 | 0
F5_Industrial_Other Industrial_Existing_Process_Natural Gas_Process Boiler_E10 | F5 | Industrial | Other Industrial | Existing | Process | Natural Gas | Process Boiler | E10 | Utility - Cost of Operation | 0 | 0 | 0 | 0 | 0 | 0 | 0 | 0 | 0 | 0 | 0 | 0 | 0 | 0 | 0 | 0 | 0 | 0 | 0 | 0 | 0 | 0 | 0 | 0 | 0 | 0 | 0 | 0 | 0 | 0 | 0 | 0 | 0
F6_Industrial_Other Industrial_Existing_Process_Natural Gas_Process Boiler_E1 | F6 | Industrial | Other Industrial | Existing | Process | Natural Gas | Process Boiler | E1 | Utility - Value of Sales | 0 | 0 | 0 | 0 | 0 | 0 | 0 | 0 | 0 | 0 | 0 | 0 | 0 | 0 | 0 | 0 | 0 | 0 | 0 | 0 | 0 | 0 | 0 | 0 | 0 | 0 | 0 | 0 | 0 | 0 | 0 | 0 | 0
F6_Industrial_Other Industrial_Existing_Process_Natural Gas_Process Boiler_E2 | F6 | Industrial | Other Industrial | Existing | Process | Natural Gas | Process Boiler | E2 | Utility - Value of Sales | 0 | 0 | 0 | 0 | 0 | 0 | 0 | 0 | 0 | 0 | 0 | 0 | 0 | 0 | 0 | 0 | 0 | 0 | 0 | 0 | 0 | 0 | 0 | 0 | 0 | 0 | 0 | 0 | 0 | 0 | 0 | 0 | 0
F6_Industrial_Other Industrial_Existing_Process_Natural Gas_Process Boiler_E3 | F6 | Industrial | Other Industrial | Existing | Process | Natural Gas | Process Boiler | E3 | Utility - Value of Sales | 0 | 0 | 0 | 0 | 0 | 0 | 0 | 0 | 0 | 0 | 0 | 0 | 0 | 0 | 0 | 0 | 0 | 0 | 0 | 0 | 0 | 0 | 0 | 0 | 0 | 0 | 0 | 0 | 0 | 0 | 0 | 0 | 0
F6_Industrial_Other Industrial_Existing_Process_Natural Gas_Process Boiler_E4 | F6 | Industrial | Other Industrial | Existing | Process | Natural Gas | Process Boiler | E4 | Utility - Value of Sales | 0 | 0 | 0 | 0 | 0 | 0 | 0 | 0 | 0 | 0 | 0 | 0 | 0 | 0 | 0 | 0 | 0 | 0 | 0 | 0 | 0 | 0 | 0 | 0 | 0 | 0 | 0 | 0 | 0 | 0 | 0 | 0 | 0
F6_Industrial_Other Industrial_Existing_Process_Natural Gas_Process Boiler_E5 | F6 | Industrial | Other Industrial | Existing | Process | Natural Gas | Process Boiler | E5 | Utility - Value of Sales | 0 | 0 | 0 | 0 | 0 | 0 | 0 | 0 | 0 | 0 | 0 | 0 | 0 | 0 | 0 | 0 | 0 | 0 | 0 | 0 | 0 | 0 | 0 | 0 | 0 | 0 | 0 | 0 | 0 | 0 | 0 | 0 | 0
F6_Industrial_Other Industrial_Existing_Process_Natural Gas_Process Boiler_E6 | F6 | Industrial | Other Industrial | Existing | Process | Natural Gas | Process Boiler | E6 | Utility - Value of Sales | 0 | 0 | 0 | 0 | 0 | 0 | 0 | 0 | 0 | 0 | 0 | 0 | 0 | 0 | 0 | 0 | 0 | 0 | 0 | 0 | 0 | 0 | 0 | 0 | 0 | 0 | 0 | 0 | 0 | 0 | 0 | 0 | 0
F6_Industrial_Other Industrial_Existing_Process_Natural Gas_Process Boiler_E7 | F6 | Industrial | Other Industrial | Existing | Process | Natural Gas | Process Boiler | E7 | Utility - Value of Sales | 0 | 0 | 0 | 0 | 0 | 0 | 0 | 0 | 0 | 0 | 0 | 0 | 0 | 0 | 0 | 0 | 0 | 0 | 0 | 0 | 0 | 0 | 0 | 0 | 0 | 0 | 0 | 0 | 0 | 0 | 0 | 0 | 0
F6_Industrial_Other Industrial_Existing_Process_Natural Gas_Process Boiler_E8 | F6 | Industrial | Other Industrial | Existing | Process | Natural Gas | Process Boiler | E8 | Utility - Value of Sales | 0 | 0 | 0 | 0 | 0 | 0 | 0 | 0 | 0 | 0 | 0 | 0 | 0 | 0 | 0 | 0 | 0 | 0 | 0 | 0 | 0 | 0 | 0 | 0 | 0 | 0 | 0 | 0 | 0 | 0 | 0 | 0 | 0
F6_Industrial_Other Industrial_Existing_Process_Natural Gas_Process Boiler_E9 | F6 | Industrial | Other Industrial | Existing | Process | Natural Gas | Process Boiler | E9 | Utility - Value of Sales | 0 | 0 | 0 | 0 | 0 | 0 | 0 | 0 | 0 | 0 | 0 | 0 | 0 | 0 | 0 | 0 | 0 | 0 | 0 | 0 | 0 | 0 | 0 | 0 | 0 | 0 | 0 | 0 | 0 | 0 | 0 | 0 | 0
F6_Industrial_Other Industrial_Existing_Process_Natural Gas_Process Boiler_E10 | F6 | Industrial | Other Industrial | Existing | Process | Natural Gas | Process Boiler | E10 | Utility - Value of Sales | 0 | 0 | 0 | 0 | 0 | 0 | 0 | 0 | 0 | 0 | 0 | 0 | 0 | 0 | 0 | 0 | 0 | 0 | 0 | 0 | 0 | 0 | 0 | 0 | 0 | 0 | 0 | 0 | 0 | 0 | 0 | 0 | 0
F1_Industrial_Other Industrial_Existing_Process_Natural Gas_Process Cooling_E1 | F1 | Industrial | Other Industrial | Existing | Process | Natural Gas | Process Cooling | E1 | RVT - Cost of Equipment | 0 | 0 | 0 | 0 | 0 | 0 | 0 | 0 | 0 | 0 | 0 | 0 | 0 | 0 | 0 | 0 | 0 | 0 | 0 | 0 | 0 | 0 | 0 | 0 | 0 | 0 | 0 | 0 | 0 | 0 | 0 | 0 | 0
F1_Industrial_Other Industrial_Existing_Process_Natural Gas_Process Cooling_E2 | F1 | Industrial | Other Industrial | Existing | Process | Natural Gas | Process Cooling | E2 | RVT - Cost of Equipment | 0 | 0 | 0 | 0 | 0 | 0 | 0 | 0 | 0 | 0 | 0 | 0 | 0 | 0 | 0 | 0 | 0 | 0 | 0 | 0 | 0 | 0 | 0 | 0 | 0 | 0 | 0 | 0 | 0 | 0 | 0 | 0 | 0
F1_Industrial_Other Industrial_Existing_Process_Natural Gas_Process Cooling_E3 | F1 | Industrial | Other Industrial | Existing | Process | Natural Gas | Process Cooling | E3 | RVT - Cost of Equipment | 0 | 0 | 0 | 0 | 0 | 0 | 0 | 0 | 0 | 0 | 0 | 0 | 0 | 0 | 0 | 0 | 0 | 0 | 0 | 0 | 0 | 0 | 0 | 0 | 0 | 0 | 0 | 0 | 0 | 0 | 0 | 0 | 0
F1_Industrial_Other Industrial_Existing_Process_Natural Gas_Process Cooling_E4 | F1 | Industrial | Other Industrial | Existing | Process | Natural Gas | Process Cooling | E4 | RVT - Cost of Equipment | 0 | 0 | 0 | 0 | 0 | 0 | 0 | 0 | 0 | 0 | 0 | 0 | 0 | 0 | 0 | 0 | 0 | 0 | 0 | 0 | 0 | 0 | 0 | 0 | 0 | 0 | 0 | 0 | 0 | 0 | 0 | 0 | 0
F1_Industrial_Other Industrial_Existing_Process_Natural Gas_Process Cooling_E5 | F1 | Industrial | Other Industrial | Existing | Process | Natural Gas | Process Cooling | E5 | RVT - Cost of Equipment | 0 | 0 | 0 | 0 | 0 | 0 | 0 | 0 | 0 | 0 | 0 | 0 | 0 | 0 | 0 | 0 | 0 | 0 | 0 | 0 | 0 | 0 | 0 | 0 | 0 | 0 | 0 | 0 | 0 | 0 | 0 | 0 | 0
F1_Industrial_Other Industrial_Existing_Process_Natural Gas_Process Cooling_E6 | F1 | Industrial | Other Industrial | Existing | Process | Natural Gas | Process Cooling | E6 | RVT - Cost of Equipment | 0 | 0 | 0 | 0 | 0 | 0 | 0 | 0 | 0 | 0 | 0 | 0 | 0 | 0 | 0 | 0 | 0 | 0 | 0 | 0 | 0 | 0 | 0 | 0 | 0 | 0 | 0 | 0 | 0 | 0 | 0 | 0 | 0
F1_Industrial_Other Industrial_Existing_Process_Natural Gas_Process Cooling_E7 | F1 | Industrial | Other Industrial | Existing | Process | Natural Gas | Process Cooling | E7 | RVT - Cost of Equipment | 0 | 0 | 0 | 0 | 0 | 0 | 0 | 0 | 0 | 0 | 0 | 0 | 0 | 0 | 0 | 0 | 0 | 0 | 0 | 0 | 0 | 0 | 0 | 0 | 0 | 0 | 0 | 0 | 0 | 0 | 0 | 0 | 0
F1_Industrial_Other Industrial_Existing_Process_Natural Gas_Process Cooling_E8 | F1 | Industrial | Other Industrial | Existing | Process | Natural Gas | Process Cooling | E8 | RVT - Cost of Equipment | 0 | 0 | 0 | 0 | 0 | 0 | 0 | 0 | 0 | 0 | 0 | 0 | 0 | 0 | 0 | 0 | 0 | 0 | 0 | 0 | 0 | 0 | 0 | 0 | 0 | 0 | 0 | 0 | 0 | 0 | 0 | 0 | 0
F1_Industrial_Other Industrial_Existing_Process_Natural Gas_Process Cooling_E9 | F1 | Industrial | Other Industrial | Existing | Process | Natural Gas | Process Cooling | E9 | RVT - Cost of Equipment | 0 | 0 | 0 | 0 | 0 | 0 | 0 | 0 | 0 | 0 | 0 | 0 | 0 | 0 | 0 | 0 | 0 | 0 | 0 | 0 | 0 | 0 | 0 | 0 | 0 | 0 | 0 | 0 | 0 | 0 | 0 | 0 | 0
F1_Industrial_Other Industrial_Existing_Process_Natural Gas_Process Cooling_E10 | F1 | Industrial | Other Industrial | Existing | Process | Natural Gas | Process Cooling | E10 | RVT - Cost of Equipment | 0 | 0 | 0 | 0 | 0 | 0 | 0 | 0 | 0 | 0 | 0 | 0 | 0 | 0 | 0 | 0 | 0 | 0 | 0 | 0 | 0 | 0 | 0 | 0 | 0 | 0 | 0 | 0 | 0 | 0 | 0 | 0 | 0
F2_Industrial_Other Industrial_Existing_Process_Natural Gas_Process Cooling_E1 | F2 | Industrial | Other Industrial | Existing | Process | Natural Gas | Process Cooling | E1 | RVT - Cost of Operation | 0 | 0 | 0 | 0 | 0 | 0 | 0 | 0 | 0 | 0 | 0 | 0 | 0 | 0 | 0 | 0 | 0 | 0 | 0 | 0 | 0 | 0 | 0 | 0 | 0 | 0 | 0 | 0 | 0 | 0 | 0 | 0 | 0
F2_Industrial_Other Industrial_Existing_Process_Natural Gas_Process Cooling_E2 | F2 | Industrial | Other Industrial | Existing | Process | Natural Gas | Process Cooling | E2 | RVT - Cost of Operation | 0 | 0 | 0 | 0 | 0 | 0 | 0 | 0 | 0 | 0 | 0 | 0 | 0 | 0 | 0 | 0 | 0 | 0 | 0 | 0 | 0 | 0 | 0 | 0 | 0 | 0 | 0 | 0 | 0 | 0 | 0 | 0 | 0
F2_Industrial_Other Industrial_Existing_Process_Natural Gas_Process Cooling_E3 | F2 | Industrial | Other Industrial | Existing | Process | Natural Gas | Process Cooling | E3 | RVT - Cost of Operation | 0 | 0 | 0 | 0 | 0 | 0 | 0 | 0 | 0 | 0 | 0 | 0 | 0 | 0 | 0 | 0 | 0 | 0 | 0 | 0 | 0 | 0 | 0 | 0 | 0 | 0 | 0 | 0 | 0 | 0 | 0 | 0 | 0
F2_Industrial_Other Industrial_Existing_Process_Natural Gas_Process Cooling_E4 | F2 | Industrial | Other Industrial | Existing | Process | Natural Gas | Process Cooling | E4 | RVT - Cost of Operation | 0 | 0 | 0 | 0 | 0 | 0 | 0 | 0 | 0 | 0 | 0 | 0 | 0 | 0 | 0 | 0 | 0 | 0 | 0 | 0 | 0 | 0 | 0 | 0 | 0 | 0 | 0 | 0 | 0 | 0 | 0 | 0 | 0
F2_Industrial_Other Industrial_Existing_Process_Natural Gas_Process Cooling_E5 | F2 | Industrial | Other Industrial | Existing | Process | Natural Gas | Process Cooling | E5 | RVT - Cost of Operation | 0 | 0 | 0 | 0 | 0 | 0 | 0 | 0 | 0 | 0 | 0 | 0 | 0 | 0 | 0 | 0 | 0 | 0 | 0 | 0 | 0 | 0 | 0 | 0 | 0 | 0 | 0 | 0 | 0 | 0 | 0 | 0 | 0
F2_Industrial_Other Industrial_Existing_Process_Natural Gas_Process Cooling_E6 | F2 | Industrial | Other Industrial | Existing | Process | Natural Gas | Process Cooling | E6 | RVT - Cost of Operation | 0 | 0 | 0 | 0 | 0 | 0 | 0 | 0 | 0 | 0 | 0 | 0 | 0 | 0 | 0 | 0 | 0 | 0 | 0 | 0 | 0 | 0 | 0 | 0 | 0 | 0 | 0 | 0 | 0 | 0 | 0 | 0 | 0
F2_Industrial_Other Industrial_Existing_Process_Natural Gas_Process Cooling_E7 | F2 | Industrial | Other Industrial | Existing | Process | Natural Gas | Process Cooling | E7 | RVT - Cost of Operation | 0 | 0 | 0 | 0 | 0 | 0 | 0 | 0 | 0 | 0 | 0 | 0 | 0 | 0 | 0 | 0 | 0 | 0 | 0 | 0 | 0 | 0 | 0 | 0 | 0 | 0 | 0 | 0 | 0 | 0 | 0 | 0 | 0
F2_Industrial_Other Industrial_Existing_Process_Natural Gas_Process Cooling_E8 | F2 | Industrial | Other Industrial | Existing | Process | Natural Gas | Process Cooling | E8 | RVT - Cost of Operation | 0 | 0 | 0 | 0 | 0 | 0 | 0 | 0 | 0 | 0 | 0 | 0 | 0 | 0 | 0 | 0 | 0 | 0 | 0 | 0 | 0 | 0 | 0 | 0 | 0 | 0 | 0 | 0 | 0 | 0 | 0 | 0 | 0
F2_Industrial_Other Industrial_Existing_Process_Natural Gas_Process Cooling_E9 | F2 | Industrial | Other Industrial | Existing | Process | Natural Gas | Process Cooling | E9 | RVT - Cost of Operation | 0 | 0 | 0 | 0 | 0 | 0 | 0 | 0 | 0 | 0 | 0 | 0 | 0 | 0 | 0 | 0 | 0 | 0 | 0 | 0 | 0 | 0 | 0 | 0 | 0 | 0 | 0 | 0 | 0 | 0 | 0 | 0 | 0
F2_Industrial_Other Industrial_Existing_Process_Natural Gas_Process Cooling_E10 | F2 | Industrial | Other Industrial | Existing | Process | Natural Gas | Process Cooling | E10 | RVT - Cost of Operation | 0 | 0 | 0 | 0 | 0 | 0 | 0 | 0 | 0 | 0 | 0 | 0 | 0 | 0 | 0 | 0 | 0 | 0 | 0 | 0 | 0 | 0 | 0 | 0 | 0 | 0 | 0 | 0 | 0 | 0 | 0 | 0 | 0
F3_Industrial_Other Industrial_Existing_Process_Natural Gas_Process Cooling_E1 | F3 | Industrial | Other Industrial | Existing | Process | Natural Gas | Process Cooling | E1 | System - kBTUs of Consumption | 0 | 0 | 0 | 0 | 0 | 0 | 0 | 0 | 0 | 0 | 0 | 0 | 0 | 0 | 0 | 0 | 0 | 0 | 0 | 0 | 0 | 0 | 0 | 0 | 0 | 0 | 0 | 0 | 0 | 0 | 0 | 0 | 0
F3_Industrial_Other Industrial_Existing_Process_Natural Gas_Process Cooling_E2 | F3 | Industrial | Other Industrial | Existing | Process | Natural Gas | Process Cooling | E2 | System - kBTUs of Consumption | 0 | 0 | 0 | 0 | 0 | 0 | 0 | 0 | 0 | 0 | 0 | 0 | 0 | 0 | 0 | 0 | 0 | 0 | 0 | 0 | 0 | 0 | 0 | 0 | 0 | 0 | 0 | 0 | 0 | 0 | 0 | 0 | 0
F3_Industrial_Other Industrial_Existing_Process_Natural Gas_Process Cooling_E3 | F3 | Industrial | Other Industrial | Existing | Process | Natural Gas | Process Cooling | E3 | System - kBTUs of Consumption | 0 | 0 | 0 | 0 | 0 | 0 | 0 | 0 | 0 | 0 | 0 | 0 | 0 | 0 | 0 | 0 | 0 | 0 | 0 | 0 | 0 | 0 | 0 | 0 | 0 | 0 | 0 | 0 | 0 | 0 | 0 | 0 | 0
F3_Industrial_Other Industrial_Existing_Process_Natural Gas_Process Cooling_E4 | F3 | Industrial | Other Industrial | Existing | Process | Natural Gas | Process Cooling | E4 | System - kBTUs of Consumption | 0 | 0 | 0 | 0 | 0 | 0 | 0 | 0 | 0 | 0 | 0 | 0 | 0 | 0 | 0 | 0 | 0 | 0 | 0 | 0 | 0 | 0 | 0 | 0 | 0 | 0 | 0 | 0 | 0 | 0 | 0 | 0 | 0
F3_Industrial_Other Industrial_Existing_Process_Natural Gas_Process Cooling_E5 | F3 | Industrial | Other Industrial | Existing | Process | Natural Gas | Process Cooling | E5 | System - kBTUs of Consumption | 0 | 0 | 0 | 0 | 0 | 0 | 0 | 0 | 0 | 0 | 0 | 0 | 0 | 0 | 0 | 0 | 0 | 0 | 0 | 0 | 0 | 0 | 0 | 0 | 0 | 0 | 0 | 0 | 0 | 0 | 0 | 0 | 0
F3_Industrial_Other Industrial_Existing_Process_Natural Gas_Process Cooling_E6 | F3 | Industrial | Other Industrial | Existing | Process | Natural Gas | Process Cooling | E6 | System - kBTUs of Consumption | 0 | 0 | 0 | 0 | 0 | 0 | 0 | 0 | 0 | 0 | 0 | 0 | 0 | 0 | 0 | 0 | 0 | 0 | 0 | 0 | 0 | 0 | 0 | 0 | 0 | 0 | 0 | 0 | 0 | 0 | 0 | 0 | 0
F3_Industrial_Other Industrial_Existing_Process_Natural Gas_Process Cooling_E7 | F3 | Industrial | Other Industrial | Existing | Process | Natural Gas | Process Cooling | E7 | System - kBTUs of Consumption | 0 | 0 | 0 | 0 | 0 | 0 | 0 | 0 | 0 | 0 | 0 | 0 | 0 | 0 | 0 | 0 | 0 | 0 | 0 | 0 | 0 | 0 | 0 | 0 | 0 | 0 | 0 | 0 | 0 | 0 | 0 | 0 | 0
F3_Industrial_Other Industrial_Existing_Process_Natural Gas_Process Cooling_E8 | F3 | Industrial | Other Industrial | Existing | Process | Natural Gas | Process Cooling | E8 | System - kBTUs of Consumption | 0 | 0 | 0 | 0 | 0 | 0 | 0 | 0 | 0 | 0 | 0 | 0 | 0 | 0 | 0 | 0 | 0 | 0 | 0 | 0 | 0 | 0 | 0 | 0 | 0 | 0 | 0 | 0 | 0 | 0 | 0 | 0 | 0
F3_Industrial_Other Industrial_Existing_Process_Natural Gas_Process Cooling_E9 | F3 | Industrial | Other Industrial | Existing | Process | Natural Gas | Process Cooling | E9 | System - kBTUs of Consumption | 0 | 0 | 0 | 0 | 0 | 0 | 0 | 0 | 0 | 0 | 0 | 0 | 0 | 0 | 0 | 0 | 0 | 0 | 0 | 0 | 0 | 0 | 0 | 0 | 0 | 0 | 0 | 0 | 0 | 0 | 0 | 0 | 0
F3_Industrial_Other Industrial_Existing_Process_Natural Gas_Process Cooling_E10 | F3 | Industrial | Other Industrial | Existing | Process | Natural Gas | Process Cooling | E10 | System - kBTUs of Consumption | 0 | 0 | 0 | 0 | 0 | 0 | 0 | 0 | 0 | 0 | 0 | 0 | 0 | 0 | 0 | 0 | 0 | 0 | 0 | 0 | 0 | 0 | 0 | 0 | 0 | 0 | 0 | 0 | 0 | 0 | 0 | 0 | 0
F4_Industrial_Other Industrial_Existing_Process_Natural Gas_Process Cooling_E1 | F4 | Industrial | Other Industrial | Existing | Process | Natural Gas | Process Cooling | E1 | Utility - Cost of Equipment | 0 | 0 | 0 | 0 | 0 | 0 | 0 | 0 | 0 | 0 | 0 | 0 | 0 | 0 | 0 | 0 | 0 | 0 | 0 | 0 | 0 | 0 | 0 | 0 | 0 | 0 | 0 | 0 | 0 | 0 | 0 | 0 | 0
F4_Industrial_Other Industrial_Existing_Process_Natural Gas_Process Cooling_E2 | F4 | Industrial | Other Industrial | Existing | Process | Natural Gas | Process Cooling | E2 | Utility - Cost of Equipment | 0 | 0 | 0 | 0 | 0 | 0 | 0 | 0 | 0 | 0 | 0 | 0 | 0 | 0 | 0 | 0 | 0 | 0 | 0 | 0 | 0 | 0 | 0 | 0 | 0 | 0 | 0 | 0 | 0 | 0 | 0 | 0 | 0
F4_Industrial_Other Industrial_Existing_Process_Natural Gas_Process Cooling_E3 | F4 | Industrial | Other Industrial | Existing | Process | Natural Gas | Process Cooling | E3 | Utility - Cost of Equipment | 0 | 0 | 0 | 0 | 0 | 0 | 0 | 0 | 0 | 0 | 0 | 0 | 0 | 0 | 0 | 0 | 0 | 0 | 0 | 0 | 0 | 0 | 0 | 0 | 0 | 0 | 0 | 0 | 0 | 0 | 0 | 0 | 0
F4_Industrial_Other Industrial_Existing_Process_Natural Gas_Process Cooling_E4 | F4 | Industrial | Other Industrial | Existing | Process | Natural Gas | Process Cooling | E4 | Utility - Cost of Equipment | 0 | 0 | 0 | 0 | 0 | 0 | 0 | 0 | 0 | 0 | 0 | 0 | 0 | 0 | 0 | 0 | 0 | 0 | 0 | 0 | 0 | 0 | 0 | 0 | 0 | 0 | 0 | 0 | 0 | 0 | 0 | 0 | 0
F4_Industrial_Other Industrial_Existing_Process_Natural Gas_Process Cooling_E5 | F4 | Industrial | Other Industrial | Existing | Process | Natural Gas | Process Cooling | E5 | Utility - Cost of Equipment | 0 | 0 | 0 | 0 | 0 | 0 | 0 | 0 | 0 | 0 | 0 | 0 | 0 | 0 | 0 | 0 | 0 | 0 | 0 | 0 | 0 | 0 | 0 | 0 | 0 | 0 | 0 | 0 | 0 | 0 | 0 | 0 | 0
F4_Industrial_Other Industrial_Existing_Process_Natural Gas_Process Cooling_E6 | F4 | Industrial | Other Industrial | Existing | Process | Natural Gas | Process Cooling | E6 | Utility - Cost of Equipment | 0 | 0 | 0 | 0 | 0 | 0 | 0 | 0 | 0 | 0 | 0 | 0 | 0 | 0 | 0 | 0 | 0 | 0 | 0 | 0 | 0 | 0 | 0 | 0 | 0 | 0 | 0 | 0 | 0 | 0 | 0 | 0 | 0
F4_Industrial_Other Industrial_Existing_Process_Natural Gas_Process Cooling_E7 | F4 | Industrial | Other Industrial | Existing | Process | Natural Gas | Process Cooling | E7 | Utility - Cost of Equipment | 0 | 0 | 0 | 0 | 0 | 0 | 0 | 0 | 0 | 0 | 0 | 0 | 0 | 0 | 0 | 0 | 0 | 0 | 0 | 0 | 0 | 0 | 0 | 0 | 0 | 0 | 0 | 0 | 0 | 0 | 0 | 0 | 0
F4_Industrial_Other Industrial_Existing_Process_Natural Gas_Process Cooling_E8 | F4 | Industrial | Other Industrial | Existing | Process | Natural Gas | Process Cooling | E8 | Utility - Cost of Equipment | 0 | 0 | 0 | 0 | 0 | 0 | 0 | 0 | 0 | 0 | 0 | 0 | 0 | 0 | 0 | 0 | 0 | 0 | 0 | 0 | 0 | 0 | 0 | 0 | 0 | 0 | 0 | 0 | 0 | 0 | 0 | 0 | 0
F4_Industrial_Other Industrial_Existing_Process_Natural Gas_Process Cooling_E9 | F4 | Industrial | Other Industrial | Existing | Process | Natural Gas | Process Cooling | E9 | Utility - Cost of Equipment | 0 | 0 | 0 | 0 | 0 | 0 | 0 | 0 | 0 | 0 | 0 | 0 | 0 | 0 | 0 | 0 | 0 | 0 | 0 | 0 | 0 | 0 | 0 | 0 | 0 | 0 | 0 | 0 | 0 | 0 | 0 | 0 | 0
F4_Industrial_Other Industrial_Existing_Process_Natural Gas_Process Cooling_E10 | F4 | Industrial | Other Industrial | Existing | Process | Natural Gas | Process Cooling | E10 | Utility - Cost of Equipment | 0 | 0 | 0 | 0 | 0 | 0 | 0 | 0 | 0 | 0 | 0 | 0 | 0 | 0 | 0 | 0 | 0 | 0 | 0 | 0 | 0 | 0 | 0 | 0 | 0 | 0 | 0 | 0 | 0 | 0 | 0 | 0 | 0
F5_Industrial_Other Industrial_Existing_Process_Natural Gas_Process Cooling_E1 | F5 | Industrial | Other Industrial | Existing | Process | Natural Gas | Process Cooling | E1 | Utility - Cost of Operation | 0 | 0 | 0 | 0 | 0 | 0 | 0 | 0 | 0 | 0 | 0 | 0 | 0 | 0 | 0 | 0 | 0 | 0 | 0 | 0 | 0 | 0 | 0 | 0 | 0 | 0 | 0 | 0 | 0 | 0 | 0 | 0 | 0
F5_Industrial_Other Industrial_Existing_Process_Natural Gas_Process Cooling_E2 | F5 | Industrial | Other Industrial | Existing | Process | Natural Gas | Process Cooling | E2 | Utility - Cost of Operation | 0 | 0 | 0 | 0 | 0 | 0 | 0 | 0 | 0 | 0 | 0 | 0 | 0 | 0 | 0 | 0 | 0 | 0 | 0 | 0 | 0 | 0 | 0 | 0 | 0 | 0 | 0 | 0 | 0 | 0 | 0 | 0 | 0
F5_Industrial_Other Industrial_Existing_Process_Natural Gas_Process Cooling_E3 | F5 | Industrial | Other Industrial | Existing | Process | Natural Gas | Process Cooling | E3 | Utility - Cost of Operation | 0 | 0 | 0 | 0 | 0 | 0 | 0 | 0 | 0 | 0 | 0 | 0 | 0 | 0 | 0 | 0 | 0 | 0 | 0 | 0 | 0 | 0 | 0 | 0 | 0 | 0 | 0 | 0 | 0 | 0 | 0 | 0 | 0
F5_Industrial_Other Industrial_Existing_Process_Natural Gas_Process Cooling_E4 | F5 | Industrial | Other Industrial | Existing | Process | Natural Gas | Process Cooling | E4 | Utility - Cost of Operation | 0 | 0 | 0 | 0 | 0 | 0 | 0 | 0 | 0 | 0 | 0 | 0 | 0 | 0 | 0 | 0 | 0 | 0 | 0 | 0 | 0 | 0 | 0 | 0 | 0 | 0 | 0 | 0 | 0 | 0 | 0 | 0 | 0
F5_Industrial_Other Industrial_Existing_Process_Natural Gas_Process Cooling_E5 | F5 | Industrial | Other Industrial | Existing | Process | Natural Gas | Process Cooling | E5 | Utility - Cost of Operation | 0 | 0 | 0 | 0 | 0 | 0 | 0 | 0 | 0 | 0 | 0 | 0 | 0 | 0 | 0 | 0 | 0 | 0 | 0 | 0 | 0 | 0 | 0 | 0 | 0 | 0 | 0 | 0 | 0 | 0 | 0 | 0 | 0
F5_Industrial_Other Industrial_Existing_Process_Natural Gas_Process Cooling_E6 | F5 | Industrial | Other Industrial | Existing | Process | Natural Gas | Process Cooling | E6 | Utility - Cost of Operation | 0 | 0 | 0 | 0 | 0 | 0 | 0 | 0 | 0 | 0 | 0 | 0 | 0 | 0 | 0 | 0 | 0 | 0 | 0 | 0 | 0 | 0 | 0 | 0 | 0 | 0 | 0 | 0 | 0 | 0 | 0 | 0 | 0
F5_Industrial_Other Industrial_Existing_Process_Natural Gas_Process Cooling_E7 | F5 | Industrial | Other Industrial | Existing | Process | Natural Gas | Process Cooling | E7 | Utility - Cost of Operation | 0 | 0 | 0 | 0 | 0 | 0 | 0 | 0 | 0 | 0 | 0 | 0 | 0 | 0 | 0 | 0 | 0 | 0 | 0 | 0 | 0 | 0 | 0 | 0 | 0 | 0 | 0 | 0 | 0 | 0 | 0 | 0 | 0
F5_Industrial_Other Industrial_Existing_Process_Natural Gas_Process Cooling_E8 | F5 | Industrial | Other Industrial | Existing | Process | Natural Gas | Process Cooling | E8 | Utility - Cost of Operation | 0 | 0 | 0 | 0 | 0 | 0 | 0 | 0 | 0 | 0 | 0 | 0 | 0 | 0 | 0 | 0 | 0 | 0 | 0 | 0 | 0 | 0 | 0 | 0 | 0 | 0 | 0 | 0 | 0 | 0 | 0 | 0 | 0
F5_Industrial_Other Industrial_Existing_Process_Natural Gas_Process Cooling_E9 | F5 | Industrial | Other Industrial | Existing | Process | Natural Gas | Process Cooling | E9 | Utility - Cost of Operation | 0 | 0 | 0 | 0 | 0 | 0 | 0 | 0 | 0 | 0 | 0 | 0 | 0 | 0 | 0 | 0 | 0 | 0 | 0 | 0 | 0 | 0 | 0 | 0 | 0 | 0 | 0 | 0 | 0 | 0 | 0 | 0 | 0
F5_Industrial_Other Industrial_Existing_Process_Natural Gas_Process Cooling_E10 | F5 | Industrial | Other Industrial | Existing | Process | Natural Gas | Process Cooling | E10 | Utility - Cost of Operation | 0 | 0 | 0 | 0 | 0 | 0 | 0 | 0 | 0 | 0 | 0 | 0 | 0 | 0 | 0 | 0 | 0 | 0 | 0 | 0 | 0 | 0 | 0 | 0 | 0 | 0 | 0 | 0 | 0 | 0 | 0 | 0 | 0
F6_Industrial_Other Industrial_Existing_Process_Natural Gas_Process Cooling_E1 | F6 | Industrial | Other Industrial | Existing | Process | Natural Gas | Process Cooling | E1 | Utility - Value of Sales | 0 | 0 | 0 | 0 | 0 | 0 | 0 | 0 | 0 | 0 | 0 | 0 | 0 | 0 | 0 | 0 | 0 | 0 | 0 | 0 | 0 | 0 | 0 | 0 | 0 | 0 | 0 | 0 | 0 | 0 | 0 | 0 | 0
F6_Industrial_Other Industrial_Existing_Process_Natural Gas_Process Cooling_E2 | F6 | Industrial | Other Industrial | Existing | Process | Natural Gas | Process Cooling | E2 | Utility - Value of Sales | 0 | 0 | 0 | 0 | 0 | 0 | 0 | 0 | 0 | 0 | 0 | 0 | 0 | 0 | 0 | 0 | 0 | 0 | 0 | 0 | 0 | 0 | 0 | 0 | 0 | 0 | 0 | 0 | 0 | 0 | 0 | 0 | 0
F6_Industrial_Other Industrial_Existing_Process_Natural Gas_Process Cooling_E3 | F6 | Industrial | Other Industrial | Existing | Process | Natural Gas | Process Cooling | E3 | Utility - Value of Sales | 0 | 0 | 0 | 0 | 0 | 0 | 0 | 0 | 0 | 0 | 0 | 0 | 0 | 0 | 0 | 0 | 0 | 0 | 0 | 0 | 0 | 0 | 0 | 0 | 0 | 0 | 0 | 0 | 0 | 0 | 0 | 0 | 0
F6_Industrial_Other Industrial_Existing_Process_Natural Gas_Process Cooling_E4 | F6 | Industrial | Other Industrial | Existing | Process | Natural Gas | Process Cooling | E4 | Utility - Value of Sales | 0 | 0 | 0 | 0 | 0 | 0 | 0 | 0 | 0 | 0 | 0 | 0 | 0 | 0 | 0 | 0 | 0 | 0 | 0 | 0 | 0 | 0 | 0 | 0 | 0 | 0 | 0 | 0 | 0 | 0 | 0 | 0 | 0
F6_Industrial_Other Industrial_Existing_Process_Natural Gas_Process Cooling_E5 | F6 | Industrial | Other Industrial | Existing | Process | Natural Gas | Process Cooling | E5 | Utility - Value of Sales | 0 | 0 | 0 | 0 | 0 | 0 | 0 | 0 | 0 | 0 | 0 | 0 | 0 | 0 | 0 | 0 | 0 | 0 | 0 | 0 | 0 | 0 | 0 | 0 | 0 | 0 | 0 | 0 | 0 | 0 | 0 | 0 | 0
F6_Industrial_Other Industrial_Existing_Process_Natural Gas_Process Cooling_E6 | F6 | Industrial | Other Industrial | Existing | Process | Natural Gas | Process Cooling | E6 | Utility - Value of Sales | 0 | 0 | 0 | 0 | 0 | 0 | 0 | 0 | 0 | 0 | 0 | 0 | 0 | 0 | 0 | 0 | 0 | 0 | 0 | 0 | 0 | 0 | 0 | 0 | 0 | 0 | 0 | 0 | 0 | 0 | 0 | 0 | 0
F6_Industrial_Other Industrial_Existing_Process_Natural Gas_Process Cooling_E7 | F6 | Industrial | Other Industrial | Existing | Process | Natural Gas | Process Cooling | E7 | Utility - Value of Sales | 0 | 0 | 0 | 0 | 0 | 0 | 0 | 0 | 0 | 0 | 0 | 0 | 0 | 0 | 0 | 0 | 0 | 0 | 0 | 0 | 0 | 0 | 0 | 0 | 0 | 0 | 0 | 0 | 0 | 0 | 0 | 0 | 0
F6_Industrial_Other Industrial_Existing_Process_Natural Gas_Process Cooling_E8 | F6 | Industrial | Other Industrial | Existing | Process | Natural Gas | Process Cooling | E8 | Utility - Value of Sales | 0 | 0 | 0 | 0 | 0 | 0 | 0 | 0 | 0 | 0 | 0 | 0 | 0 | 0 | 0 | 0 | 0 | 0 | 0 | 0 | 0 | 0 | 0 | 0 | 0 | 0 | 0 | 0 | 0 | 0 | 0 | 0 | 0
F6_Industrial_Other Industrial_Existing_Process_Natural Gas_Process Cooling_E9 | F6 | Industrial | Other Industrial | Existing | Process | Natural Gas | Process Cooling | E9 | Utility - Value of Sales | 0 | 0 | 0 | 0 | 0 | 0 | 0 | 0 | 0 | 0 | 0 | 0 | 0 | 0 | 0 | 0 | 0 | 0 | 0 | 0 | 0 | 0 | 0 | 0 | 0 | 0 | 0 | 0 | 0 | 0 | 0 | 0 | 0
F6_Industrial_Other Industrial_Existing_Process_Natural Gas_Process Cooling_E10 | F6 | Industrial | Other Industrial | Existing | Process | Natural Gas | Process Cooling | E10 | Utility - Value of Sales | 0 | 0 | 0 | 0 | 0 | 0 | 0 | 0 | 0 | 0 | 0 | 0 | 0 | 0 | 0 | 0 | 0 | 0 | 0 | 0 | 0 | 0 | 0 | 0 | 0 | 0 | 0 | 0 | 0 | 0 | 0 | 0 | 0
F1_Industrial_Other Industrial_Existing_Process_Natural Gas_Other Process_E1 | F1 | Industrial | Other Industrial | Existing | Process | Natural Gas | Other Process | E1 | RVT - Cost of Equipment | 0 | 0 | 0 | 0 | 0 | 0 | 0 | 0 | 0 | 0 | 0 | 0 | 0 | 0 | 0 | 0 | 0 | 0 | 0 | 0 | 0 | 0 | 0 | 0 | 0 | 0 | 0 | 0 | 0 | 0 | 0 | 0 | 0
F1_Industrial_Other Industrial_Existing_Process_Natural Gas_Other Process_E2 | F1 | Industrial | Other Industrial | Existing | Process | Natural Gas | Other Process | E2 | RVT - Cost of Equipment | 0 | 0 | 0 | 0 | 0 | 0 | 0 | 0 | 0 | 0 | 0 | 0 | 0 | 0 | 0 | 0 | 0 | 0 | 0 | 0 | 0 | 0 | 0 | 0 | 0 | 0 | 0 | 0 | 0 | 0 | 0 | 0 | 0
F1_Industrial_Other Industrial_Existing_Process_Natural Gas_Other Process_E3 | F1 | Industrial | Other Industrial | Existing | Process | Natural Gas | Other Process | E3 | RVT - Cost of Equipment | 0 | 0 | 0 | 0 | 0 | 0 | 0 | 0 | 0 | 0 | 0 | 0 | 0 | 0 | 0 | 0 | 0 | 0 | 0 | 0 | 0 | 0 | 0 | 0 | 0 | 0 | 0 | 0 | 0 | 0 | 0 | 0 | 0
F1_Industrial_Other Industrial_Existing_Process_Natural Gas_Other Process_E4 | F1 | Industrial | Other Industrial | Existing | Process | Natural Gas | Other Process | E4 | RVT - Cost of Equipment | 0 | 0 | 0 | 0 | 0 | 0 | 0 | 0 | 0 | 0 | 0 | 0 | 0 | 0 | 0 | 0 | 0 | 0 | 0 | 0 | 0 | 0 | 0 | 0 | 0 | 0 | 0 | 0 | 0 | 0 | 0 | 0 | 0
F1_Industrial_Other Industrial_Existing_Process_Natural Gas_Other Process_E5 | F1 | Industrial | Other Industrial | Existing | Process | Natural Gas | Other Process | E5 | RVT - Cost of Equipment | 0 | 0 | 0 | 0 | 0 | 0 | 0 | 0 | 0 | 0 | 0 | 0 | 0 | 0 | 0 | 0 | 0 | 0 | 0 | 0 | 0 | 0 | 0 | 0 | 0 | 0 | 0 | 0 | 0 | 0 | 0 | 0 | 0
F1_Industrial_Other Industrial_Existing_Process_Natural Gas_Other Process_E6 | F1 | Industrial | Other Industrial | Existing | Process | Natural Gas | Other Process | E6 | RVT - Cost of Equipment | 0 | 0 | 0 | 0 | 0 | 0 | 0 | 0 | 0 | 0 | 0 | 0 | 0 | 0 | 0 | 0 | 0 | 0 | 0 | 0 | 0 | 0 | 0 | 0 | 0 | 0 | 0 | 0 | 0 | 0 | 0 | 0 | 0
F1_Industrial_Other Industrial_Existing_Process_Natural Gas_Other Process_E7 | F1 | Industrial | Other Industrial | Existing | Process | Natural Gas | Other Process | E7 | RVT - Cost of Equipment | 0 | 0 | 0 | 0 | 0 | 0 | 0 | 0 | 0 | 0 | 0 | 0 | 0 | 0 | 0 | 0 | 0 | 0 | 0 | 0 | 0 | 0 | 0 | 0 | 0 | 0 | 0 | 0 | 0 | 0 | 0 | 0 | 0
F1_Industrial_Other Industrial_Existing_Process_Natural Gas_Other Process_E8 | F1 | Industrial | Other Industrial | Existing | Process | Natural Gas | Other Process | E8 | RVT - Cost of Equipment | 0 | 0 | 0 | 0 | 0 | 0 | 0 | 0 | 0 | 0 | 0 | 0 | 0 | 0 | 0 | 0 | 0 | 0 | 0 | 0 | 0 | 0 | 0 | 0 | 0 | 0 | 0 | 0 | 0 | 0 | 0 | 0 | 0
F1_Industrial_Other Industrial_Existing_Process_Natural Gas_Other Process_E9 | F1 | Industrial | Other Industrial | Existing | Process | Natural Gas | Other Process | E9 | RVT - Cost of Equipment | 0 | 0 | 0 | 0 | 0 | 0 | 0 | 0 | 0 | 0 | 0 | 0 | 0 | 0 | 0 | 0 | 0 | 0 | 0 | 0 | 0 | 0 | 0 | 0 | 0 | 0 | 0 | 0 | 0 | 0 | 0 | 0 | 0
F1_Industrial_Other Industrial_Existing_Process_Natural Gas_Other Process_E10 | F1 | Industrial | Other Industrial | Existing | Process | Natural Gas | Other Process | E10 | RVT - Cost of Equipment | 0 | 0 | 0 | 0 | 0 | 0 | 0 | 0 | 0 | 0 | 0 | 0 | 0 | 0 | 0 | 0 | 0 | 0 | 0 | 0 | 0 | 0 | 0 | 0 | 0 | 0 | 0 | 0 | 0 | 0 | 0 | 0 | 0
F2_Industrial_Other Industrial_Existing_Process_Natural Gas_Other Process_E1 | F2 | Industrial | Other Industrial | Existing | Process | Natural Gas | Other Process | E1 | RVT - Cost of Operation | 0 | 0 | 0 | 0 | 0 | 0 | 0 | 0 | 0 | 0 | 0 | 0 | 0 | 0 | 0 | 0 | 0 | 0 | 0 | 0 | 0 | 0 | 0 | 0 | 0 | 0 | 0 | 0 | 0 | 0 | 0 | 0 | 0
F2_Industrial_Other Industrial_Existing_Process_Natural Gas_Other Process_E2 | F2 | Industrial | Other Industrial | Existing | Process | Natural Gas | Other Process | E2 | RVT - Cost of Operation | 0 | 0 | 0 | 0 | 0 | 0 | 0 | 0 | 0 | 0 | 0 | 0 | 0 | 0 | 0 | 0 | 0 | 0 | 0 | 0 | 0 | 0 | 0 | 0 | 0 | 0 | 0 | 0 | 0 | 0 | 0 | 0 | 0
F2_Industrial_Other Industrial_Existing_Process_Natural Gas_Other Process_E3 | F2 | Industrial | Other Industrial | Existing | Process | Natural Gas | Other Process | E3 | RVT - Cost of Operation | 0 | 0 | 0 | 0 | 0 | 0 | 0 | 0 | 0 | 0 | 0 | 0 | 0 | 0 | 0 | 0 | 0 | 0 | 0 | 0 | 0 | 0 | 0 | 0 | 0 | 0 | 0 | 0 | 0 | 0 | 0 | 0 | 0
F2_Industrial_Other Industrial_Existing_Process_Natural Gas_Other Process_E4 | F2 | Industrial | Other Industrial | Existing | Process | Natural Gas | Other Process | E4 | RVT - Cost of Operation | 0 | 0 | 0 | 0 | 0 | 0 | 0 | 0 | 0 | 0 | 0 | 0 | 0 | 0 | 0 | 0 | 0 | 0 | 0 | 0 | 0 | 0 | 0 | 0 | 0 | 0 | 0 | 0 | 0 | 0 | 0 | 0 | 0
F2_Industrial_Other Industrial_Existing_Process_Natural Gas_Other Process_E5 | F2 | Industrial | Other Industrial | Existing | Process | Natural Gas | Other Process | E5 | RVT - Cost of Operation | 0 | 0 | 0 | 0 | 0 | 0 | 0 | 0 | 0 | 0 | 0 | 0 | 0 | 0 | 0 | 0 | 0 | 0 | 0 | 0 | 0 | 0 | 0 | 0 | 0 | 0 | 0 | 0 | 0 | 0 | 0 | 0 | 0
F2_Industrial_Other Industrial_Existing_Process_Natural Gas_Other Process_E6 | F2 | Industrial | Other Industrial | Existing | Process | Natural Gas | Other Process | E6 | RVT - Cost of Operation | 0 | 0 | 0 | 0 | 0 | 0 | 0 | 0 | 0 | 0 | 0 | 0 | 0 | 0 | 0 | 0 | 0 | 0 | 0 | 0 | 0 | 0 | 0 | 0 | 0 | 0 | 0 | 0 | 0 | 0 | 0 | 0 | 0
F2_Industrial_Other Industrial_Existing_Process_Natural Gas_Other Process_E7 | F2 | Industrial | Other Industrial | Existing | Process | Natural Gas | Other Process | E7 | RVT - Cost of Operation | 0 | 0 | 0 | 0 | 0 | 0 | 0 | 0 | 0 | 0 | 0 | 0 | 0 | 0 | 0 | 0 | 0 | 0 | 0 | 0 | 0 | 0 | 0 | 0 | 0 | 0 | 0 | 0 | 0 | 0 | 0 | 0 | 0
F2_Industrial_Other Industrial_Existing_Process_Natural Gas_Other Process_E8 | F2 | Industrial | Other Industrial | Existing | Process | Natural Gas | Other Process | E8 | RVT - Cost of Operation | 0 | 0 | 0 | 0 | 0 | 0 | 0 | 0 | 0 | 0 | 0 | 0 | 0 | 0 | 0 | 0 | 0 | 0 | 0 | 0 | 0 | 0 | 0 | 0 | 0 | 0 | 0 | 0 | 0 | 0 | 0 | 0 | 0
F2_Industrial_Other Industrial_Existing_Process_Natural Gas_Other Process_E9 | F2 | Industrial | Other Industrial | Existing | Process | Natural Gas | Other Process | E9 | RVT - Cost of Operation | 0 | 0 | 0 | 0 | 0 | 0 | 0 | 0 | 0 | 0 | 0 | 0 | 0 | 0 | 0 | 0 | 0 | 0 | 0 | 0 | 0 | 0 | 0 | 0 | 0 | 0 | 0 | 0 | 0 | 0 | 0 | 0 | 0
F2_Industrial_Other Industrial_Existing_Process_Natural Gas_Other Process_E10 | F2 | Industrial | Other Industrial | Existing | Process | Natural Gas | Other Process | E10 | RVT - Cost of Operation | 0 | 0 | 0 | 0 | 0 | 0 | 0 | 0 | 0 | 0 | 0 | 0 | 0 | 0 | 0 | 0 | 0 | 0 | 0 | 0 | 0 | 0 | 0 | 0 | 0 | 0 | 0 | 0 | 0 | 0 | 0 | 0 | 0
F3_Industrial_Other Industrial_Existing_Process_Natural Gas_Other Process_E1 | F3 | Industrial | Other Industrial | Existing | Process | Natural Gas | Other Process | E1 | System - kBTUs of Consumption | 0 | 0 | 0 | 0 | 0 | 0 | 0 | 0 | 0 | 0 | 0 | 0 | 0 | 0 | 0 | 0 | 0 | 0 | 0 | 0 | 0 | 0 | 0 | 0 | 0 | 0 | 0 | 0 | 0 | 0 | 0 | 0 | 0
F3_Industrial_Other Industrial_Existing_Process_Natural Gas_Other Process_E2 | F3 | Industrial | Other Industrial | Existing | Process | Natural Gas | Other Process | E2 | System - kBTUs of Consumption | 0 | 0 | 0 | 0 | 0 | 0 | 0 | 0 | 0 | 0 | 0 | 0 | 0 | 0 | 0 | 0 | 0 | 0 | 0 | 0 | 0 | 0 | 0 | 0 | 0 | 0 | 0 | 0 | 0 | 0 | 0 | 0 | 0
F3_Industrial_Other Industrial_Existing_Process_Natural Gas_Other Process_E3 | F3 | Industrial | Other Industrial | Existing | Process | Natural Gas | Other Process | E3 | System - kBTUs of Consumption | 0 | 0 | 0 | 0 | 0 | 0 | 0 | 0 | 0 | 0 | 0 | 0 | 0 | 0 | 0 | 0 | 0 | 0 | 0 | 0 | 0 | 0 | 0 | 0 | 0 | 0 | 0 | 0 | 0 | 0 | 0 | 0 | 0
F3_Industrial_Other Industrial_Existing_Process_Natural Gas_Other Process_E4 | F3 | Industrial | Other Industrial | Existing | Process | Natural Gas | Other Process | E4 | System - kBTUs of Consumption | 0 | 0 | 0 | 0 | 0 | 0 | 0 | 0 | 0 | 0 | 0 | 0 | 0 | 0 | 0 | 0 | 0 | 0 | 0 | 0 | 0 | 0 | 0 | 0 | 0 | 0 | 0 | 0 | 0 | 0 | 0 | 0 | 0
F3_Industrial_Other Industrial_Existing_Process_Natural Gas_Other Process_E5 | F3 | Industrial | Other Industrial | Existing | Process | Natural Gas | Other Process | E5 | System - kBTUs of Consumption | 0 | 0 | 0 | 0 | 0 | 0 | 0 | 0 | 0 | 0 | 0 | 0 | 0 | 0 | 0 | 0 | 0 | 0 | 0 | 0 | 0 | 0 | 0 | 0 | 0 | 0 | 0 | 0 | 0 | 0 | 0 | 0 | 0
F3_Industrial_Other Industrial_Existing_Process_Natural Gas_Other Process_E6 | F3 | Industrial | Other Industrial | Existing | Process | Natural Gas | Other Process | E6 | System - kBTUs of Consumption | 0 | 0 | 0 | 0 | 0 | 0 | 0 | 0 | 0 | 0 | 0 | 0 | 0 | 0 | 0 | 0 | 0 | 0 | 0 | 0 | 0 | 0 | 0 | 0 | 0 | 0 | 0 | 0 | 0 | 0 | 0 | 0 | 0
F3_Industrial_Other Industrial_Existing_Process_Natural Gas_Other Process_E7 | F3 | Industrial | Other Industrial | Existing | Process | Natural Gas | Other Process | E7 | System - kBTUs of Consumption | 0 | 0 | 0 | 0 | 0 | 0 | 0 | 0 | 0 | 0 | 0 | 0 | 0 | 0 | 0 | 0 | 0 | 0 | 0 | 0 | 0 | 0 | 0 | 0 | 0 | 0 | 0 | 0 | 0 | 0 | 0 | 0 | 0
F3_Industrial_Other Industrial_Existing_Process_Natural Gas_Other Process_E8 | F3 | Industrial | Other Industrial | Existing | Process | Natural Gas | Other Process | E8 | System - kBTUs of Consumption | 0 | 0 | 0 | 0 | 0 | 0 | 0 | 0 | 0 | 0 | 0 | 0 | 0 | 0 | 0 | 0 | 0 | 0 | 0 | 0 | 0 | 0 | 0 | 0 | 0 | 0 | 0 | 0 | 0 | 0 | 0 | 0 | 0
F3_Industrial_Other Industrial_Existing_Process_Natural Gas_Other Process_E9 | F3 | Industrial | Other Industrial | Existing | Process | Natural Gas | Other Process | E9 | System - kBTUs of Consumption | 0 | 0 | 0 | 0 | 0 | 0 | 0 | 0 | 0 | 0 | 0 | 0 | 0 | 0 | 0 | 0 | 0 | 0 | 0 | 0 | 0 | 0 | 0 | 0 | 0 | 0 | 0 | 0 | 0 | 0 | 0 | 0 | 0
F3_Industrial_Other Industrial_Existing_Process_Natural Gas_Other Process_E10 | F3 | Industrial | Other Industrial | Existing | Process | Natural Gas | Other Process | E10 | System - kBTUs of Consumption | 0 | 0 | 0 | 0 | 0 | 0 | 0 | 0 | 0 | 0 | 0 | 0 | 0 | 0 | 0 | 0 | 0 | 0 | 0 | 0 | 0 | 0 | 0 | 0 | 0 | 0 | 0 | 0 | 0 | 0 | 0 | 0 | 0
F4_Industrial_Other Industrial_Existing_Process_Natural Gas_Other Process_E1 | F4 | Industrial | Other Industrial | Existing | Process | Natural Gas | Other Process | E1 | Utility - Cost of Equipment | 0 | 0 | 0 | 0 | 0 | 0 | 0 | 0 | 0 | 0 | 0 | 0 | 0 | 0 | 0 | 0 | 0 | 0 | 0 | 0 | 0 | 0 | 0 | 0 | 0 | 0 | 0 | 0 | 0 | 0 | 0 | 0 | 0
F4_Industrial_Other Industrial_Existing_Process_Natural Gas_Other Process_E2 | F4 | Industrial | Other Industrial | Existing | Process | Natural Gas | Other Process | E2 | Utility - Cost of Equipment | 0 | 0 | 0 | 0 | 0 | 0 | 0 | 0 | 0 | 0 | 0 | 0 | 0 | 0 | 0 | 0 | 0 | 0 | 0 | 0 | 0 | 0 | 0 | 0 | 0 | 0 | 0 | 0 | 0 | 0 | 0 | 0 | 0
F4_Industrial_Other Industrial_Existing_Process_Natural Gas_Other Process_E3 | F4 | Industrial | Other Industrial | Existing | Process | Natural Gas | Other Process | E3 | Utility - Cost of Equipment | 0 | 0 | 0 | 0 | 0 | 0 | 0 | 0 | 0 | 0 | 0 | 0 | 0 | 0 | 0 | 0 | 0 | 0 | 0 | 0 | 0 | 0 | 0 | 0 | 0 | 0 | 0 | 0 | 0 | 0 | 0 | 0 | 0
F4_Industrial_Other Industrial_Existing_Process_Natural Gas_Other Process_E4 | F4 | Industrial | Other Industrial | Existing | Process | Natural Gas | Other Process | E4 | Utility - Cost of Equipment | 0 | 0 | 0 | 0 | 0 | 0 | 0 | 0 | 0 | 0 | 0 | 0 | 0 | 0 | 0 | 0 | 0 | 0 | 0 | 0 | 0 | 0 | 0 | 0 | 0 | 0 | 0 | 0 | 0 | 0 | 0 | 0 | 0
F4_Industrial_Other Industrial_Existing_Process_Natural Gas_Other Process_E5 | F4 | Industrial | Other Industrial | Existing | Process | Natural Gas | Other Process | E5 | Utility - Cost of Equipment | 0 | 0 | 0 | 0 | 0 | 0 | 0 | 0 | 0 | 0 | 0 | 0 | 0 | 0 | 0 | 0 | 0 | 0 | 0 | 0 | 0 | 0 | 0 | 0 | 0 | 0 | 0 | 0 | 0 | 0 | 0 | 0 | 0
F4_Industrial_Other Industrial_Existing_Process_Natural Gas_Other Process_E6 | F4 | Industrial | Other Industrial | Existing | Process | Natural Gas | Other Process | E6 | Utility - Cost of Equipment | 0 | 0 | 0 | 0 | 0 | 0 | 0 | 0 | 0 | 0 | 0 | 0 | 0 | 0 | 0 | 0 | 0 | 0 | 0 | 0 | 0 | 0 | 0 | 0 | 0 | 0 | 0 | 0 | 0 | 0 | 0 | 0 | 0
F4_Industrial_Other Industrial_Existing_Process_Natural Gas_Other Process_E7 | F4 | Industrial | Other Industrial | Existing | Process | Natural Gas | Other Process | E7 | Utility - Cost of Equipment | 0 | 0 | 0 | 0 | 0 | 0 | 0 | 0 | 0 | 0 | 0 | 0 | 0 | 0 | 0 | 0 | 0 | 0 | 0 | 0 | 0 | 0 | 0 | 0 | 0 | 0 | 0 | 0 | 0 | 0 | 0 | 0 | 0
F4_Industrial_Other Industrial_Existing_Process_Natural Gas_Other Process_E8 | F4 | Industrial | Other Industrial | Existing | Process | Natural Gas | Other Process | E8 | Utility - Cost of Equipment | 0 | 0 | 0 | 0 | 0 | 0 | 0 | 0 | 0 | 0 | 0 | 0 | 0 | 0 | 0 | 0 | 0 | 0 | 0 | 0 | 0 | 0 | 0 | 0 | 0 | 0 | 0 | 0 | 0 | 0 | 0 | 0 | 0
F4_Industrial_Other Industrial_Existing_Process_Natural Gas_Other Process_E9 | F4 | Industrial | Other Industrial | Existing | Process | Natural Gas | Other Process | E9 | Utility - Cost of Equipment | 0 | 0 | 0 | 0 | 0 | 0 | 0 | 0 | 0 | 0 | 0 | 0 | 0 | 0 | 0 | 0 | 0 | 0 | 0 | 0 | 0 | 0 | 0 | 0 | 0 | 0 | 0 | 0 | 0 | 0 | 0 | 0 | 0
F4_Industrial_Other Industrial_Existing_Process_Natural Gas_Other Process_E10 | F4 | Industrial | Other Industrial | Existing | Process | Natural Gas | Other Process | E10 | Utility - Cost of Equipment | 0 | 0 | 0 | 0 | 0 | 0 | 0 | 0 | 0 | 0 | 0 | 0 | 0 | 0 | 0 | 0 | 0 | 0 | 0 | 0 | 0 | 0 | 0 | 0 | 0 | 0 | 0 | 0 | 0 | 0 | 0 | 0 | 0
F5_Industrial_Other Industrial_Existing_Process_Natural Gas_Other Process_E1 | F5 | Industrial | Other Industrial | Existing | Process | Natural Gas | Other Process | E1 | Utility - Cost of Operation | 0 | 0 | 0 | 0 | 0 | 0 | 0 | 0 | 0 | 0 | 0 | 0 | 0 | 0 | 0 | 0 | 0 | 0 | 0 | 0 | 0 | 0 | 0 | 0 | 0 | 0 | 0 | 0 | 0 | 0 | 0 | 0 | 0
F5_Industrial_Other Industrial_Existing_Process_Natural Gas_Other Process_E2 | F5 | Industrial | Other Industrial | Existing | Process | Natural Gas | Other Process | E2 | Utility - Cost of Operation | 0 | 0 | 0 | 0 | 0 | 0 | 0 | 0 | 0 | 0 | 0 | 0 | 0 | 0 | 0 | 0 | 0 | 0 | 0 | 0 | 0 | 0 | 0 | 0 | 0 | 0 | 0 | 0 | 0 | 0 | 0 | 0 | 0
F5_Industrial_Other Industrial_Existing_Process_Natural Gas_Other Process_E3 | F5 | Industrial | Other Industrial | Existing | Process | Natural Gas | Other Process | E3 | Utility - Cost of Operation | 0 | 0 | 0 | 0 | 0 | 0 | 0 | 0 | 0 | 0 | 0 | 0 | 0 | 0 | 0 | 0 | 0 | 0 | 0 | 0 | 0 | 0 | 0 | 0 | 0 | 0 | 0 | 0 | 0 | 0 | 0 | 0 | 0
F5_Industrial_Other Industrial_Existing_Process_Natural Gas_Other Process_E4 | F5 | Industrial | Other Industrial | Existing | Process | Natural Gas | Other Process | E4 | Utility - Cost of Operation | 0 | 0 | 0 | 0 | 0 | 0 | 0 | 0 | 0 | 0 | 0 | 0 | 0 | 0 | 0 | 0 | 0 | 0 | 0 | 0 | 0 | 0 | 0 | 0 | 0 | 0 | 0 | 0 | 0 | 0 | 0 | 0 | 0
F5_Industrial_Other Industrial_Existing_Process_Natural Gas_Other Process_E5 | F5 | Industrial | Other Industrial | Existing | Process | Natural Gas | Other Process | E5 | Utility - Cost of Operation | 0 | 0 | 0 | 0 | 0 | 0 | 0 | 0 | 0 | 0 | 0 | 0 | 0 | 0 | 0 | 0 | 0 | 0 | 0 | 0 | 0 | 0 | 0 | 0 | 0 | 0 | 0 | 0 | 0 | 0 | 0 | 0 | 0
F5_Industrial_Other Industrial_Existing_Process_Natural Gas_Other Process_E6 | F5 | Industrial | Other Industrial | Existing | Process | Natural Gas | Other Process | E6 | Utility - Cost of Operation | 0 | 0 | 0 | 0 | 0 | 0 | 0 | 0 | 0 | 0 | 0 | 0 | 0 | 0 | 0 | 0 | 0 | 0 | 0 | 0 | 0 | 0 | 0 | 0 | 0 | 0 | 0 | 0 | 0 | 0 | 0 | 0 | 0
F5_Industrial_Other Industrial_Existing_Process_Natural Gas_Other Process_E7 | F5 | Industrial | Other Industrial | Existing | Process | Natural Gas | Other Process | E7 | Utility - Cost of Operation | 0 | 0 | 0 | 0 | 0 | 0 | 0 | 0 | 0 | 0 | 0 | 0 | 0 | 0 | 0 | 0 | 0 | 0 | 0 | 0 | 0 | 0 | 0 | 0 | 0 | 0 | 0 | 0 | 0 | 0 | 0 | 0 | 0
F5_Industrial_Other Industrial_Existing_Process_Natural Gas_Other Process_E8 | F5 | Industrial | Other Industrial | Existing | Process | Natural Gas | Other Process | E8 | Utility - Cost of Operation | 0 | 0 | 0 | 0 | 0 | 0 | 0 | 0 | 0 | 0 | 0 | 0 | 0 | 0 | 0 | 0 | 0 | 0 | 0 | 0 | 0 | 0 | 0 | 0 | 0 | 0 | 0 | 0 | 0 | 0 | 0 | 0 | 0
F5_Industrial_Other Industrial_Existing_Process_Natural Gas_Other Process_E9 | F5 | Industrial | Other Industrial | Existing | Process | Natural Gas | Other Process | E9 | Utility - Cost of Operation | 0 | 0 | 0 | 0 | 0 | 0 | 0 | 0 | 0 | 0 | 0 | 0 | 0 | 0 | 0 | 0 | 0 | 0 | 0 | 0 | 0 | 0 | 0 | 0 | 0 | 0 | 0 | 0 | 0 | 0 | 0 | 0 | 0
F5_Industrial_Other Industrial_Existing_Process_Natural Gas_Other Process_E10 | F5 | Industrial | Other Industrial | Existing | Process | Natural Gas | Other Process | E10 | Utility - Cost of Operation | 0 | 0 | 0 | 0 | 0 | 0 | 0 | 0 | 0 | 0 | 0 | 0 | 0 | 0 | 0 | 0 | 0 | 0 | 0 | 0 | 0 | 0 | 0 | 0 | 0 | 0 | 0 | 0 | 0 | 0 | 0 | 0 | 0
F6_Industrial_Other Industrial_Existing_Process_Natural Gas_Other Process_E1 | F6 | Industrial | Other Industrial | Existing | Process | Natural Gas | Other Process | E1 | Utility - Value of Sales | 0 | 0 | 0 | 0 | 0 | 0 | 0 | 0 | 0 | 0 | 0 | 0 | 0 | 0 | 0 | 0 | 0 | 0 | 0 | 0 | 0 | 0 | 0 | 0 | 0 | 0 | 0 | 0 | 0 | 0 | 0 | 0 | 0
F6_Industrial_Other Industrial_Existing_Process_Natural Gas_Other Process_E2 | F6 | Industrial | Other Industrial | Existing | Process | Natural Gas | Other Process | E2 | Utility - Value of Sales | 0 | 0 | 0 | 0 | 0 | 0 | 0 | 0 | 0 | 0 | 0 | 0 | 0 | 0 | 0 | 0 | 0 | 0 | 0 | 0 | 0 | 0 | 0 | 0 | 0 | 0 | 0 | 0 | 0 | 0 | 0 | 0 | 0
F6_Industrial_Other Industrial_Existing_Process_Natural Gas_Other Process_E3 | F6 | Industrial | Other Industrial | Existing | Process | Natural Gas | Other Process | E3 | Utility - Value of Sales | 0 | 0 | 0 | 0 | 0 | 0 | 0 | 0 | 0 | 0 | 0 | 0 | 0 | 0 | 0 | 0 | 0 | 0 | 0 | 0 | 0 | 0 | 0 | 0 | 0 | 0 | 0 | 0 | 0 | 0 | 0 | 0 | 0
F6_Industrial_Other Industrial_Existing_Process_Natural Gas_Other Process_E4 | F6 | Industrial | Other Industrial | Existing | Process | Natural Gas | Other Process | E4 | Utility - Value of Sales | 0 | 0 | 0 | 0 | 0 | 0 | 0 | 0 | 0 | 0 | 0 | 0 | 0 | 0 | 0 | 0 | 0 | 0 | 0 | 0 | 0 | 0 | 0 | 0 | 0 | 0 | 0 | 0 | 0 | 0 | 0 | 0 | 0
F6_Industrial_Other Industrial_Existing_Process_Natural Gas_Other Process_E5 | F6 | Industrial | Other Industrial | Existing | Process | Natural Gas | Other Process | E5 | Utility - Value of Sales | 0 | 0 | 0 | 0 | 0 | 0 | 0 | 0 | 0 | 0 | 0 | 0 | 0 | 0 | 0 | 0 | 0 | 0 | 0 | 0 | 0 | 0 | 0 | 0 | 0 | 0 | 0 | 0 | 0 | 0 | 0 | 0 | 0
F6_Industrial_Other Industrial_Existing_Process_Natural Gas_Other Process_E6 | F6 | Industrial | Other Industrial | Existing | Process | Natural Gas | Other Process | E6 | Utility - Value of Sales | 0 | 0 | 0 | 0 | 0 | 0 | 0 | 0 | 0 | 0 | 0 | 0 | 0 | 0 | 0 | 0 | 0 | 0 | 0 | 0 | 0 | 0 | 0 | 0 | 0 | 0 | 0 | 0 | 0 | 0 | 0 | 0 | 0
F6_Industrial_Other Industrial_Existing_Process_Natural Gas_Other Process_E7 | F6 | Industrial | Other Industrial | Existing | Process | Natural Gas | Other Process | E7 | Utility - Value of Sales | 0 | 0 | 0 | 0 | 0 | 0 | 0 | 0 | 0 | 0 | 0 | 0 | 0 | 0 | 0 | 0 | 0 | 0 | 0 | 0 | 0 | 0 | 0 | 0 | 0 | 0 | 0 | 0 | 0 | 0 | 0 | 0 | 0
F6_Industrial_Other Industrial_Existing_Process_Natural Gas_Other Process_E8 | F6 | Industrial | Other Industrial | Existing | Process | Natural Gas | Other Process | E8 | Utility - Value of Sales | 0 | 0 | 0 | 0 | 0 | 0 | 0 | 0 | 0 | 0 | 0 | 0 | 0 | 0 | 0 | 0 | 0 | 0 | 0 | 0 | 0 | 0 | 0 | 0 | 0 | 0 | 0 | 0 | 0 | 0 | 0 | 0 | 0
F6_Industrial_Other Industrial_Existing_Process_Natural Gas_Other Process_E9 | F6 | Industrial | Other Industrial | Existing | Process | Natural Gas | Other Process | E9 | Utility - Value of Sales | 0 | 0 | 0 | 0 | 0 | 0 | 0 | 0 | 0 | 0 | 0 | 0 | 0 | 0 | 0 | 0 | 0 | 0 | 0 | 0 | 0 | 0 | 0 | 0 | 0 | 0 | 0 | 0 | 0 | 0 | 0 | 0 | 0
F6_Industrial_Other Industrial_Existing_Process_Natural Gas_Other Process_E10 | F6 | Industrial | Other Industrial | Existing | Process | Natural Gas | Other Process | E10 | Utility - Value of Sales | 0 | 0 | 0 | 0 | 0 | 0 | 0 | 0 | 0 | 0 | 0 | 0 | 0 | 0 | 0 | 0 | 0 | 0 | 0 | 0 | 0 | 0 | 0 | 0 | 0 | 0 | 0 | 0 | 0 | 0 | 0 | 0 | 0
F1_Industrial_Other Industrial_Existing_Miscellaneous_Natural Gas_Miscellaneous_E1 | F1 | Industrial | Other Industrial | Existing | Miscellaneous | Natural Gas | Miscellaneous | E1 | RVT - Cost of Equipment | 0 | 0 | 0 | 0 | 0 | 0 | 0 | 0 | 0 | 0 | 0 | 0 | 0 | 0 | 0 | 0 | 0 | 0 | 0 | 0 | 0 | 0 | 0 | 0 | 0 | 0 | 0 | 0 | 0 | 0 | 0 | 0 | 0
F1_Industrial_Other Industrial_Existing_Miscellaneous_Natural Gas_Miscellaneous_E2 | F1 | Industrial | Other Industrial | Existing | Miscellaneous | Natural Gas | Miscellaneous | E2 | RVT - Cost of Equipment | 0 | 0 | 0 | 0 | 0 | 0 | 0 | 0 | 0 | 0 | 0 | 0 | 0 | 0 | 0 | 0 | 0 | 0 | 0 | 0 | 0 | 0 | 0 | 0 | 0 | 0 | 0 | 0 | 0 | 0 | 0 | 0 | 0
F1_Industrial_Other Industrial_Existing_Miscellaneous_Natural Gas_Miscellaneous_E3 | F1 | Industrial | Other Industrial | Existing | Miscellaneous | Natural Gas | Miscellaneous | E3 | RVT - Cost of Equipment | 0 | 0 | 0 | 0 | 0 | 0 | 0 | 0 | 0 | 0 | 0 | 0 | 0 | 0 | 0 | 0 | 0 | 0 | 0 | 0 | 0 | 0 | 0 | 0 | 0 | 0 | 0 | 0 | 0 | 0 | 0 | 0 | 0
F1_Industrial_Other Industrial_Existing_Miscellaneous_Natural Gas_Miscellaneous_E4 | F1 | Industrial | Other Industrial | Existing | Miscellaneous | Natural Gas | Miscellaneous | E4 | RVT - Cost of Equipment | 0 | 0 | 0 | 0 | 0 | 0 | 0 | 0 | 0 | 0 | 0 | 0 | 0 | 0 | 0 | 0 | 0 | 0 | 0 | 0 | 0 | 0 | 0 | 0 | 0 | 0 | 0 | 0 | 0 | 0 | 0 | 0 | 0
F1_Industrial_Other Industrial_Existing_Miscellaneous_Natural Gas_Miscellaneous_E5 | F1 | Industrial | Other Industrial | Existing | Miscellaneous | Natural Gas | Miscellaneous | E5 | RVT - Cost of Equipment | 0 | 0 | 0 | 0 | 0 | 0 | 0 | 0 | 0 | 0 | 0 | 0 | 0 | 0 | 0 | 0 | 0 | 0 | 0 | 0 | 0 | 0 | 0 | 0 | 0 | 0 | 0 | 0 | 0 | 0 | 0 | 0 | 0
F1_Industrial_Other Industrial_Existing_Miscellaneous_Natural Gas_Miscellaneous_E6 | F1 | Industrial | Other Industrial | Existing | Miscellaneous | Natural Gas | Miscellaneous | E6 | RVT - Cost of Equipment | 0 | 0 | 0 | 0 | 0 | 0 | 0 | 0 | 0 | 0 | 0 | 0 | 0 | 0 | 0 | 0 | 0 | 0 | 0 | 0 | 0 | 0 | 0 | 0 | 0 | 0 | 0 | 0 | 0 | 0 | 0 | 0 | 0
F1_Industrial_Other Industrial_Existing_Miscellaneous_Natural Gas_Miscellaneous_E7 | F1 | Industrial | Other Industrial | Existing | Miscellaneous | Natural Gas | Miscellaneous | E7 | RVT - Cost of Equipment | 0 | 0 | 0 | 0 | 0 | 0 | 0 | 0 | 0 | 0 | 0 | 0 | 0 | 0 | 0 | 0 | 0 | 0 | 0 | 0 | 0 | 0 | 0 | 0 | 0 | 0 | 0 | 0 | 0 | 0 | 0 | 0 | 0
F1_Industrial_Other Industrial_Existing_Miscellaneous_Natural Gas_Miscellaneous_E8 | F1 | Industrial | Other Industrial | Existing | Miscellaneous | Natural Gas | Miscellaneous | E8 | RVT - Cost of Equipment | 0 | 0 | 0 | 0 | 0 | 0 | 0 | 0 | 0 | 0 | 0 | 0 | 0 | 0 | 0 | 0 | 0 | 0 | 0 | 0 | 0 | 0 | 0 | 0 | 0 | 0 | 0 | 0 | 0 | 0 | 0 | 0 | 0
F1_Industrial_Other Industrial_Existing_Miscellaneous_Natural Gas_Miscellaneous_E9 | F1 | Industrial | Other Industrial | Existing | Miscellaneous | Natural Gas | Miscellaneous | E9 | RVT - Cost of Equipment | 0 | 0 | 0 | 0 | 0 | 0 | 0 | 0 | 0 | 0 | 0 | 0 | 0 | 0 | 0 | 0 | 0 | 0 | 0 | 0 | 0 | 0 | 0 | 0 | 0 | 0 | 0 | 0 | 0 | 0 | 0 | 0 | 0
F1_Industrial_Other Industrial_Existing_Miscellaneous_Natural Gas_Miscellaneous_E10 | F1 | Industrial | Other Industrial | Existing | Miscellaneous | Natural Gas | Miscellaneous | E10 | RVT - Cost of Equipment | 0 | 0 | 0 | 0 | 0 | 0 | 0 | 0 | 0 | 0 | 0 | 0 | 0 | 0 | 0 | 0 | 0 | 0 | 0 | 0 | 0 | 0 | 0 | 0 | 0 | 0 | 0 | 0 | 0 | 0 | 0 | 0 | 0
F2_Industrial_Other Industrial_Existing_Miscellaneous_Natural Gas_Miscellaneous_E1 | F2 | Industrial | Other Industrial | Existing | Miscellaneous | Natural Gas | Miscellaneous | E1 | RVT - Cost of Operation | 0 | 0 | 0 | 0 | 0 | 0 | 0 | 0 | 0 | 0 | 0 | 0 | 0 | 0 | 0 | 0 | 0 | 0 | 0 | 0 | 0 | 0 | 0 | 0 | 0 | 0 | 0 | 0 | 0 | 0 | 0 | 0 | 0
F2_Industrial_Other Industrial_Existing_Miscellaneous_Natural Gas_Miscellaneous_E2 | F2 | Industrial | Other Industrial | Existing | Miscellaneous | Natural Gas | Miscellaneous | E2 | RVT - Cost of Operation | 0 | 0 | 0 | 0 | 0 | 0 | 0 | 0 | 0 | 0 | 0 | 0 | 0 | 0 | 0 | 0 | 0 | 0 | 0 | 0 | 0 | 0 | 0 | 0 | 0 | 0 | 0 | 0 | 0 | 0 | 0 | 0 | 0
F2_Industrial_Other Industrial_Existing_Miscellaneous_Natural Gas_Miscellaneous_E3 | F2 | Industrial | Other Industrial | Existing | Miscellaneous | Natural Gas | Miscellaneous | E3 | RVT - Cost of Operation | 0 | 0 | 0 | 0 | 0 | 0 | 0 | 0 | 0 | 0 | 0 | 0 | 0 | 0 | 0 | 0 | 0 | 0 | 0 | 0 | 0 | 0 | 0 | 0 | 0 | 0 | 0 | 0 | 0 | 0 | 0 | 0 | 0
F2_Industrial_Other Industrial_Existing_Miscellaneous_Natural Gas_Miscellaneous_E4 | F2 | Industrial | Other Industrial | Existing | Miscellaneous | Natural Gas | Miscellaneous | E4 | RVT - Cost of Operation | 0 | 0 | 0 | 0 | 0 | 0 | 0 | 0 | 0 | 0 | 0 | 0 | 0 | 0 | 0 | 0 | 0 | 0 | 0 | 0 | 0 | 0 | 0 | 0 | 0 | 0 | 0 | 0 | 0 | 0 | 0 | 0 | 0
F2_Industrial_Other Industrial_Existing_Miscellaneous_Natural Gas_Miscellaneous_E5 | F2 | Industrial | Other Industrial | Existing | Miscellaneous | Natural Gas | Miscellaneous | E5 | RVT - Cost of Operation | 0 | 0 | 0 | 0 | 0 | 0 | 0 | 0 | 0 | 0 | 0 | 0 | 0 | 0 | 0 | 0 | 0 | 0 | 0 | 0 | 0 | 0 | 0 | 0 | 0 | 0 | 0 | 0 | 0 | 0 | 0 | 0 | 0
F2_Industrial_Other Industrial_Existing_Miscellaneous_Natural Gas_Miscellaneous_E6 | F2 | Industrial | Other Industrial | Existing | Miscellaneous | Natural Gas | Miscellaneous | E6 | RVT - Cost of Operation | 0 | 0 | 0 | 0 | 0 | 0 | 0 | 0 | 0 | 0 | 0 | 0 | 0 | 0 | 0 | 0 | 0 | 0 | 0 | 0 | 0 | 0 | 0 | 0 | 0 | 0 | 0 | 0 | 0 | 0 | 0 | 0 | 0
F2_Industrial_Other Industrial_Existing_Miscellaneous_Natural Gas_Miscellaneous_E7 | F2 | Industrial | Other Industrial | Existing | Miscellaneous | Natural Gas | Miscellaneous | E7 | RVT - Cost of Operation | 0 | 0 | 0 | 0 | 0 | 0 | 0 | 0 | 0 | 0 | 0 | 0 | 0 | 0 | 0 | 0 | 0 | 0 | 0 | 0 | 0 | 0 | 0 | 0 | 0 | 0 | 0 | 0 | 0 | 0 | 0 | 0 | 0
F2_Industrial_Other Industrial_Existing_Miscellaneous_Natural Gas_Miscellaneous_E8 | F2 | Industrial | Other Industrial | Existing | Miscellaneous | Natural Gas | Miscellaneous | E8 | RVT - Cost of Operation | 0 | 0 | 0 | 0 | 0 | 0 | 0 | 0 | 0 | 0 | 0 | 0 | 0 | 0 | 0 | 0 | 0 | 0 | 0 | 0 | 0 | 0 | 0 | 0 | 0 | 0 | 0 | 0 | 0 | 0 | 0 | 0 | 0
F2_Industrial_Other Industrial_Existing_Miscellaneous_Natural Gas_Miscellaneous_E9 | F2 | Industrial | Other Industrial | Existing | Miscellaneous | Natural Gas | Miscellaneous | E9 | RVT - Cost of Operation | 0 | 0 | 0 | 0 | 0 | 0 | 0 | 0 | 0 | 0 | 0 | 0 | 0 | 0 | 0 | 0 | 0 | 0 | 0 | 0 | 0 | 0 | 0 | 0 | 0 | 0 | 0 | 0 | 0 | 0 | 0 | 0 | 0
F2_Industrial_Other Industrial_Existing_Miscellaneous_Natural Gas_Miscellaneous_E10 | F2 | Industrial | Other Industrial | Existing | Miscellaneous | Natural Gas | Miscellaneous | E10 | RVT - Cost of Operation | 0 | 0 | 0 | 0 | 0 | 0 | 0 | 0 | 0 | 0 | 0 | 0 | 0 | 0 | 0 | 0 | 0 | 0 | 0 | 0 | 0 | 0 | 0 | 0 | 0 | 0 | 0 | 0 | 0 | 0 | 0 | 0 | 0
F3_Industrial_Other Industrial_Existing_Miscellaneous_Natural Gas_Miscellaneous_E1 | F3 | Industrial | Other Industrial | Existing | Miscellaneous | Natural Gas | Miscellaneous | E1 | System - kBTUs of Consumption | 0 | 0 | 0 | 0 | 0 | 0 | 0 | 0 | 0 | 0 | 0 | 0 | 0 | 0 | 0 | 0 | 0 | 0 | 0 | 0 | 0 | 0 | 0 | 0 | 0 | 0 | 0 | 0 | 0 | 0 | 0 | 0 | 0
F3_Industrial_Other Industrial_Existing_Miscellaneous_Natural Gas_Miscellaneous_E2 | F3 | Industrial | Other Industrial | Existing | Miscellaneous | Natural Gas | Miscellaneous | E2 | System - kBTUs of Consumption | 0 | 0 | 0 | 0 | 0 | 0 | 0 | 0 | 0 | 0 | 0 | 0 | 0 | 0 | 0 | 0 | 0 | 0 | 0 | 0 | 0 | 0 | 0 | 0 | 0 | 0 | 0 | 0 | 0 | 0 | 0 | 0 | 0
F3_Industrial_Other Industrial_Existing_Miscellaneous_Natural Gas_Miscellaneous_E3 | F3 | Industrial | Other Industrial | Existing | Miscellaneous | Natural Gas | Miscellaneous | E3 | System - kBTUs of Consumption | 0 | 0 | 0 | 0 | 0 | 0 | 0 | 0 | 0 | 0 | 0 | 0 | 0 | 0 | 0 | 0 | 0 | 0 | 0 | 0 | 0 | 0 | 0 | 0 | 0 | 0 | 0 | 0 | 0 | 0 | 0 | 0 | 0
F3_Industrial_Other Industrial_Existing_Miscellaneous_Natural Gas_Miscellaneous_E4 | F3 | Industrial | Other Industrial | Existing | Miscellaneous | Natural Gas | Miscellaneous | E4 | System - kBTUs of Consumption | 0 | 0 | 0 | 0 | 0 | 0 | 0 | 0 | 0 | 0 | 0 | 0 | 0 | 0 | 0 | 0 | 0 | 0 | 0 | 0 | 0 | 0 | 0 | 0 | 0 | 0 | 0 | 0 | 0 | 0 | 0 | 0 | 0
F3_Industrial_Other Industrial_Existing_Miscellaneous_Natural Gas_Miscellaneous_E5 | F3 | Industrial | Other Industrial | Existing | Miscellaneous | Natural Gas | Miscellaneous | E5 | System - kBTUs of Consumption | 0 | 0 | 0 | 0 | 0 | 0 | 0 | 0 | 0 | 0 | 0 | 0 | 0 | 0 | 0 | 0 | 0 | 0 | 0 | 0 | 0 | 0 | 0 | 0 | 0 | 0 | 0 | 0 | 0 | 0 | 0 | 0 | 0
F3_Industrial_Other Industrial_Existing_Miscellaneous_Natural Gas_Miscellaneous_E6 | F3 | Industrial | Other Industrial | Existing | Miscellaneous | Natural Gas | Miscellaneous | E6 | System - kBTUs of Consumption | 0 | 0 | 0 | 0 | 0 | 0 | 0 | 0 | 0 | 0 | 0 | 0 | 0 | 0 | 0 | 0 | 0 | 0 | 0 | 0 | 0 | 0 | 0 | 0 | 0 | 0 | 0 | 0 | 0 | 0 | 0 | 0 | 0
F3_Industrial_Other Industrial_Existing_Miscellaneous_Natural Gas_Miscellaneous_E7 | F3 | Industrial | Other Industrial | Existing | Miscellaneous | Natural Gas | Miscellaneous | E7 | System - kBTUs of Consumption | 0 | 0 | 0 | 0 | 0 | 0 | 0 | 0 | 0 | 0 | 0 | 0 | 0 | 0 | 0 | 0 | 0 | 0 | 0 | 0 | 0 | 0 | 0 | 0 | 0 | 0 | 0 | 0 | 0 | 0 | 0 | 0 | 0
F3_Industrial_Other Industrial_Existing_Miscellaneous_Natural Gas_Miscellaneous_E8 | F3 | Industrial | Other Industrial | Existing | Miscellaneous | Natural Gas | Miscellaneous | E8 | System - kBTUs of Consumption | 0 | 0 | 0 | 0 | 0 | 0 | 0 | 0 | 0 | 0 | 0 | 0 | 0 | 0 | 0 | 0 | 0 | 0 | 0 | 0 | 0 | 0 | 0 | 0 | 0 | 0 | 0 | 0 | 0 | 0 | 0 | 0 | 0
F3_Industrial_Other Industrial_Existing_Miscellaneous_Natural Gas_Miscellaneous_E9 | F3 | Industrial | Other Industrial | Existing | Miscellaneous | Natural Gas | Miscellaneous | E9 | System - kBTUs of Consumption | 0 | 0 | 0 | 0 | 0 | 0 | 0 | 0 | 0 | 0 | 0 | 0 | 0 | 0 | 0 | 0 | 0 | 0 | 0 | 0 | 0 | 0 | 0 | 0 | 0 | 0 | 0 | 0 | 0 | 0 | 0 | 0 | 0
F3_Industrial_Other Industrial_Existing_Miscellaneous_Natural Gas_Miscellaneous_E10 | F3 | Industrial | Other Industrial | Existing | Miscellaneous | Natural Gas | Miscellaneous | E10 | System - kBTUs of Consumption | 0 | 0 | 0 | 0 | 0 | 0 | 0 | 0 | 0 | 0 | 0 | 0 | 0 | 0 | 0 | 0 | 0 | 0 | 0 | 0 | 0 | 0 | 0 | 0 | 0 | 0 | 0 | 0 | 0 | 0 | 0 | 0 | 0
F4_Industrial_Other Industrial_Existing_Miscellaneous_Natural Gas_Miscellaneous_E1 | F4 | Industrial | Other Industrial | Existing | Miscellaneous | Natural Gas | Miscellaneous | E1 | Utility - Cost of Equipment | 0 | 0 | 0 | 0 | 0 | 0 | 0 | 0 | 0 | 0 | 0 | 0 | 0 | 0 | 0 | 0 | 0 | 0 | 0 | 0 | 0 | 0 | 0 | 0 | 0 | 0 | 0 | 0 | 0 | 0 | 0 | 0 | 0
F4_Industrial_Other Industrial_Existing_Miscellaneous_Natural Gas_Miscellaneous_E2 | F4 | Industrial | Other Industrial | Existing | Miscellaneous | Natural Gas | Miscellaneous | E2 | Utility - Cost of Equipment | 0 | 0 | 0 | 0 | 0 | 0 | 0 | 0 | 0 | 0 | 0 | 0 | 0 | 0 | 0 | 0 | 0 | 0 | 0 | 0 | 0 | 0 | 0 | 0 | 0 | 0 | 0 | 0 | 0 | 0 | 0 | 0 | 0
F4_Industrial_Other Industrial_Existing_Miscellaneous_Natural Gas_Miscellaneous_E3 | F4 | Industrial | Other Industrial | Existing | Miscellaneous | Natural Gas | Miscellaneous | E3 | Utility - Cost of Equipment | 0 | 0 | 0 | 0 | 0 | 0 | 0 | 0 | 0 | 0 | 0 | 0 | 0 | 0 | 0 | 0 | 0 | 0 | 0 | 0 | 0 | 0 | 0 | 0 | 0 | 0 | 0 | 0 | 0 | 0 | 0 | 0 | 0
F4_Industrial_Other Industrial_Existing_Miscellaneous_Natural Gas_Miscellaneous_E4 | F4 | Industrial | Other Industrial | Existing | Miscellaneous | Natural Gas | Miscellaneous | E4 | Utility - Cost of Equipment | 0 | 0 | 0 | 0 | 0 | 0 | 0 | 0 | 0 | 0 | 0 | 0 | 0 | 0 | 0 | 0 | 0 | 0 | 0 | 0 | 0 | 0 | 0 | 0 | 0 | 0 | 0 | 0 | 0 | 0 | 0 | 0 | 0
F4_Industrial_Other Industrial_Existing_Miscellaneous_Natural Gas_Miscellaneous_E5 | F4 | Industrial | Other Industrial | Existing | Miscellaneous | Natural Gas | Miscellaneous | E5 | Utility - Cost of Equipment | 0 | 0 | 0 | 0 | 0 | 0 | 0 | 0 | 0 | 0 | 0 | 0 | 0 | 0 | 0 | 0 | 0 | 0 | 0 | 0 | 0 | 0 | 0 | 0 | 0 | 0 | 0 | 0 | 0 | 0 | 0 | 0 | 0
F4_Industrial_Other Industrial_Existing_Miscellaneous_Natural Gas_Miscellaneous_E6 | F4 | Industrial | Other Industrial | Existing | Miscellaneous | Natural Gas | Miscellaneous | E6 | Utility - Cost of Equipment | 0 | 0 | 0 | 0 | 0 | 0 | 0 | 0 | 0 | 0 | 0 | 0 | 0 | 0 | 0 | 0 | 0 | 0 | 0 | 0 | 0 | 0 | 0 | 0 | 0 | 0 | 0 | 0 | 0 | 0 | 0 | 0 | 0
F4_Industrial_Other Industrial_Existing_Miscellaneous_Natural Gas_Miscellaneous_E7 | F4 | Industrial | Other Industrial | Existing | Miscellaneous | Natural Gas | Miscellaneous | E7 | Utility - Cost of Equipment | 0 | 0 | 0 | 0 | 0 | 0 | 0 | 0 | 0 | 0 | 0 | 0 | 0 | 0 | 0 | 0 | 0 | 0 | 0 | 0 | 0 | 0 | 0 | 0 | 0 | 0 | 0 | 0 | 0 | 0 | 0 | 0 | 0
F4_Industrial_Other Industrial_Existing_Miscellaneous_Natural Gas_Miscellaneous_E8 | F4 | Industrial | Other Industrial | Existing | Miscellaneous | Natural Gas | Miscellaneous | E8 | Utility - Cost of Equipment | 0 | 0 | 0 | 0 | 0 | 0 | 0 | 0 | 0 | 0 | 0 | 0 | 0 | 0 | 0 | 0 | 0 | 0 | 0 | 0 | 0 | 0 | 0 | 0 | 0 | 0 | 0 | 0 | 0 | 0 | 0 | 0 | 0
F4_Industrial_Other Industrial_Existing_Miscellaneous_Natural Gas_Miscellaneous_E9 | F4 | Industrial | Other Industrial | Existing | Miscellaneous | Natural Gas | Miscellaneous | E9 | Utility - Cost of Equipment | 0 | 0 | 0 | 0 | 0 | 0 | 0 | 0 | 0 | 0 | 0 | 0 | 0 | 0 | 0 | 0 | 0 | 0 | 0 | 0 | 0 | 0 | 0 | 0 | 0 | 0 | 0 | 0 | 0 | 0 | 0 | 0 | 0
F4_Industrial_Other Industrial_Existing_Miscellaneous_Natural Gas_Miscellaneous_E10 | F4 | Industrial | Other Industrial | Existing | Miscellaneous | Natural Gas | Miscellaneous | E10 | Utility - Cost of Equipment | 0 | 0 | 0 | 0 | 0 | 0 | 0 | 0 | 0 | 0 | 0 | 0 | 0 | 0 | 0 | 0 | 0 | 0 | 0 | 0 | 0 | 0 | 0 | 0 | 0 | 0 | 0 | 0 | 0 | 0 | 0 | 0 | 0
F5_Industrial_Other Industrial_Existing_Miscellaneous_Natural Gas_Miscellaneous_E1 | F5 | Industrial | Other Industrial | Existing | Miscellaneous | Natural Gas | Miscellaneous | E1 | Utility - Cost of Operation | 0 | 0 | 0 | 0 | 0 | 0 | 0 | 0 | 0 | 0 | 0 | 0 | 0 | 0 | 0 | 0 | 0 | 0 | 0 | 0 | 0 | 0 | 0 | 0 | 0 | 0 | 0 | 0 | 0 | 0 | 0 | 0 | 0
F5_Industrial_Other Industrial_Existing_Miscellaneous_Natural Gas_Miscellaneous_E2 | F5 | Industrial | Other Industrial | Existing | Miscellaneous | Natural Gas | Miscellaneous | E2 | Utility - Cost of Operation | 0 | 0 | 0 | 0 | 0 | 0 | 0 | 0 | 0 | 0 | 0 | 0 | 0 | 0 | 0 | 0 | 0 | 0 | 0 | 0 | 0 | 0 | 0 | 0 | 0 | 0 | 0 | 0 | 0 | 0 | 0 | 0 | 0
F5_Industrial_Other Industrial_Existing_Miscellaneous_Natural Gas_Miscellaneous_E3 | F5 | Industrial | Other Industrial | Existing | Miscellaneous | Natural Gas | Miscellaneous | E3 | Utility - Cost of Operation | 0 | 0 | 0 | 0 | 0 | 0 | 0 | 0 | 0 | 0 | 0 | 0 | 0 | 0 | 0 | 0 | 0 | 0 | 0 | 0 | 0 | 0 | 0 | 0 | 0 | 0 | 0 | 0 | 0 | 0 | 0 | 0 | 0
F5_Industrial_Other Industrial_Existing_Miscellaneous_Natural Gas_Miscellaneous_E4 | F5 | Industrial | Other Industrial | Existing | Miscellaneous | Natural Gas | Miscellaneous | E4 | Utility - Cost of Operation | 0 | 0 | 0 | 0 | 0 | 0 | 0 | 0 | 0 | 0 | 0 | 0 | 0 | 0 | 0 | 0 | 0 | 0 | 0 | 0 | 0 | 0 | 0 | 0 | 0 | 0 | 0 | 0 | 0 | 0 | 0 | 0 | 0
F5_Industrial_Other Industrial_Existing_Miscellaneous_Natural Gas_Miscellaneous_E5 | F5 | Industrial | Other Industrial | Existing | Miscellaneous | Natural Gas | Miscellaneous | E5 | Utility - Cost of Operation | 0 | 0 | 0 | 0 | 0 | 0 | 0 | 0 | 0 | 0 | 0 | 0 | 0 | 0 | 0 | 0 | 0 | 0 | 0 | 0 | 0 | 0 | 0 | 0 | 0 | 0 | 0 | 0 | 0 | 0 | 0 | 0 | 0
F5_Industrial_Other Industrial_Existing_Miscellaneous_Natural Gas_Miscellaneous_E6 | F5 | Industrial | Other Industrial | Existing | Miscellaneous | Natural Gas | Miscellaneous | E6 | Utility - Cost of Operation | 0 | 0 | 0 | 0 | 0 | 0 | 0 | 0 | 0 | 0 | 0 | 0 | 0 | 0 | 0 | 0 | 0 | 0 | 0 | 0 | 0 | 0 | 0 | 0 | 0 | 0 | 0 | 0 | 0 | 0 | 0 | 0 | 0
F5_Industrial_Other Industrial_Existing_Miscellaneous_Natural Gas_Miscellaneous_E7 | F5 | Industrial | Other Industrial | Existing | Miscellaneous | Natural Gas | Miscellaneous | E7 | Utility - Cost of Operation | 0 | 0 | 0 | 0 | 0 | 0 | 0 | 0 | 0 | 0 | 0 | 0 | 0 | 0 | 0 | 0 | 0 | 0 | 0 | 0 | 0 | 0 | 0 | 0 | 0 | 0 | 0 | 0 | 0 | 0 | 0 | 0 | 0
F5_Industrial_Other Industrial_Existing_Miscellaneous_Natural Gas_Miscellaneous_E8 | F5 | Industrial | Other Industrial | Existing | Miscellaneous | Natural Gas | Miscellaneous | E8 | Utility - Cost of Operation | 0 | 0 | 0 | 0 | 0 | 0 | 0 | 0 | 0 | 0 | 0 | 0 | 0 | 0 | 0 | 0 | 0 | 0 | 0 | 0 | 0 | 0 | 0 | 0 | 0 | 0 | 0 | 0 | 0 | 0 | 0 | 0 | 0
F5_Industrial_Other Industrial_Existing_Miscellaneous_Natural Gas_Miscellaneous_E9 | F5 | Industrial | Other Industrial | Existing | Miscellaneous | Natural Gas | Miscellaneous | E9 | Utility - Cost of Operation | 0 | 0 | 0 | 0 | 0 | 0 | 0 | 0 | 0 | 0 | 0 | 0 | 0 | 0 | 0 | 0 | 0 | 0 | 0 | 0 | 0 | 0 | 0 | 0 | 0 | 0 | 0 | 0 | 0 | 0 | 0 | 0 | 0
F5_Industrial_Other Industrial_Existing_Miscellaneous_Natural Gas_Miscellaneous_E10 | F5 | Industrial | Other Industrial | Existing | Miscellaneous | Natural Gas | Miscellaneous | E10 | Utility - Cost of Operation | 0 | 0 | 0 | 0 | 0 | 0 | 0 | 0 | 0 | 0 | 0 | 0 | 0 | 0 | 0 | 0 | 0 | 0 | 0 | 0 | 0 | 0 | 0 | 0 | 0 | 0 | 0 | 0 | 0 | 0 | 0 | 0 | 0
F6_Industrial_Other Industrial_Existing_Miscellaneous_Natural Gas_Miscellaneous_E1 | F6 | Industrial | Other Industrial | Existing | Miscellaneous | Natural Gas | Miscellaneous | E1 | Utility - Value of Sales | 0 | 0 | 0 | 0 | 0 | 0 | 0 | 0 | 0 | 0 | 0 | 0 | 0 | 0 | 0 | 0 | 0 | 0 | 0 | 0 | 0 | 0 | 0 | 0 | 0 | 0 | 0 | 0 | 0 | 0 | 0 | 0 | 0
F6_Industrial_Other Industrial_Existing_Miscellaneous_Natural Gas_Miscellaneous_E2 | F6 | Industrial | Other Industrial | Existing | Miscellaneous | Natural Gas | Miscellaneous | E2 | Utility - Value of Sales | 0 | 0 | 0 | 0 | 0 | 0 | 0 | 0 | 0 | 0 | 0 | 0 | 0 | 0 | 0 | 0 | 0 | 0 | 0 | 0 | 0 | 0 | 0 | 0 | 0 | 0 | 0 | 0 | 0 | 0 | 0 | 0 | 0
F6_Industrial_Other Industrial_Existing_Miscellaneous_Natural Gas_Miscellaneous_E3 | F6 | Industrial | Other Industrial | Existing | Miscellaneous | Natural Gas | Miscellaneous | E3 | Utility - Value of Sales | 0 | 0 | 0 | 0 | 0 | 0 | 0 | 0 | 0 | 0 | 0 | 0 | 0 | 0 | 0 | 0 | 0 | 0 | 0 | 0 | 0 | 0 | 0 | 0 | 0 | 0 | 0 | 0 | 0 | 0 | 0 | 0 | 0
F6_Industrial_Other Industrial_Existing_Miscellaneous_Natural Gas_Miscellaneous_E4 | F6 | Industrial | Other Industrial | Existing | Miscellaneous | Natural Gas | Miscellaneous | E4 | Utility - Value of Sales | 0 | 0 | 0 | 0 | 0 | 0 | 0 | 0 | 0 | 0 | 0 | 0 | 0 | 0 | 0 | 0 | 0 | 0 | 0 | 0 | 0 | 0 | 0 | 0 | 0 | 0 | 0 | 0 | 0 | 0 | 0 | 0 | 0
F6_Industrial_Other Industrial_Existing_Miscellaneous_Natural Gas_Miscellaneous_E5 | F6 | Industrial | Other Industrial | Existing | Miscellaneous | Natural Gas | Miscellaneous | E5 | Utility - Value of Sales | 0 | 0 | 0 | 0 | 0 | 0 | 0 | 0 | 0 | 0 | 0 | 0 | 0 | 0 | 0 | 0 | 0 | 0 | 0 | 0 | 0 | 0 | 0 | 0 | 0 | 0 | 0 | 0 | 0 | 0 | 0 | 0 | 0
F6_Industrial_Other Industrial_Existing_Miscellaneous_Natural Gas_Miscellaneous_E6 | F6 | Industrial | Other Industrial | Existing | Miscellaneous | Natural Gas | Miscellaneous | E6 | Utility - Value of Sales | 0 | 0 | 0 | 0 | 0 | 0 | 0 | 0 | 0 | 0 | 0 | 0 | 0 | 0 | 0 | 0 | 0 | 0 | 0 | 0 | 0 | 0 | 0 | 0 | 0 | 0 | 0 | 0 | 0 | 0 | 0 | 0 | 0
F6_Industrial_Other Industrial_Existing_Miscellaneous_Natural Gas_Miscellaneous_E7 | F6 | Industrial | Other Industrial | Existing | Miscellaneous | Natural Gas | Miscellaneous | E7 | Utility - Value of Sales | 0 | 0 | 0 | 0 | 0 | 0 | 0 | 0 | 0 | 0 | 0 | 0 | 0 | 0 | 0 | 0 | 0 | 0 | 0 | 0 | 0 | 0 | 0 | 0 | 0 | 0 | 0 | 0 | 0 | 0 | 0 | 0 | 0
F6_Industrial_Other Industrial_Existing_Miscellaneous_Natural Gas_Miscellaneous_E8 | F6 | Industrial | Other Industrial | Existing | Miscellaneous | Natural Gas | Miscellaneous | E8 | Utility - Value of Sales | 0 | 0 | 0 | 0 | 0 | 0 | 0 | 0 | 0 | 0 | 0 | 0 | 0 | 0 | 0 | 0 | 0 | 0 | 0 | 0 | 0 | 0 | 0 | 0 | 0 | 0 | 0 | 0 | 0 | 0 | 0 | 0 | 0
F6_Industrial_Other Industrial_Existing_Miscellaneous_Natural Gas_Miscellaneous_E9 | F6 | Industrial | Other Industrial | Existing | Miscellaneous | Natural Gas | Miscellaneous | E9 | Utility - Value of Sales | 0 | 0 | 0 | 0 | 0 | 0 | 0 | 0 | 0 | 0 | 0 | 0 | 0 | 0 | 0 | 0 | 0 | 0 | 0 | 0 | 0 | 0 | 0 | 0 | 0 | 0 | 0 | 0 | 0 | 0 | 0 | 0 | 0
F6_Industrial_Other Industrial_Existing_Miscellaneous_Natural Gas_Miscellaneous_E10 | F6 | Industrial | Other Industrial | Existing | Miscellaneous | Natural Gas | Miscellaneous | E10 | Utility - Value of Sales | 0 | 0 | 0 | 0 | 0 | 0 | 0 | 0 | 0 | 0 | 0 | 0 | 0 | 0 | 0 | 0 | 0 | 0 | 0 | 0 | 0 | 0 | 0 | 0 | 0 | 0 | 0 | 0 | 0 | 0 | 0 | 0 | 0
F1_Industrial_Other Industrial_New_Space Heating_Natural Gas_Furnace_E1 | F1 | Industrial | Other Industrial | New | Space Heating | Natural Gas | Furnace | E1 | RVT - Cost of Equipment | 0 | 0 | 0 | 0 | 0 | 0 | 0 | 0 | 0 | 0 | 0 | 0 | 0 | 0 | 0 | 0 | 0 | 0 | 0 | 0 | 0 | 0 | 0 | 0 | 0 | 0 | 0 | 0 | 0 | 0 | 0 | 0 | 0
F1_Industrial_Other Industrial_New_Space Heating_Natural Gas_Furnace_E2 | F1 | Industrial | Other Industrial | New | Space Heating | Natural Gas | Furnace | E2 | RVT - Cost of Equipment | 0 | 0 | 0 | 0 | 0 | 0 | 0 | 0 | 0 | 0 | 0 | 0 | 0 | 0 | 0 | 0 | 0 | 0 | 0 | 0 | 0 | 0 | 0 | 0 | 0 | 0 | 0 | 0 | 0 | 0 | 0 | 0 | 0
F1_Industrial_Other Industrial_New_Space Heating_Natural Gas_Furnace_E3 | F1 | Industrial | Other Industrial | New | Space Heating | Natural Gas | Furnace | E3 | RVT - Cost of Equipment | 0 | 0 | 0 | 0 | 0 | 0 | 0 | 0 | 0 | 0 | 0 | 0 | 0 | 0 | 0 | 0 | 0 | 0 | 0 | 0 | 0 | 0 | 0 | 0 | 0 | 0 | 0 | 0 | 0 | 0 | 0 | 0 | 0
F1_Industrial_Other Industrial_New_Space Heating_Natural Gas_Furnace_E4 | F1 | Industrial | Other Industrial | New | Space Heating | Natural Gas | Furnace | E4 | RVT - Cost of Equipment | 0 | 0 | 0 | 0 | 0 | 0 | 0 | 0 | 0 | 0 | 0 | 0 | 0 | 0 | 0 | 0 | 0 | 0 | 0 | 0 | 0 | 0 | 0 | 0 | 0 | 0 | 0 | 0 | 0 | 0 | 0 | 0 | 0
F1_Industrial_Other Industrial_New_Space Heating_Natural Gas_Furnace_E5 | F1 | Industrial | Other Industrial | New | Space Heating | Natural Gas | Furnace | E5 | RVT - Cost of Equipment | 0 | 0 | 0 | 0 | 0 | 0 | 0 | 0 | 0 | 0 | 0 | 0 | 0 | 0 | 0 | 0 | 0 | 0 | 0 | 0 | 0 | 0 | 0 | 0 | 0 | 0 | 0 | 0 | 0 | 0 | 0 | 0 | 0
F1_Industrial_Other Industrial_New_Space Heating_Natural Gas_Furnace_E6 | F1 | Industrial | Other Industrial | New | Space Heating | Natural Gas | Furnace | E6 | RVT - Cost of Equipment | 0 | 0 | 0 | 0 | 0 | 0 | 0 | 0 | 0 | 0 | 0 | 0 | 0 | 0 | 0 | 0 | 0 | 0 | 0 | 0 | 0 | 0 | 0 | 0 | 0 | 0 | 0 | 0 | 0 | 0 | 0 | 0 | 0
F1_Industrial_Other Industrial_New_Space Heating_Natural Gas_Furnace_E7 | F1 | Industrial | Other Industrial | New | Space Heating | Natural Gas | Furnace | E7 | RVT - Cost of Equipment | 0 | 0 | 0 | 0 | 0 | 0 | 0 | 0 | 0 | 0 | 0 | 0 | 0 | 0 | 0 | 0 | 0 | 0 | 0 | 0 | 0 | 0 | 0 | 0 | 0 | 0 | 0 | 0 | 0 | 0 | 0 | 0 | 0
F1_Industrial_Other Industrial_New_Space Heating_Natural Gas_Furnace_E8 | F1 | Industrial | Other Industrial | New | Space Heating | Natural Gas | Furnace | E8 | RVT - Cost of Equipment | 0 | 0 | 0 | 0 | 0 | 0 | 0 | 0 | 0 | 0 | 0 | 0 | 0 | 0 | 0 | 0 | 0 | 0 | 0 | 0 | 0 | 0 | 0 | 0 | 0 | 0 | 0 | 0 | 0 | 0 | 0 | 0 | 0
F1_Industrial_Other Industrial_New_Space Heating_Natural Gas_Furnace_E9 | F1 | Industrial | Other Industrial | New | Space Heating | Natural Gas | Furnace | E9 | RVT - Cost of Equipment | 0 | 0 | 0 | 0 | 0 | 0 | 0 | 0 | 0 | 0 | 0 | 0 | 0 | 0 | 0 | 0 | 0 | 0 | 0 | 0 | 0 | 0 | 0 | 0 | 0 | 0 | 0 | 0 | 0 | 0 | 0 | 0 | 0
F1_Industrial_Other Industrial_New_Space Heating_Natural Gas_Furnace_E10 | F1 | Industrial | Other Industrial | New | Space Heating | Natural Gas | Furnace | E10 | RVT - Cost of Equipment | 0 | 0 | 0 | 0 | 0 | 0 | 0 | 0 | 0 | 0 | 0 | 0 | 0 | 0 | 0 | 0 | 0 | 0 | 0 | 0 | 0 | 0 | 0 | 0 | 0 | 0 | 0 | 0 | 0 | 0 | 0 | 0 | 0
F2_Industrial_Other Industrial_New_Space Heating_Natural Gas_Furnace_E1 | F2 | Industrial | Other Industrial | New | Space Heating | Natural Gas | Furnace | E1 | RVT - Cost of Operation | 0 | 0 | 0 | 0 | 0 | 0 | 0 | 0 | 0 | 0 | 0 | 0 | 0 | 0 | 0 | 0 | 0 | 0 | 0 | 0 | 0 | 0 | 0 | 0 | 0 | 0 | 0 | 0 | 0 | 0 | 0 | 0 | 0
F2_Industrial_Other Industrial_New_Space Heating_Natural Gas_Furnace_E2 | F2 | Industrial | Other Industrial | New | Space Heating | Natural Gas | Furnace | E2 | RVT - Cost of Operation | 0 | 0 | 0 | 0 | 0 | 0 | 0 | 0 | 0 | 0 | 0 | 0 | 0 | 0 | 0 | 0 | 0 | 0 | 0 | 0 | 0 | 0 | 0 | 0 | 0 | 0 | 0 | 0 | 0 | 0 | 0 | 0 | 0
F2_Industrial_Other Industrial_New_Space Heating_Natural Gas_Furnace_E3 | F2 | Industrial | Other Industrial | New | Space Heating | Natural Gas | Furnace | E3 | RVT - Cost of Operation | 0 | 0 | 0 | 0 | 0 | 0 | 0 | 0 | 0 | 0 | 0 | 0 | 0 | 0 | 0 | 0 | 0 | 0 | 0 | 0 | 0 | 0 | 0 | 0 | 0 | 0 | 0 | 0 | 0 | 0 | 0 | 0 | 0
F2_Industrial_Other Industrial_New_Space Heating_Natural Gas_Furnace_E4 | F2 | Industrial | Other Industrial | New | Space Heating | Natural Gas | Furnace | E4 | RVT - Cost of Operation | 0 | 0 | 0 | 0 | 0 | 0 | 0 | 0 | 0 | 0 | 0 | 0 | 0 | 0 | 0 | 0 | 0 | 0 | 0 | 0 | 0 | 0 | 0 | 0 | 0 | 0 | 0 | 0 | 0 | 0 | 0 | 0 | 0
F2_Industrial_Other Industrial_New_Space Heating_Natural Gas_Furnace_E5 | F2 | Industrial | Other Industrial | New | Space Heating | Natural Gas | Furnace | E5 | RVT - Cost of Operation | 0 | 0 | 0 | 0 | 0 | 0 | 0 | 0 | 0 | 0 | 0 | 0 | 0 | 0 | 0 | 0 | 0 | 0 | 0 | 0 | 0 | 0 | 0 | 0 | 0 | 0 | 0 | 0 | 0 | 0 | 0 | 0 | 0
F2_Industrial_Other Industrial_New_Space Heating_Natural Gas_Furnace_E6 | F2 | Industrial | Other Industrial | New | Space Heating | Natural Gas | Furnace | E6 | RVT - Cost of Operation | 0 | 0 | 0 | 0 | 0 | 0 | 0 | 0 | 0 | 0 | 0 | 0 | 0 | 0 | 0 | 0 | 0 | 0 | 0 | 0 | 0 | 0 | 0 | 0 | 0 | 0 | 0 | 0 | 0 | 0 | 0 | 0 | 0
F2_Industrial_Other Industrial_New_Space Heating_Natural Gas_Furnace_E7 | F2 | Industrial | Other Industrial | New | Space Heating | Natural Gas | Furnace | E7 | RVT - Cost of Operation | 0 | 0 | 0 | 0 | 0 | 0 | 0 | 0 | 0 | 0 | 0 | 0 | 0 | 0 | 0 | 0 | 0 | 0 | 0 | 0 | 0 | 0 | 0 | 0 | 0 | 0 | 0 | 0 | 0 | 0 | 0 | 0 | 0
F2_Industrial_Other Industrial_New_Space Heating_Natural Gas_Furnace_E8 | F2 | Industrial | Other Industrial | New | Space Heating | Natural Gas | Furnace | E8 | RVT - Cost of Operation | 0 | 0 | 0 | 0 | 0 | 0 | 0 | 0 | 0 | 0 | 0 | 0 | 0 | 0 | 0 | 0 | 0 | 0 | 0 | 0 | 0 | 0 | 0 | 0 | 0 | 0 | 0 | 0 | 0 | 0 | 0 | 0 | 0
F2_Industrial_Other Industrial_New_Space Heating_Natural Gas_Furnace_E9 | F2 | Industrial | Other Industrial | New | Space Heating | Natural Gas | Furnace | E9 | RVT - Cost of Operation | 0 | 0 | 0 | 0 | 0 | 0 | 0 | 0 | 0 | 0 | 0 | 0 | 0 | 0 | 0 | 0 | 0 | 0 | 0 | 0 | 0 | 0 | 0 | 0 | 0 | 0 | 0 | 0 | 0 | 0 | 0 | 0 | 0
F2_Industrial_Other Industrial_New_Space Heating_Natural Gas_Furnace_E10 | F2 | Industrial | Other Industrial | New | Space Heating | Natural Gas | Furnace | E10 | RVT - Cost of Operation | 0 | 0 | 0 | 0 | 0 | 0 | 0 | 0 | 0 | 0 | 0 | 0 | 0 | 0 | 0 | 0 | 0 | 0 | 0 | 0 | 0 | 0 | 0 | 0 | 0 | 0 | 0 | 0 | 0 | 0 | 0 | 0 | 0
F3_Industrial_Other Industrial_New_Space Heating_Natural Gas_Furnace_E1 | F3 | Industrial | Other Industrial | New | Space Heating | Natural Gas | Furnace | E1 | System - kBTUs of Consumption | 0 | 0 | 0 | 0 | 0 | 0 | 0 | 0 | 0 | 0 | 0 | 0 | 0 | 0 | 0 | 0 | 0 | 0 | 0 | 0 | 0 | 0 | 0 | 0 | 0 | 0 | 0 | 0 | 0 | 0 | 0 | 0 | 0
F3_Industrial_Other Industrial_New_Space Heating_Natural Gas_Furnace_E2 | F3 | Industrial | Other Industrial | New | Space Heating | Natural Gas | Furnace | E2 | System - kBTUs of Consumption | 0 | 0 | 0 | 0 | 0 | 0 | 0 | 0 | 0 | 0 | 0 | 0 | 0 | 0 | 0 | 0 | 0 | 0 | 0 | 0 | 0 | 0 | 0 | 0 | 0 | 0 | 0 | 0 | 0 | 0 | 0 | 0 | 0
F3_Industrial_Other Industrial_New_Space Heating_Natural Gas_Furnace_E3 | F3 | Industrial | Other Industrial | New | Space Heating | Natural Gas | Furnace | E3 | System - kBTUs of Consumption | 0 | 0 | 0 | 0 | 0 | 0 | 0 | 0 | 0 | 0 | 0 | 0 | 0 | 0 | 0 | 0 | 0 | 0 | 0 | 0 | 0 | 0 | 0 | 0 | 0 | 0 | 0 | 0 | 0 | 0 | 0 | 0 | 0
F3_Industrial_Other Industrial_New_Space Heating_Natural Gas_Furnace_E4 | F3 | Industrial | Other Industrial | New | Space Heating | Natural Gas | Furnace | E4 | System - kBTUs of Consumption | 0 | 0 | 0 | 0 | 0 | 0 | 0 | 0 | 0 | 0 | 0 | 0 | 0 | 0 | 0 | 0 | 0 | 0 | 0 | 0 | 0 | 0 | 0 | 0 | 0 | 0 | 0 | 0 | 0 | 0 | 0 | 0 | 0
F3_Industrial_Other Industrial_New_Space Heating_Natural Gas_Furnace_E5 | F3 | Industrial | Other Industrial | New | Space Heating | Natural Gas | Furnace | E5 | System - kBTUs of Consumption | 0 | 0 | 0 | 0 | 0 | 0 | 0 | 0 | 0 | 0 | 0 | 0 | 0 | 0 | 0 | 0 | 0 | 0 | 0 | 0 | 0 | 0 | 0 | 0 | 0 | 0 | 0 | 0 | 0 | 0 | 0 | 0 | 0
F3_Industrial_Other Industrial_New_Space Heating_Natural Gas_Furnace_E6 | F3 | Industrial | Other Industrial | New | Space Heating | Natural Gas | Furnace | E6 | System - kBTUs of Consumption | 0 | 0 | 0 | 0 | 0 | 0 | 0 | 0 | 0 | 0 | 0 | 0 | 0 | 0 | 0 | 0 | 0 | 0 | 0 | 0 | 0 | 0 | 0 | 0 | 0 | 0 | 0 | 0 | 0 | 0 | 0 | 0 | 0
F3_Industrial_Other Industrial_New_Space Heating_Natural Gas_Furnace_E7 | F3 | Industrial | Other Industrial | New | Space Heating | Natural Gas | Furnace | E7 | System - kBTUs of Consumption | 0 | 0 | 0 | 0 | 0 | 0 | 0 | 0 | 0 | 0 | 0 | 0 | 0 | 0 | 0 | 0 | 0 | 0 | 0 | 0 | 0 | 0 | 0 | 0 | 0 | 0 | 0 | 0 | 0 | 0 | 0 | 0 | 0
F3_Industrial_Other Industrial_New_Space Heating_Natural Gas_Furnace_E8 | F3 | Industrial | Other Industrial | New | Space Heating | Natural Gas | Furnace | E8 | System - kBTUs of Consumption | 0 | 0 | 0 | 0 | 0 | 0 | 0 | 0 | 0 | 0 | 0 | 0 | 0 | 0 | 0 | 0 | 0 | 0 | 0 | 0 | 0 | 0 | 0 | 0 | 0 | 0 | 0 | 0 | 0 | 0 | 0 | 0 | 0
F3_Industrial_Other Industrial_New_Space Heating_Natural Gas_Furnace_E9 | F3 | Industrial | Other Industrial | New | Space Heating | Natural Gas | Furnace | E9 | System - kBTUs of Consumption | 0 | 0 | 0 | 0 | 0 | 0 | 0 | 0 | 0 | 0 | 0 | 0 | 0 | 0 | 0 | 0 | 0 | 0 | 0 | 0 | 0 | 0 | 0 | 0 | 0 | 0 | 0 | 0 | 0 | 0 | 0 | 0 | 0
F3_Industrial_Other Industrial_New_Space Heating_Natural Gas_Furnace_E10 | F3 | Industrial | Other Industrial | New | Space Heating | Natural Gas | Furnace | E10 | System - kBTUs of Consumption | 0 | 0 | 0 | 0 | 0 | 0 | 0 | 0 | 0 | 0 | 0 | 0 | 0 | 0 | 0 | 0 | 0 | 0 | 0 | 0 | 0 | 0 | 0 | 0 | 0 | 0 | 0 | 0 | 0 | 0 | 0 | 0 | 0
F4_Industrial_Other Industrial_New_Space Heating_Natural Gas_Furnace_E1 | F4 | Industrial | Other Industrial | New | Space Heating | Natural Gas | Furnace | E1 | Utility - Cost of Equipment | 0 | 0 | 0 | 0 | 0 | 0 | 0 | 0 | 0 | 0 | 0 | 0 | 0 | 0 | 0 | 0 | 0 | 0 | 0 | 0 | 0 | 0 | 0 | 0 | 0 | 0 | 0 | 0 | 0 | 0 | 0 | 0 | 0
F4_Industrial_Other Industrial_New_Space Heating_Natural Gas_Furnace_E2 | F4 | Industrial | Other Industrial | New | Space Heating | Natural Gas | Furnace | E2 | Utility - Cost of Equipment | 0 | 0 | 0 | 0 | 0 | 0 | 0 | 0 | 0 | 0 | 0 | 0 | 0 | 0 | 0 | 0 | 0 | 0 | 0 | 0 | 0 | 0 | 0 | 0 | 0 | 0 | 0 | 0 | 0 | 0 | 0 | 0 | 0
F4_Industrial_Other Industrial_New_Space Heating_Natural Gas_Furnace_E3 | F4 | Industrial | Other Industrial | New | Space Heating | Natural Gas | Furnace | E3 | Utility - Cost of Equipment | 0 | 0 | 0 | 0 | 0 | 0 | 0 | 0 | 0 | 0 | 0 | 0 | 0 | 0 | 0 | 0 | 0 | 0 | 0 | 0 | 0 | 0 | 0 | 0 | 0 | 0 | 0 | 0 | 0 | 0 | 0 | 0 | 0
F4_Industrial_Other Industrial_New_Space Heating_Natural Gas_Furnace_E4 | F4 | Industrial | Other Industrial | New | Space Heating | Natural Gas | Furnace | E4 | Utility - Cost of Equipment | 0 | 0 | 0 | 0 | 0 | 0 | 0 | 0 | 0 | 0 | 0 | 0 | 0 | 0 | 0 | 0 | 0 | 0 | 0 | 0 | 0 | 0 | 0 | 0 | 0 | 0 | 0 | 0 | 0 | 0 | 0 | 0 | 0
F4_Industrial_Other Industrial_New_Space Heating_Natural Gas_Furnace_E5 | F4 | Industrial | Other Industrial | New | Space Heating | Natural Gas | Furnace | E5 | Utility - Cost of Equipment | 0 | 0 | 0 | 0 | 0 | 0 | 0 | 0 | 0 | 0 | 0 | 0 | 0 | 0 | 0 | 0 | 0 | 0 | 0 | 0 | 0 | 0 | 0 | 0 | 0 | 0 | 0 | 0 | 0 | 0 | 0 | 0 | 0
F4_Industrial_Other Industrial_New_Space Heating_Natural Gas_Furnace_E6 | F4 | Industrial | Other Industrial | New | Space Heating | Natural Gas | Furnace | E6 | Utility - Cost of Equipment | 0 | 0 | 0 | 0 | 0 | 0 | 0 | 0 | 0 | 0 | 0 | 0 | 0 | 0 | 0 | 0 | 0 | 0 | 0 | 0 | 0 | 0 | 0 | 0 | 0 | 0 | 0 | 0 | 0 | 0 | 0 | 0 | 0
F4_Industrial_Other Industrial_New_Space Heating_Natural Gas_Furnace_E7 | F4 | Industrial | Other Industrial | New | Space Heating | Natural Gas | Furnace | E7 | Utility - Cost of Equipment | 0 | 0 | 0 | 0 | 0 | 0 | 0 | 0 | 0 | 0 | 0 | 0 | 0 | 0 | 0 | 0 | 0 | 0 | 0 | 0 | 0 | 0 | 0 | 0 | 0 | 0 | 0 | 0 | 0 | 0 | 0 | 0 | 0
F4_Industrial_Other Industrial_New_Space Heating_Natural Gas_Furnace_E8 | F4 | Industrial | Other Industrial | New | Space Heating | Natural Gas | Furnace | E8 | Utility - Cost of Equipment | 0 | 0 | 0 | 0 | 0 | 0 | 0 | 0 | 0 | 0 | 0 | 0 | 0 | 0 | 0 | 0 | 0 | 0 | 0 | 0 | 0 | 0 | 0 | 0 | 0 | 0 | 0 | 0 | 0 | 0 | 0 | 0 | 0
F4_Industrial_Other Industrial_New_Space Heating_Natural Gas_Furnace_E9 | F4 | Industrial | Other Industrial | New | Space Heating | Natural Gas | Furnace | E9 | Utility - Cost of Equipment | 0 | 0 | 0 | 0 | 0 | 0 | 0 | 0 | 0 | 0 | 0 | 0 | 0 | 0 | 0 | 0 | 0 | 0 | 0 | 0 | 0 | 0 | 0 | 0 | 0 | 0 | 0 | 0 | 0 | 0 | 0 | 0 | 0
F4_Industrial_Other Industrial_New_Space Heating_Natural Gas_Furnace_E10 | F4 | Industrial | Other Industrial | New | Space Heating | Natural Gas | Furnace | E10 | Utility - Cost of Equipment | 0 | 0 | 0 | 0 | 0 | 0 | 0 | 0 | 0 | 0 | 0 | 0 | 0 | 0 | 0 | 0 | 0 | 0 | 0 | 0 | 0 | 0 | 0 | 0 | 0 | 0 | 0 | 0 | 0 | 0 | 0 | 0 | 0
F5_Industrial_Other Industrial_New_Space Heating_Natural Gas_Furnace_E1 | F5 | Industrial | Other Industrial | New | Space Heating | Natural Gas | Furnace | E1 | Utility - Cost of Operation | 0 | 0 | 0 | 0 | 0 | 0 | 0 | 0 | 0 | 0 | 0 | 0 | 0 | 0 | 0 | 0 | 0 | 0 | 0 | 0 | 0 | 0 | 0 | 0 | 0 | 0 | 0 | 0 | 0 | 0 | 0 | 0 | 0
F5_Industrial_Other Industrial_New_Space Heating_Natural Gas_Furnace_E2 | F5 | Industrial | Other Industrial | New | Space Heating | Natural Gas | Furnace | E2 | Utility - Cost of Operation | 0 | 0 | 0 | 0 | 0 | 0 | 0 | 0 | 0 | 0 | 0 | 0 | 0 | 0 | 0 | 0 | 0 | 0 | 0 | 0 | 0 | 0 | 0 | 0 | 0 | 0 | 0 | 0 | 0 | 0 | 0 | 0 | 0
F5_Industrial_Other Industrial_New_Space Heating_Natural Gas_Furnace_E3 | F5 | Industrial | Other Industrial | New | Space Heating | Natural Gas | Furnace | E3 | Utility - Cost of Operation | 0 | 0 | 0 | 0 | 0 | 0 | 0 | 0 | 0 | 0 | 0 | 0 | 0 | 0 | 0 | 0 | 0 | 0 | 0 | 0 | 0 | 0 | 0 | 0 | 0 | 0 | 0 | 0 | 0 | 0 | 0 | 0 | 0
F5_Industrial_Other Industrial_New_Space Heating_Natural Gas_Furnace_E4 | F5 | Industrial | Other Industrial | New | Space Heating | Natural Gas | Furnace | E4 | Utility - Cost of Operation | 0 | 0 | 0 | 0 | 0 | 0 | 0 | 0 | 0 | 0 | 0 | 0 | 0 | 0 | 0 | 0 | 0 | 0 | 0 | 0 | 0 | 0 | 0 | 0 | 0 | 0 | 0 | 0 | 0 | 0 | 0 | 0 | 0
F5_Industrial_Other Industrial_New_Space Heating_Natural Gas_Furnace_E5 | F5 | Industrial | Other Industrial | New | Space Heating | Natural Gas | Furnace | E5 | Utility - Cost of Operation | 0 | 0 | 0 | 0 | 0 | 0 | 0 | 0 | 0 | 0 | 0 | 0 | 0 | 0 | 0 | 0 | 0 | 0 | 0 | 0 | 0 | 0 | 0 | 0 | 0 | 0 | 0 | 0 | 0 | 0 | 0 | 0 | 0
F5_Industrial_Other Industrial_New_Space Heating_Natural Gas_Furnace_E6 | F5 | Industrial | Other Industrial | New | Space Heating | Natural Gas | Furnace | E6 | Utility - Cost of Operation | 0 | 0 | 0 | 0 | 0 | 0 | 0 | 0 | 0 | 0 | 0 | 0 | 0 | 0 | 0 | 0 | 0 | 0 | 0 | 0 | 0 | 0 | 0 | 0 | 0 | 0 | 0 | 0 | 0 | 0 | 0 | 0 | 0
F5_Industrial_Other Industrial_New_Space Heating_Natural Gas_Furnace_E7 | F5 | Industrial | Other Industrial | New | Space Heating | Natural Gas | Furnace | E7 | Utility - Cost of Operation | 0 | 0 | 0 | 0 | 0 | 0 | 0 | 0 | 0 | 0 | 0 | 0 | 0 | 0 | 0 | 0 | 0 | 0 | 0 | 0 | 0 | 0 | 0 | 0 | 0 | 0 | 0 | 0 | 0 | 0 | 0 | 0 | 0
F5_Industrial_Other Industrial_New_Space Heating_Natural Gas_Furnace_E8 | F5 | Industrial | Other Industrial | New | Space Heating | Natural Gas | Furnace | E8 | Utility - Cost of Operation | 0 | 0 | 0 | 0 | 0 | 0 | 0 | 0 | 0 | 0 | 0 | 0 | 0 | 0 | 0 | 0 | 0 | 0 | 0 | 0 | 0 | 0 | 0 | 0 | 0 | 0 | 0 | 0 | 0 | 0 | 0 | 0 | 0
F5_Industrial_Other Industrial_New_Space Heating_Natural Gas_Furnace_E9 | F5 | Industrial | Other Industrial | New | Space Heating | Natural Gas | Furnace | E9 | Utility - Cost of Operation | 0 | 0 | 0 | 0 | 0 | 0 | 0 | 0 | 0 | 0 | 0 | 0 | 0 | 0 | 0 | 0 | 0 | 0 | 0 | 0 | 0 | 0 | 0 | 0 | 0 | 0 | 0 | 0 | 0 | 0 | 0 | 0 | 0
F5_Industrial_Other Industrial_New_Space Heating_Natural Gas_Furnace_E10 | F5 | Industrial | Other Industrial | New | Space Heating | Natural Gas | Furnace | E10 | Utility - Cost of Operation | 0 | 0 | 0 | 0 | 0 | 0 | 0 | 0 | 0 | 0 | 0 | 0 | 0 | 0 | 0 | 0 | 0 | 0 | 0 | 0 | 0 | 0 | 0 | 0 | 0 | 0 | 0 | 0 | 0 | 0 | 0 | 0 | 0
F6_Industrial_Other Industrial_New_Space Heating_Natural Gas_Furnace_E1 | F6 | Industrial | Other Industrial | New | Space Heating | Natural Gas | Furnace | E1 | Utility - Value of Sales | 0 | 0 | 0 | 0 | 0 | 0 | 0 | 0 | 0 | 0 | 0 | 0 | 0 | 0 | 0 | 0 | 0 | 0 | 0 | 0 | 0 | 0 | 0 | 0 | 0 | 0 | 0 | 0 | 0 | 0 | 0 | 0 | 0
F6_Industrial_Other Industrial_New_Space Heating_Natural Gas_Furnace_E2 | F6 | Industrial | Other Industrial | New | Space Heating | Natural Gas | Furnace | E2 | Utility - Value of Sales | 0 | 0 | 0 | 0 | 0 | 0 | 0 | 0 | 0 | 0 | 0 | 0 | 0 | 0 | 0 | 0 | 0 | 0 | 0 | 0 | 0 | 0 | 0 | 0 | 0 | 0 | 0 | 0 | 0 | 0 | 0 | 0 | 0
F6_Industrial_Other Industrial_New_Space Heating_Natural Gas_Furnace_E3 | F6 | Industrial | Other Industrial | New | Space Heating | Natural Gas | Furnace | E3 | Utility - Value of Sales | 0 | 0 | 0 | 0 | 0 | 0 | 0 | 0 | 0 | 0 | 0 | 0 | 0 | 0 | 0 | 0 | 0 | 0 | 0 | 0 | 0 | 0 | 0 | 0 | 0 | 0 | 0 | 0 | 0 | 0 | 0 | 0 | 0
F6_Industrial_Other Industrial_New_Space Heating_Natural Gas_Furnace_E4 | F6 | Industrial | Other Industrial | New | Space Heating | Natural Gas | Furnace | E4 | Utility - Value of Sales | 0 | 0 | 0 | 0 | 0 | 0 | 0 | 0 | 0 | 0 | 0 | 0 | 0 | 0 | 0 | 0 | 0 | 0 | 0 | 0 | 0 | 0 | 0 | 0 | 0 | 0 | 0 | 0 | 0 | 0 | 0 | 0 | 0
F6_Industrial_Other Industrial_New_Space Heating_Natural Gas_Furnace_E5 | F6 | Industrial | Other Industrial | New | Space Heating | Natural Gas | Furnace | E5 | Utility - Value of Sales | 0 | 0 | 0 | 0 | 0 | 0 | 0 | 0 | 0 | 0 | 0 | 0 | 0 | 0 | 0 | 0 | 0 | 0 | 0 | 0 | 0 | 0 | 0 | 0 | 0 | 0 | 0 | 0 | 0 | 0 | 0 | 0 | 0
F6_Industrial_Other Industrial_New_Space Heating_Natural Gas_Furnace_E6 | F6 | Industrial | Other Industrial | New | Space Heating | Natural Gas | Furnace | E6 | Utility - Value of Sales | 0 | 0 | 0 | 0 | 0 | 0 | 0 | 0 | 0 | 0 | 0 | 0 | 0 | 0 | 0 | 0 | 0 | 0 | 0 | 0 | 0 | 0 | 0 | 0 | 0 | 0 | 0 | 0 | 0 | 0 | 0 | 0 | 0
F6_Industrial_Other Industrial_New_Space Heating_Natural Gas_Furnace_E7 | F6 | Industrial | Other Industrial | New | Space Heating | Natural Gas | Furnace | E7 | Utility - Value of Sales | 0 | 0 | 0 | 0 | 0 | 0 | 0 | 0 | 0 | 0 | 0 | 0 | 0 | 0 | 0 | 0 | 0 | 0 | 0 | 0 | 0 | 0 | 0 | 0 | 0 | 0 | 0 | 0 | 0 | 0 | 0 | 0 | 0
F6_Industrial_Other Industrial_New_Space Heating_Natural Gas_Furnace_E8 | F6 | Industrial | Other Industrial | New | Space Heating | Natural Gas | Furnace | E8 | Utility - Value of Sales | 0 | 0 | 0 | 0 | 0 | 0 | 0 | 0 | 0 | 0 | 0 | 0 | 0 | 0 | 0 | 0 | 0 | 0 | 0 | 0 | 0 | 0 | 0 | 0 | 0 | 0 | 0 | 0 | 0 | 0 | 0 | 0 | 0
F6_Industrial_Other Industrial_New_Space Heating_Natural Gas_Furnace_E9 | F6 | Industrial | Other Industrial | New | Space Heating | Natural Gas | Furnace | E9 | Utility - Value of Sales | 0 | 0 | 0 | 0 | 0 | 0 | 0 | 0 | 0 | 0 | 0 | 0 | 0 | 0 | 0 | 0 | 0 | 0 | 0 | 0 | 0 | 0 | 0 | 0 | 0 | 0 | 0 | 0 | 0 | 0 | 0 | 0 | 0
F6_Industrial_Other Industrial_New_Space Heating_Natural Gas_Furnace_E10 | F6 | Industrial | Other Industrial | New | Space Heating | Natural Gas | Furnace | E10 | Utility - Value of Sales | 0 | 0 | 0 | 0 | 0 | 0 | 0 | 0 | 0 | 0 | 0 | 0 | 0 | 0 | 0 | 0 | 0 | 0 | 0 | 0 | 0 | 0 | 0 | 0 | 0 | 0 | 0 | 0 | 0 | 0 | 0 | 0 | 0
F1_Industrial_Other Industrial_New_Space Heating_Natural Gas_Boiler_E1 | F1 | Industrial | Other Industrial | New | Space Heating | Natural Gas | Boiler | E1 | RVT - Cost of Equipment | 0 | 0 | 0 | 0 | 0 | 0 | 0 | 0 | 0 | 0 | 0 | 0 | 0 | 0 | 0 | 0 | 0 | 0 | 0 | 0 | 0 | 0 | 0 | 0 | 0 | 0 | 0 | 0 | 0 | 0 | 0 | 0 | 0
F1_Industrial_Other Industrial_New_Space Heating_Natural Gas_Boiler_E2 | F1 | Industrial | Other Industrial | New | Space Heating | Natural Gas | Boiler | E2 | RVT - Cost of Equipment | 0 | 0 | 0 | 0 | 0 | 0 | 0 | 0 | 0 | 0 | 0 | 0 | 0 | 0 | 0 | 0 | 0 | 0 | 0 | 0 | 0 | 0 | 0 | 0 | 0 | 0 | 0 | 0 | 0 | 0 | 0 | 0 | 0
F1_Industrial_Other Industrial_New_Space Heating_Natural Gas_Boiler_E3 | F1 | Industrial | Other Industrial | New | Space Heating | Natural Gas | Boiler | E3 | RVT - Cost of Equipment | 0 | 0 | 0 | 0 | 0 | 0 | 0 | 0 | 0 | 0 | 0 | 0 | 0 | 0 | 0 | 0 | 0 | 0 | 0 | 0 | 0 | 0 | 0 | 0 | 0 | 0 | 0 | 0 | 0 | 0 | 0 | 0 | 0
F1_Industrial_Other Industrial_New_Space Heating_Natural Gas_Boiler_E4 | F1 | Industrial | Other Industrial | New | Space Heating | Natural Gas | Boiler | E4 | RVT - Cost of Equipment | 0 | 0 | 0 | 0 | 0 | 0 | 0 | 0 | 0 | 0 | 0 | 0 | 0 | 0 | 0 | 0 | 0 | 0 | 0 | 0 | 0 | 0 | 0 | 0 | 0 | 0 | 0 | 0 | 0 | 0 | 0 | 0 | 0
F1_Industrial_Other Industrial_New_Space Heating_Natural Gas_Boiler_E5 | F1 | Industrial | Other Industrial | New | Space Heating | Natural Gas | Boiler | E5 | RVT - Cost of Equipment | 0 | 0 | 0 | 0 | 0 | 0 | 0 | 0 | 0 | 0 | 0 | 0 | 0 | 0 | 0 | 0 | 0 | 0 | 0 | 0 | 0 | 0 | 0 | 0 | 0 | 0 | 0 | 0 | 0 | 0 | 0 | 0 | 0
F1_Industrial_Other Industrial_New_Space Heating_Natural Gas_Boiler_E6 | F1 | Industrial | Other Industrial | New | Space Heating | Natural Gas | Boiler | E6 | RVT - Cost of Equipment | 0 | 0 | 0 | 0 | 0 | 0 | 0 | 0 | 0 | 0 | 0 | 0 | 0 | 0 | 0 | 0 | 0 | 0 | 0 | 0 | 0 | 0 | 0 | 0 | 0 | 0 | 0 | 0 | 0 | 0 | 0 | 0 | 0
F1_Industrial_Other Industrial_New_Space Heating_Natural Gas_Boiler_E7 | F1 | Industrial | Other Industrial | New | Space Heating | Natural Gas | Boiler | E7 | RVT - Cost of Equipment | 0 | 0 | 0 | 0 | 0 | 0 | 0 | 0 | 0 | 0 | 0 | 0 | 0 | 0 | 0 | 0 | 0 | 0 | 0 | 0 | 0 | 0 | 0 | 0 | 0 | 0 | 0 | 0 | 0 | 0 | 0 | 0 | 0
F1_Industrial_Other Industrial_New_Space Heating_Natural Gas_Boiler_E8 | F1 | Industrial | Other Industrial | New | Space Heating | Natural Gas | Boiler | E8 | RVT - Cost of Equipment | 0 | 0 | 0 | 0 | 0 | 0 | 0 | 0 | 0 | 0 | 0 | 0 | 0 | 0 | 0 | 0 | 0 | 0 | 0 | 0 | 0 | 0 | 0 | 0 | 0 | 0 | 0 | 0 | 0 | 0 | 0 | 0 | 0
F1_Industrial_Other Industrial_New_Space Heating_Natural Gas_Boiler_E9 | F1 | Industrial | Other Industrial | New | Space Heating | Natural Gas | Boiler | E9 | RVT - Cost of Equipment | 0 | 0 | 0 | 0 | 0 | 0 | 0 | 0 | 0 | 0 | 0 | 0 | 0 | 0 | 0 | 0 | 0 | 0 | 0 | 0 | 0 | 0 | 0 | 0 | 0 | 0 | 0 | 0 | 0 | 0 | 0 | 0 | 0
F1_Industrial_Other Industrial_New_Space Heating_Natural Gas_Boiler_E10 | F1 | Industrial | Other Industrial | New | Space Heating | Natural Gas | Boiler | E10 | RVT - Cost of Equipment | 0 | 0 | 0 | 0 | 0 | 0 | 0 | 0 | 0 | 0 | 0 | 0 | 0 | 0 | 0 | 0 | 0 | 0 | 0 | 0 | 0 | 0 | 0 | 0 | 0 | 0 | 0 | 0 | 0 | 0 | 0 | 0 | 0
F2_Industrial_Other Industrial_New_Space Heating_Natural Gas_Boiler_E1 | F2 | Industrial | Other Industrial | New | Space Heating | Natural Gas | Boiler | E1 | RVT - Cost of Operation | 0 | 0 | 0 | 0 | 0 | 0 | 0 | 0 | 0 | 0 | 0 | 0 | 0 | 0 | 0 | 0 | 0 | 0 | 0 | 0 | 0 | 0 | 0 | 0 | 0 | 0 | 0 | 0 | 0 | 0 | 0 | 0 | 0
F2_Industrial_Other Industrial_New_Space Heating_Natural Gas_Boiler_E2 | F2 | Industrial | Other Industrial | New | Space Heating | Natural Gas | Boiler | E2 | RVT - Cost of Operation | 0 | 0 | 0 | 0 | 0 | 0 | 0 | 0 | 0 | 0 | 0 | 0 | 0 | 0 | 0 | 0 | 0 | 0 | 0 | 0 | 0 | 0 | 0 | 0 | 0 | 0 | 0 | 0 | 0 | 0 | 0 | 0 | 0
F2_Industrial_Other Industrial_New_Space Heating_Natural Gas_Boiler_E3 | F2 | Industrial | Other Industrial | New | Space Heating | Natural Gas | Boiler | E3 | RVT - Cost of Operation | 0 | 0 | 0 | 0 | 0 | 0 | 0 | 0 | 0 | 0 | 0 | 0 | 0 | 0 | 0 | 0 | 0 | 0 | 0 | 0 | 0 | 0 | 0 | 0 | 0 | 0 | 0 | 0 | 0 | 0 | 0 | 0 | 0
F2_Industrial_Other Industrial_New_Space Heating_Natural Gas_Boiler_E4 | F2 | Industrial | Other Industrial | New | Space Heating | Natural Gas | Boiler | E4 | RVT - Cost of Operation | 0 | 0 | 0 | 0 | 0 | 0 | 0 | 0 | 0 | 0 | 0 | 0 | 0 | 0 | 0 | 0 | 0 | 0 | 0 | 0 | 0 | 0 | 0 | 0 | 0 | 0 | 0 | 0 | 0 | 0 | 0 | 0 | 0
F2_Industrial_Other Industrial_New_Space Heating_Natural Gas_Boiler_E5 | F2 | Industrial | Other Industrial | New | Space Heating | Natural Gas | Boiler | E5 | RVT - Cost of Operation | 0 | 0 | 0 | 0 | 0 | 0 | 0 | 0 | 0 | 0 | 0 | 0 | 0 | 0 | 0 | 0 | 0 | 0 | 0 | 0 | 0 | 0 | 0 | 0 | 0 | 0 | 0 | 0 | 0 | 0 | 0 | 0 | 0
F2_Industrial_Other Industrial_New_Space Heating_Natural Gas_Boiler_E6 | F2 | Industrial | Other Industrial | New | Space Heating | Natural Gas | Boiler | E6 | RVT - Cost of Operation | 0 | 0 | 0 | 0 | 0 | 0 | 0 | 0 | 0 | 0 | 0 | 0 | 0 | 0 | 0 | 0 | 0 | 0 | 0 | 0 | 0 | 0 | 0 | 0 | 0 | 0 | 0 | 0 | 0 | 0 | 0 | 0 | 0
F2_Industrial_Other Industrial_New_Space Heating_Natural Gas_Boiler_E7 | F2 | Industrial | Other Industrial | New | Space Heating | Natural Gas | Boiler | E7 | RVT - Cost of Operation | 0 | 0 | 0 | 0 | 0 | 0 | 0 | 0 | 0 | 0 | 0 | 0 | 0 | 0 | 0 | 0 | 0 | 0 | 0 | 0 | 0 | 0 | 0 | 0 | 0 | 0 | 0 | 0 | 0 | 0 | 0 | 0 | 0
F2_Industrial_Other Industrial_New_Space Heating_Natural Gas_Boiler_E8 | F2 | Industrial | Other Industrial | New | Space Heating | Natural Gas | Boiler | E8 | RVT - Cost of Operation | 0 | 0 | 0 | 0 | 0 | 0 | 0 | 0 | 0 | 0 | 0 | 0 | 0 | 0 | 0 | 0 | 0 | 0 | 0 | 0 | 0 | 0 | 0 | 0 | 0 | 0 | 0 | 0 | 0 | 0 | 0 | 0 | 0
F2_Industrial_Other Industrial_New_Space Heating_Natural Gas_Boiler_E9 | F2 | Industrial | Other Industrial | New | Space Heating | Natural Gas | Boiler | E9 | RVT - Cost of Operation | 0 | 0 | 0 | 0 | 0 | 0 | 0 | 0 | 0 | 0 | 0 | 0 | 0 | 0 | 0 | 0 | 0 | 0 | 0 | 0 | 0 | 0 | 0 | 0 | 0 | 0 | 0 | 0 | 0 | 0 | 0 | 0 | 0
F2_Industrial_Other Industrial_New_Space Heating_Natural Gas_Boiler_E10 | F2 | Industrial | Other Industrial | New | Space Heating | Natural Gas | Boiler | E10 | RVT - Cost of Operation | 0 | 0 | 0 | 0 | 0 | 0 | 0 | 0 | 0 | 0 | 0 | 0 | 0 | 0 | 0 | 0 | 0 | 0 | 0 | 0 | 0 | 0 | 0 | 0 | 0 | 0 | 0 | 0 | 0 | 0 | 0 | 0 | 0
F3_Industrial_Other Industrial_New_Space Heating_Natural Gas_Boiler_E1 | F3 | Industrial | Other Industrial | New | Space Heating | Natural Gas | Boiler | E1 | System - kBTUs of Consumption | 0 | 0 | 0 | 0 | 0 | 0 | 0 | 0 | 0 | 0 | 0 | 0 | 0 | 0 | 0 | 0 | 0 | 0 | 0 | 0 | 0 | 0 | 0 | 0 | 0 | 0 | 0 | 0 | 0 | 0 | 0 | 0 | 0
F3_Industrial_Other Industrial_New_Space Heating_Natural Gas_Boiler_E2 | F3 | Industrial | Other Industrial | New | Space Heating | Natural Gas | Boiler | E2 | System - kBTUs of Consumption | 0 | 0 | 0 | 0 | 0 | 0 | 0 | 0 | 0 | 0 | 0 | 0 | 0 | 0 | 0 | 0 | 0 | 0 | 0 | 0 | 0 | 0 | 0 | 0 | 0 | 0 | 0 | 0 | 0 | 0 | 0 | 0 | 0
F3_Industrial_Other Industrial_New_Space Heating_Natural Gas_Boiler_E3 | F3 | Industrial | Other Industrial | New | Space Heating | Natural Gas | Boiler | E3 | System - kBTUs of Consumption | 0 | 0 | 0 | 0 | 0 | 0 | 0 | 0 | 0 | 0 | 0 | 0 | 0 | 0 | 0 | 0 | 0 | 0 | 0 | 0 | 0 | 0 | 0 | 0 | 0 | 0 | 0 | 0 | 0 | 0 | 0 | 0 | 0
F3_Industrial_Other Industrial_New_Space Heating_Natural Gas_Boiler_E4 | F3 | Industrial | Other Industrial | New | Space Heating | Natural Gas | Boiler | E4 | System - kBTUs of Consumption | 0 | 0 | 0 | 0 | 0 | 0 | 0 | 0 | 0 | 0 | 0 | 0 | 0 | 0 | 0 | 0 | 0 | 0 | 0 | 0 | 0 | 0 | 0 | 0 | 0 | 0 | 0 | 0 | 0 | 0 | 0 | 0 | 0
F3_Industrial_Other Industrial_New_Space Heating_Natural Gas_Boiler_E5 | F3 | Industrial | Other Industrial | New | Space Heating | Natural Gas | Boiler | E5 | System - kBTUs of Consumption | 0 | 0 | 0 | 0 | 0 | 0 | 0 | 0 | 0 | 0 | 0 | 0 | 0 | 0 | 0 | 0 | 0 | 0 | 0 | 0 | 0 | 0 | 0 | 0 | 0 | 0 | 0 | 0 | 0 | 0 | 0 | 0 | 0
F3_Industrial_Other Industrial_New_Space Heating_Natural Gas_Boiler_E6 | F3 | Industrial | Other Industrial | New | Space Heating | Natural Gas | Boiler | E6 | System - kBTUs of Consumption | 0 | 0 | 0 | 0 | 0 | 0 | 0 | 0 | 0 | 0 | 0 | 0 | 0 | 0 | 0 | 0 | 0 | 0 | 0 | 0 | 0 | 0 | 0 | 0 | 0 | 0 | 0 | 0 | 0 | 0 | 0 | 0 | 0
F3_Industrial_Other Industrial_New_Space Heating_Natural Gas_Boiler_E7 | F3 | Industrial | Other Industrial | New | Space Heating | Natural Gas | Boiler | E7 | System - kBTUs of Consumption | 0 | 0 | 0 | 0 | 0 | 0 | 0 | 0 | 0 | 0 | 0 | 0 | 0 | 0 | 0 | 0 | 0 | 0 | 0 | 0 | 0 | 0 | 0 | 0 | 0 | 0 | 0 | 0 | 0 | 0 | 0 | 0 | 0
F3_Industrial_Other Industrial_New_Space Heating_Natural Gas_Boiler_E8 | F3 | Industrial | Other Industrial | New | Space Heating | Natural Gas | Boiler | E8 | System - kBTUs of Consumption | 0 | 0 | 0 | 0 | 0 | 0 | 0 | 0 | 0 | 0 | 0 | 0 | 0 | 0 | 0 | 0 | 0 | 0 | 0 | 0 | 0 | 0 | 0 | 0 | 0 | 0 | 0 | 0 | 0 | 0 | 0 | 0 | 0
F3_Industrial_Other Industrial_New_Space Heating_Natural Gas_Boiler_E9 | F3 | Industrial | Other Industrial | New | Space Heating | Natural Gas | Boiler | E9 | System - kBTUs of Consumption | 0 | 0 | 0 | 0 | 0 | 0 | 0 | 0 | 0 | 0 | 0 | 0 | 0 | 0 | 0 | 0 | 0 | 0 | 0 | 0 | 0 | 0 | 0 | 0 | 0 | 0 | 0 | 0 | 0 | 0 | 0 | 0 | 0
F3_Industrial_Other Industrial_New_Space Heating_Natural Gas_Boiler_E10 | F3 | Industrial | Other Industrial | New | Space Heating | Natural Gas | Boiler | E10 | System - kBTUs of Consumption | 0 | 0 | 0 | 0 | 0 | 0 | 0 | 0 | 0 | 0 | 0 | 0 | 0 | 0 | 0 | 0 | 0 | 0 | 0 | 0 | 0 | 0 | 0 | 0 | 0 | 0 | 0 | 0 | 0 | 0 | 0 | 0 | 0
F4_Industrial_Other Industrial_New_Space Heating_Natural Gas_Boiler_E1 | F4 | Industrial | Other Industrial | New | Space Heating | Natural Gas | Boiler | E1 | Utility - Cost of Equipment | 0 | 0 | 0 | 0 | 0 | 0 | 0 | 0 | 0 | 0 | 0 | 0 | 0 | 0 | 0 | 0 | 0 | 0 | 0 | 0 | 0 | 0 | 0 | 0 | 0 | 0 | 0 | 0 | 0 | 0 | 0 | 0 | 0
F4_Industrial_Other Industrial_New_Space Heating_Natural Gas_Boiler_E2 | F4 | Industrial | Other Industrial | New | Space Heating | Natural Gas | Boiler | E2 | Utility - Cost of Equipment | 0 | 0 | 0 | 0 | 0 | 0 | 0 | 0 | 0 | 0 | 0 | 0 | 0 | 0 | 0 | 0 | 0 | 0 | 0 | 0 | 0 | 0 | 0 | 0 | 0 | 0 | 0 | 0 | 0 | 0 | 0 | 0 | 0
F4_Industrial_Other Industrial_New_Space Heating_Natural Gas_Boiler_E3 | F4 | Industrial | Other Industrial | New | Space Heating | Natural Gas | Boiler | E3 | Utility - Cost of Equipment | 0 | 0 | 0 | 0 | 0 | 0 | 0 | 0 | 0 | 0 | 0 | 0 | 0 | 0 | 0 | 0 | 0 | 0 | 0 | 0 | 0 | 0 | 0 | 0 | 0 | 0 | 0 | 0 | 0 | 0 | 0 | 0 | 0
F4_Industrial_Other Industrial_New_Space Heating_Natural Gas_Boiler_E4 | F4 | Industrial | Other Industrial | New | Space Heating | Natural Gas | Boiler | E4 | Utility - Cost of Equipment | 0 | 0 | 0 | 0 | 0 | 0 | 0 | 0 | 0 | 0 | 0 | 0 | 0 | 0 | 0 | 0 | 0 | 0 | 0 | 0 | 0 | 0 | 0 | 0 | 0 | 0 | 0 | 0 | 0 | 0 | 0 | 0 | 0
F4_Industrial_Other Industrial_New_Space Heating_Natural Gas_Boiler_E5 | F4 | Industrial | Other Industrial | New | Space Heating | Natural Gas | Boiler | E5 | Utility - Cost of Equipment | 0 | 0 | 0 | 0 | 0 | 0 | 0 | 0 | 0 | 0 | 0 | 0 | 0 | 0 | 0 | 0 | 0 | 0 | 0 | 0 | 0 | 0 | 0 | 0 | 0 | 0 | 0 | 0 | 0 | 0 | 0 | 0 | 0
F4_Industrial_Other Industrial_New_Space Heating_Natural Gas_Boiler_E6 | F4 | Industrial | Other Industrial | New | Space Heating | Natural Gas | Boiler | E6 | Utility - Cost of Equipment | 0 | 0 | 0 | 0 | 0 | 0 | 0 | 0 | 0 | 0 | 0 | 0 | 0 | 0 | 0 | 0 | 0 | 0 | 0 | 0 | 0 | 0 | 0 | 0 | 0 | 0 | 0 | 0 | 0 | 0 | 0 | 0 | 0
F4_Industrial_Other Industrial_New_Space Heating_Natural Gas_Boiler_E7 | F4 | Industrial | Other Industrial | New | Space Heating | Natural Gas | Boiler | E7 | Utility - Cost of Equipment | 0 | 0 | 0 | 0 | 0 | 0 | 0 | 0 | 0 | 0 | 0 | 0 | 0 | 0 | 0 | 0 | 0 | 0 | 0 | 0 | 0 | 0 | 0 | 0 | 0 | 0 | 0 | 0 | 0 | 0 | 0 | 0 | 0
F4_Industrial_Other Industrial_New_Space Heating_Natural Gas_Boiler_E8 | F4 | Industrial | Other Industrial | New | Space Heating | Natural Gas | Boiler | E8 | Utility - Cost of Equipment | 0 | 0 | 0 | 0 | 0 | 0 | 0 | 0 | 0 | 0 | 0 | 0 | 0 | 0 | 0 | 0 | 0 | 0 | 0 | 0 | 0 | 0 | 0 | 0 | 0 | 0 | 0 | 0 | 0 | 0 | 0 | 0 | 0
F4_Industrial_Other Industrial_New_Space Heating_Natural Gas_Boiler_E9 | F4 | Industrial | Other Industrial | New | Space Heating | Natural Gas | Boiler | E9 | Utility - Cost of Equipment | 0 | 0 | 0 | 0 | 0 | 0 | 0 | 0 | 0 | 0 | 0 | 0 | 0 | 0 | 0 | 0 | 0 | 0 | 0 | 0 | 0 | 0 | 0 | 0 | 0 | 0 | 0 | 0 | 0 | 0 | 0 | 0 | 0
F4_Industrial_Other Industrial_New_Space Heating_Natural Gas_Boiler_E10 | F4 | Industrial | Other Industrial | New | Space Heating | Natural Gas | Boiler | E10 | Utility - Cost of Equipment | 0 | 0 | 0 | 0 | 0 | 0 | 0 | 0 | 0 | 0 | 0 | 0 | 0 | 0 | 0 | 0 | 0 | 0 | 0 | 0 | 0 | 0 | 0 | 0 | 0 | 0 | 0 | 0 | 0 | 0 | 0 | 0 | 0
F5_Industrial_Other Industrial_New_Space Heating_Natural Gas_Boiler_E1 | F5 | Industrial | Other Industrial | New | Space Heating | Natural Gas | Boiler | E1 | Utility - Cost of Operation | 0 | 0 | 0 | 0 | 0 | 0 | 0 | 0 | 0 | 0 | 0 | 0 | 0 | 0 | 0 | 0 | 0 | 0 | 0 | 0 | 0 | 0 | 0 | 0 | 0 | 0 | 0 | 0 | 0 | 0 | 0 | 0 | 0
F5_Industrial_Other Industrial_New_Space Heating_Natural Gas_Boiler_E2 | F5 | Industrial | Other Industrial | New | Space Heating | Natural Gas | Boiler | E2 | Utility - Cost of Operation | 0 | 0 | 0 | 0 | 0 | 0 | 0 | 0 | 0 | 0 | 0 | 0 | 0 | 0 | 0 | 0 | 0 | 0 | 0 | 0 | 0 | 0 | 0 | 0 | 0 | 0 | 0 | 0 | 0 | 0 | 0 | 0 | 0
F5_Industrial_Other Industrial_New_Space Heating_Natural Gas_Boiler_E3 | F5 | Industrial | Other Industrial | New | Space Heating | Natural Gas | Boiler | E3 | Utility - Cost of Operation | 0 | 0 | 0 | 0 | 0 | 0 | 0 | 0 | 0 | 0 | 0 | 0 | 0 | 0 | 0 | 0 | 0 | 0 | 0 | 0 | 0 | 0 | 0 | 0 | 0 | 0 | 0 | 0 | 0 | 0 | 0 | 0 | 0
F5_Industrial_Other Industrial_New_Space Heating_Natural Gas_Boiler_E4 | F5 | Industrial | Other Industrial | New | Space Heating | Natural Gas | Boiler | E4 | Utility - Cost of Operation | 0 | 0 | 0 | 0 | 0 | 0 | 0 | 0 | 0 | 0 | 0 | 0 | 0 | 0 | 0 | 0 | 0 | 0 | 0 | 0 | 0 | 0 | 0 | 0 | 0 | 0 | 0 | 0 | 0 | 0 | 0 | 0 | 0
F5_Industrial_Other Industrial_New_Space Heating_Natural Gas_Boiler_E5 | F5 | Industrial | Other Industrial | New | Space Heating | Natural Gas | Boiler | E5 | Utility - Cost of Operation | 0 | 0 | 0 | 0 | 0 | 0 | 0 | 0 | 0 | 0 | 0 | 0 | 0 | 0 | 0 | 0 | 0 | 0 | 0 | 0 | 0 | 0 | 0 | 0 | 0 | 0 | 0 | 0 | 0 | 0 | 0 | 0 | 0
F5_Industrial_Other Industrial_New_Space Heating_Natural Gas_Boiler_E6 | F5 | Industrial | Other Industrial | New | Space Heating | Natural Gas | Boiler | E6 | Utility - Cost of Operation | 0 | 0 | 0 | 0 | 0 | 0 | 0 | 0 | 0 | 0 | 0 | 0 | 0 | 0 | 0 | 0 | 0 | 0 | 0 | 0 | 0 | 0 | 0 | 0 | 0 | 0 | 0 | 0 | 0 | 0 | 0 | 0 | 0
F5_Industrial_Other Industrial_New_Space Heating_Natural Gas_Boiler_E7 | F5 | Industrial | Other Industrial | New | Space Heating | Natural Gas | Boiler | E7 | Utility - Cost of Operation | 0 | 0 | 0 | 0 | 0 | 0 | 0 | 0 | 0 | 0 | 0 | 0 | 0 | 0 | 0 | 0 | 0 | 0 | 0 | 0 | 0 | 0 | 0 | 0 | 0 | 0 | 0 | 0 | 0 | 0 | 0 | 0 | 0
F5_Industrial_Other Industrial_New_Space Heating_Natural Gas_Boiler_E8 | F5 | Industrial | Other Industrial | New | Space Heating | Natural Gas | Boiler | E8 | Utility - Cost of Operation | 0 | 0 | 0 | 0 | 0 | 0 | 0 | 0 | 0 | 0 | 0 | 0 | 0 | 0 | 0 | 0 | 0 | 0 | 0 | 0 | 0 | 0 | 0 | 0 | 0 | 0 | 0 | 0 | 0 | 0 | 0 | 0 | 0
F5_Industrial_Other Industrial_New_Space Heating_Natural Gas_Boiler_E9 | F5 | Industrial | Other Industrial | New | Space Heating | Natural Gas | Boiler | E9 | Utility - Cost of Operation | 0 | 0 | 0 | 0 | 0 | 0 | 0 | 0 | 0 | 0 | 0 | 0 | 0 | 0 | 0 | 0 | 0 | 0 | 0 | 0 | 0 | 0 | 0 | 0 | 0 | 0 | 0 | 0 | 0 | 0 | 0 | 0 | 0
F5_Industrial_Other Industrial_New_Space Heating_Natural Gas_Boiler_E10 | F5 | Industrial | Other Industrial | New | Space Heating | Natural Gas | Boiler | E10 | Utility - Cost of Operation | 0 | 0 | 0 | 0 | 0 | 0 | 0 | 0 | 0 | 0 | 0 | 0 | 0 | 0 | 0 | 0 | 0 | 0 | 0 | 0 | 0 | 0 | 0 | 0 | 0 | 0 | 0 | 0 | 0 | 0 | 0 | 0 | 0
F6_Industrial_Other Industrial_New_Space Heating_Natural Gas_Boiler_E1 | F6 | Industrial | Other Industrial | New | Space Heating | Natural Gas | Boiler | E1 | Utility - Value of Sales | 0 | 0 | 0 | 0 | 0 | 0 | 0 | 0 | 0 | 0 | 0 | 0 | 0 | 0 | 0 | 0 | 0 | 0 | 0 | 0 | 0 | 0 | 0 | 0 | 0 | 0 | 0 | 0 | 0 | 0 | 0 | 0 | 0
F6_Industrial_Other Industrial_New_Space Heating_Natural Gas_Boiler_E2 | F6 | Industrial | Other Industrial | New | Space Heating | Natural Gas | Boiler | E2 | Utility - Value of Sales | 0 | 0 | 0 | 0 | 0 | 0 | 0 | 0 | 0 | 0 | 0 | 0 | 0 | 0 | 0 | 0 | 0 | 0 | 0 | 0 | 0 | 0 | 0 | 0 | 0 | 0 | 0 | 0 | 0 | 0 | 0 | 0 | 0
F6_Industrial_Other Industrial_New_Space Heating_Natural Gas_Boiler_E3 | F6 | Industrial | Other Industrial | New | Space Heating | Natural Gas | Boiler | E3 | Utility - Value of Sales | 0 | 0 | 0 | 0 | 0 | 0 | 0 | 0 | 0 | 0 | 0 | 0 | 0 | 0 | 0 | 0 | 0 | 0 | 0 | 0 | 0 | 0 | 0 | 0 | 0 | 0 | 0 | 0 | 0 | 0 | 0 | 0 | 0
F6_Industrial_Other Industrial_New_Space Heating_Natural Gas_Boiler_E4 | F6 | Industrial | Other Industrial | New | Space Heating | Natural Gas | Boiler | E4 | Utility - Value of Sales | 0 | 0 | 0 | 0 | 0 | 0 | 0 | 0 | 0 | 0 | 0 | 0 | 0 | 0 | 0 | 0 | 0 | 0 | 0 | 0 | 0 | 0 | 0 | 0 | 0 | 0 | 0 | 0 | 0 | 0 | 0 | 0 | 0
F6_Industrial_Other Industrial_New_Space Heating_Natural Gas_Boiler_E5 | F6 | Industrial | Other Industrial | New | Space Heating | Natural Gas | Boiler | E5 | Utility - Value of Sales | 0 | 0 | 0 | 0 | 0 | 0 | 0 | 0 | 0 | 0 | 0 | 0 | 0 | 0 | 0 | 0 | 0 | 0 | 0 | 0 | 0 | 0 | 0 | 0 | 0 | 0 | 0 | 0 | 0 | 0 | 0 | 0 | 0
F6_Industrial_Other Industrial_New_Space Heating_Natural Gas_Boiler_E6 | F6 | Industrial | Other Industrial | New | Space Heating | Natural Gas | Boiler | E6 | Utility - Value of Sales | 0 | 0 | 0 | 0 | 0 | 0 | 0 | 0 | 0 | 0 | 0 | 0 | 0 | 0 | 0 | 0 | 0 | 0 | 0 | 0 | 0 | 0 | 0 | 0 | 0 | 0 | 0 | 0 | 0 | 0 | 0 | 0 | 0
F6_Industrial_Other Industrial_New_Space Heating_Natural Gas_Boiler_E7 | F6 | Industrial | Other Industrial | New | Space Heating | Natural Gas | Boiler | E7 | Utility - Value of Sales | 0 | 0 | 0 | 0 | 0 | 0 | 0 | 0 | 0 | 0 | 0 | 0 | 0 | 0 | 0 | 0 | 0 | 0 | 0 | 0 | 0 | 0 | 0 | 0 | 0 | 0 | 0 | 0 | 0 | 0 | 0 | 0 | 0
F6_Industrial_Other Industrial_New_Space Heating_Natural Gas_Boiler_E8 | F6 | Industrial | Other Industrial | New | Space Heating | Natural Gas | Boiler | E8 | Utility - Value of Sales | 0 | 0 | 0 | 0 | 0 | 0 | 0 | 0 | 0 | 0 | 0 | 0 | 0 | 0 | 0 | 0 | 0 | 0 | 0 | 0 | 0 | 0 | 0 | 0 | 0 | 0 | 0 | 0 | 0 | 0 | 0 | 0 | 0
F6_Industrial_Other Industrial_New_Space Heating_Natural Gas_Boiler_E9 | F6 | Industrial | Other Industrial | New | Space Heating | Natural Gas | Boiler | E9 | Utility - Value of Sales | 0 | 0 | 0 | 0 | 0 | 0 | 0 | 0 | 0 | 0 | 0 | 0 | 0 | 0 | 0 | 0 | 0 | 0 | 0 | 0 | 0 | 0 | 0 | 0 | 0 | 0 | 0 | 0 | 0 | 0 | 0 | 0 | 0
F6_Industrial_Other Industrial_New_Space Heating_Natural Gas_Boiler_E10 | F6 | Industrial | Other Industrial | New | Space Heating | Natural Gas | Boiler | E10 | Utility - Value of Sales | 0 | 0 | 0 | 0 | 0 | 0 | 0 | 0 | 0 | 0 | 0 | 0 | 0 | 0 | 0 | 0 | 0 | 0 | 0 | 0 | 0 | 0 | 0 | 0 | 0 | 0 | 0 | 0 | 0 | 0 | 0 | 0 | 0
F1_Industrial_Other Industrial_New_Space Heating_Natural Gas_Unit Heater_E1 | F1 | Industrial | Other Industrial | New | Space Heating | Natural Gas | Unit Heater | E1 | RVT - Cost of Equipment | 0 | 0 | 0 | 0 | 0 | 0 | 0 | 0 | 0 | 0 | 0 | 0 | 0 | 0 | 0 | 0 | 0 | 0 | 0 | 0 | 0 | 0 | 0 | 0 | 0 | 0 | 0 | 0 | 0 | 0 | 0 | 0 | 0
F1_Industrial_Other Industrial_New_Space Heating_Natural Gas_Unit Heater_E2 | F1 | Industrial | Other Industrial | New | Space Heating | Natural Gas | Unit Heater | E2 | RVT - Cost of Equipment | 0 | 0 | 0 | 0 | 0 | 0 | 0 | 0 | 0 | 0 | 0 | 0 | 0 | 0 | 0 | 0 | 0 | 0 | 0 | 0 | 0 | 0 | 0 | 0 | 0 | 0 | 0 | 0 | 0 | 0 | 0 | 0 | 0
F1_Industrial_Other Industrial_New_Space Heating_Natural Gas_Unit Heater_E3 | F1 | Industrial | Other Industrial | New | Space Heating | Natural Gas | Unit Heater | E3 | RVT - Cost of Equipment | 0 | 0 | 0 | 0 | 0 | 0 | 0 | 0 | 0 | 0 | 0 | 0 | 0 | 0 | 0 | 0 | 0 | 0 | 0 | 0 | 0 | 0 | 0 | 0 | 0 | 0 | 0 | 0 | 0 | 0 | 0 | 0 | 0
F1_Industrial_Other Industrial_New_Space Heating_Natural Gas_Unit Heater_E4 | F1 | Industrial | Other Industrial | New | Space Heating | Natural Gas | Unit Heater | E4 | RVT - Cost of Equipment | 0 | 0 | 0 | 0 | 0 | 0 | 0 | 0 | 0 | 0 | 0 | 0 | 0 | 0 | 0 | 0 | 0 | 0 | 0 | 0 | 0 | 0 | 0 | 0 | 0 | 0 | 0 | 0 | 0 | 0 | 0 | 0 | 0
F1_Industrial_Other Industrial_New_Space Heating_Natural Gas_Unit Heater_E5 | F1 | Industrial | Other Industrial | New | Space Heating | Natural Gas | Unit Heater | E5 | RVT - Cost of Equipment | 0 | 0 | 0 | 0 | 0 | 0 | 0 | 0 | 0 | 0 | 0 | 0 | 0 | 0 | 0 | 0 | 0 | 0 | 0 | 0 | 0 | 0 | 0 | 0 | 0 | 0 | 0 | 0 | 0 | 0 | 0 | 0 | 0
F1_Industrial_Other Industrial_New_Space Heating_Natural Gas_Unit Heater_E6 | F1 | Industrial | Other Industrial | New | Space Heating | Natural Gas | Unit Heater | E6 | RVT - Cost of Equipment | 0 | 0 | 0 | 0 | 0 | 0 | 0 | 0 | 0 | 0 | 0 | 0 | 0 | 0 | 0 | 0 | 0 | 0 | 0 | 0 | 0 | 0 | 0 | 0 | 0 | 0 | 0 | 0 | 0 | 0 | 0 | 0 | 0
F1_Industrial_Other Industrial_New_Space Heating_Natural Gas_Unit Heater_E7 | F1 | Industrial | Other Industrial | New | Space Heating | Natural Gas | Unit Heater | E7 | RVT - Cost of Equipment | 0 | 0 | 0 | 0 | 0 | 0 | 0 | 0 | 0 | 0 | 0 | 0 | 0 | 0 | 0 | 0 | 0 | 0 | 0 | 0 | 0 | 0 | 0 | 0 | 0 | 0 | 0 | 0 | 0 | 0 | 0 | 0 | 0
F1_Industrial_Other Industrial_New_Space Heating_Natural Gas_Unit Heater_E8 | F1 | Industrial | Other Industrial | New | Space Heating | Natural Gas | Unit Heater | E8 | RVT - Cost of Equipment | 0 | 0 | 0 | 0 | 0 | 0 | 0 | 0 | 0 | 0 | 0 | 0 | 0 | 0 | 0 | 0 | 0 | 0 | 0 | 0 | 0 | 0 | 0 | 0 | 0 | 0 | 0 | 0 | 0 | 0 | 0 | 0 | 0
F1_Industrial_Other Industrial_New_Space Heating_Natural Gas_Unit Heater_E9 | F1 | Industrial | Other Industrial | New | Space Heating | Natural Gas | Unit Heater | E9 | RVT - Cost of Equipment | 0 | 0 | 0 | 0 | 0 | 0 | 0 | 0 | 0 | 0 | 0 | 0 | 0 | 0 | 0 | 0 | 0 | 0 | 0 | 0 | 0 | 0 | 0 | 0 | 0 | 0 | 0 | 0 | 0 | 0 | 0 | 0 | 0
F1_Industrial_Other Industrial_New_Space Heating_Natural Gas_Unit Heater_E10 | F1 | Industrial | Other Industrial | New | Space Heating | Natural Gas | Unit Heater | E10 | RVT - Cost of Equipment | 0 | 0 | 0 | 0 | 0 | 0 | 0 | 0 | 0 | 0 | 0 | 0 | 0 | 0 | 0 | 0 | 0 | 0 | 0 | 0 | 0 | 0 | 0 | 0 | 0 | 0 | 0 | 0 | 0 | 0 | 0 | 0 | 0
F2_Industrial_Other Industrial_New_Space Heating_Natural Gas_Unit Heater_E1 | F2 | Industrial | Other Industrial | New | Space Heating | Natural Gas | Unit Heater | E1 | RVT - Cost of Operation | 0 | 0 | 0 | 0 | 0 | 0 | 0 | 0 | 0 | 0 | 0 | 0 | 0 | 0 | 0 | 0 | 0 | 0 | 0 | 0 | 0 | 0 | 0 | 0 | 0 | 0 | 0 | 0 | 0 | 0 | 0 | 0 | 0
F2_Industrial_Other Industrial_New_Space Heating_Natural Gas_Unit Heater_E2 | F2 | Industrial | Other Industrial | New | Space Heating | Natural Gas | Unit Heater | E2 | RVT - Cost of Operation | 0 | 0 | 0 | 0 | 0 | 0 | 0 | 0 | 0 | 0 | 0 | 0 | 0 | 0 | 0 | 0 | 0 | 0 | 0 | 0 | 0 | 0 | 0 | 0 | 0 | 0 | 0 | 0 | 0 | 0 | 0 | 0 | 0
F2_Industrial_Other Industrial_New_Space Heating_Natural Gas_Unit Heater_E3 | F2 | Industrial | Other Industrial | New | Space Heating | Natural Gas | Unit Heater | E3 | RVT - Cost of Operation | 0 | 0 | 0 | 0 | 0 | 0 | 0 | 0 | 0 | 0 | 0 | 0 | 0 | 0 | 0 | 0 | 0 | 0 | 0 | 0 | 0 | 0 | 0 | 0 | 0 | 0 | 0 | 0 | 0 | 0 | 0 | 0 | 0
F2_Industrial_Other Industrial_New_Space Heating_Natural Gas_Unit Heater_E4 | F2 | Industrial | Other Industrial | New | Space Heating | Natural Gas | Unit Heater | E4 | RVT - Cost of Operation | 0 | 0 | 0 | 0 | 0 | 0 | 0 | 0 | 0 | 0 | 0 | 0 | 0 | 0 | 0 | 0 | 0 | 0 | 0 | 0 | 0 | 0 | 0 | 0 | 0 | 0 | 0 | 0 | 0 | 0 | 0 | 0 | 0
F2_Industrial_Other Industrial_New_Space Heating_Natural Gas_Unit Heater_E5 | F2 | Industrial | Other Industrial | New | Space Heating | Natural Gas | Unit Heater | E5 | RVT - Cost of Operation | 0 | 0 | 0 | 0 | 0 | 0 | 0 | 0 | 0 | 0 | 0 | 0 | 0 | 0 | 0 | 0 | 0 | 0 | 0 | 0 | 0 | 0 | 0 | 0 | 0 | 0 | 0 | 0 | 0 | 0 | 0 | 0 | 0
F2_Industrial_Other Industrial_New_Space Heating_Natural Gas_Unit Heater_E6 | F2 | Industrial | Other Industrial | New | Space Heating | Natural Gas | Unit Heater | E6 | RVT - Cost of Operation | 0 | 0 | 0 | 0 | 0 | 0 | 0 | 0 | 0 | 0 | 0 | 0 | 0 | 0 | 0 | 0 | 0 | 0 | 0 | 0 | 0 | 0 | 0 | 0 | 0 | 0 | 0 | 0 | 0 | 0 | 0 | 0 | 0
F2_Industrial_Other Industrial_New_Space Heating_Natural Gas_Unit Heater_E7 | F2 | Industrial | Other Industrial | New | Space Heating | Natural Gas | Unit Heater | E7 | RVT - Cost of Operation | 0 | 0 | 0 | 0 | 0 | 0 | 0 | 0 | 0 | 0 | 0 | 0 | 0 | 0 | 0 | 0 | 0 | 0 | 0 | 0 | 0 | 0 | 0 | 0 | 0 | 0 | 0 | 0 | 0 | 0 | 0 | 0 | 0
F2_Industrial_Other Industrial_New_Space Heating_Natural Gas_Unit Heater_E8 | F2 | Industrial | Other Industrial | New | Space Heating | Natural Gas | Unit Heater | E8 | RVT - Cost of Operation | 0 | 0 | 0 | 0 | 0 | 0 | 0 | 0 | 0 | 0 | 0 | 0 | 0 | 0 | 0 | 0 | 0 | 0 | 0 | 0 | 0 | 0 | 0 | 0 | 0 | 0 | 0 | 0 | 0 | 0 | 0 | 0 | 0
F2_Industrial_Other Industrial_New_Space Heating_Natural Gas_Unit Heater_E9 | F2 | Industrial | Other Industrial | New | Space Heating | Natural Gas | Unit Heater | E9 | RVT - Cost of Operation | 0 | 0 | 0 | 0 | 0 | 0 | 0 | 0 | 0 | 0 | 0 | 0 | 0 | 0 | 0 | 0 | 0 | 0 | 0 | 0 | 0 | 0 | 0 | 0 | 0 | 0 | 0 | 0 | 0 | 0 | 0 | 0 | 0
F2_Industrial_Other Industrial_New_Space Heating_Natural Gas_Unit Heater_E10 | F2 | Industrial | Other Industrial | New | Space Heating | Natural Gas | Unit Heater | E10 | RVT - Cost of Operation | 0 | 0 | 0 | 0 | 0 | 0 | 0 | 0 | 0 | 0 | 0 | 0 | 0 | 0 | 0 | 0 | 0 | 0 | 0 | 0 | 0 | 0 | 0 | 0 | 0 | 0 | 0 | 0 | 0 | 0 | 0 | 0 | 0
F3_Industrial_Other Industrial_New_Space Heating_Natural Gas_Unit Heater_E1 | F3 | Industrial | Other Industrial | New | Space Heating | Natural Gas | Unit Heater | E1 | System - kBTUs of Consumption | 0 | 0 | 0 | 0 | 0 | 0 | 0 | 0 | 0 | 0 | 0 | 0 | 0 | 0 | 0 | 0 | 0 | 0 | 0 | 0 | 0 | 0 | 0 | 0 | 0 | 0 | 0 | 0 | 0 | 0 | 0 | 0 | 0
F3_Industrial_Other Industrial_New_Space Heating_Natural Gas_Unit Heater_E2 | F3 | Industrial | Other Industrial | New | Space Heating | Natural Gas | Unit Heater | E2 | System - kBTUs of Consumption | 0 | 0 | 0 | 0 | 0 | 0 | 0 | 0 | 0 | 0 | 0 | 0 | 0 | 0 | 0 | 0 | 0 | 0 | 0 | 0 | 0 | 0 | 0 | 0 | 0 | 0 | 0 | 0 | 0 | 0 | 0 | 0 | 0
F3_Industrial_Other Industrial_New_Space Heating_Natural Gas_Unit Heater_E3 | F3 | Industrial | Other Industrial | New | Space Heating | Natural Gas | Unit Heater | E3 | System - kBTUs of Consumption | 0 | 0 | 0 | 0 | 0 | 0 | 0 | 0 | 0 | 0 | 0 | 0 | 0 | 0 | 0 | 0 | 0 | 0 | 0 | 0 | 0 | 0 | 0 | 0 | 0 | 0 | 0 | 0 | 0 | 0 | 0 | 0 | 0
F3_Industrial_Other Industrial_New_Space Heating_Natural Gas_Unit Heater_E4 | F3 | Industrial | Other Industrial | New | Space Heating | Natural Gas | Unit Heater | E4 | System - kBTUs of Consumption | 0 | 0 | 0 | 0 | 0 | 0 | 0 | 0 | 0 | 0 | 0 | 0 | 0 | 0 | 0 | 0 | 0 | 0 | 0 | 0 | 0 | 0 | 0 | 0 | 0 | 0 | 0 | 0 | 0 | 0 | 0 | 0 | 0
F3_Industrial_Other Industrial_New_Space Heating_Natural Gas_Unit Heater_E5 | F3 | Industrial | Other Industrial | New | Space Heating | Natural Gas | Unit Heater | E5 | System - kBTUs of Consumption | 0 | 0 | 0 | 0 | 0 | 0 | 0 | 0 | 0 | 0 | 0 | 0 | 0 | 0 | 0 | 0 | 0 | 0 | 0 | 0 | 0 | 0 | 0 | 0 | 0 | 0 | 0 | 0 | 0 | 0 | 0 | 0 | 0
F3_Industrial_Other Industrial_New_Space Heating_Natural Gas_Unit Heater_E6 | F3 | Industrial | Other Industrial | New | Space Heating | Natural Gas | Unit Heater | E6 | System - kBTUs of Consumption | 0 | 0 | 0 | 0 | 0 | 0 | 0 | 0 | 0 | 0 | 0 | 0 | 0 | 0 | 0 | 0 | 0 | 0 | 0 | 0 | 0 | 0 | 0 | 0 | 0 | 0 | 0 | 0 | 0 | 0 | 0 | 0 | 0
F3_Industrial_Other Industrial_New_Space Heating_Natural Gas_Unit Heater_E7 | F3 | Industrial | Other Industrial | New | Space Heating | Natural Gas | Unit Heater | E7 | System - kBTUs of Consumption | 0 | 0 | 0 | 0 | 0 | 0 | 0 | 0 | 0 | 0 | 0 | 0 | 0 | 0 | 0 | 0 | 0 | 0 | 0 | 0 | 0 | 0 | 0 | 0 | 0 | 0 | 0 | 0 | 0 | 0 | 0 | 0 | 0
F3_Industrial_Other Industrial_New_Space Heating_Natural Gas_Unit Heater_E8 | F3 | Industrial | Other Industrial | New | Space Heating | Natural Gas | Unit Heater | E8 | System - kBTUs of Consumption | 0 | 0 | 0 | 0 | 0 | 0 | 0 | 0 | 0 | 0 | 0 | 0 | 0 | 0 | 0 | 0 | 0 | 0 | 0 | 0 | 0 | 0 | 0 | 0 | 0 | 0 | 0 | 0 | 0 | 0 | 0 | 0 | 0
F3_Industrial_Other Industrial_New_Space Heating_Natural Gas_Unit Heater_E9 | F3 | Industrial | Other Industrial | New | Space Heating | Natural Gas | Unit Heater | E9 | System - kBTUs of Consumption | 0 | 0 | 0 | 0 | 0 | 0 | 0 | 0 | 0 | 0 | 0 | 0 | 0 | 0 | 0 | 0 | 0 | 0 | 0 | 0 | 0 | 0 | 0 | 0 | 0 | 0 | 0 | 0 | 0 | 0 | 0 | 0 | 0
F3_Industrial_Other Industrial_New_Space Heating_Natural Gas_Unit Heater_E10 | F3 | Industrial | Other Industrial | New | Space Heating | Natural Gas | Unit Heater | E10 | System - kBTUs of Consumption | 0 | 0 | 0 | 0 | 0 | 0 | 0 | 0 | 0 | 0 | 0 | 0 | 0 | 0 | 0 | 0 | 0 | 0 | 0 | 0 | 0 | 0 | 0 | 0 | 0 | 0 | 0 | 0 | 0 | 0 | 0 | 0 | 0
F4_Industrial_Other Industrial_New_Space Heating_Natural Gas_Unit Heater_E1 | F4 | Industrial | Other Industrial | New | Space Heating | Natural Gas | Unit Heater | E1 | Utility - Cost of Equipment | 0 | 0 | 0 | 0 | 0 | 0 | 0 | 0 | 0 | 0 | 0 | 0 | 0 | 0 | 0 | 0 | 0 | 0 | 0 | 0 | 0 | 0 | 0 | 0 | 0 | 0 | 0 | 0 | 0 | 0 | 0 | 0 | 0
F4_Industrial_Other Industrial_New_Space Heating_Natural Gas_Unit Heater_E2 | F4 | Industrial | Other Industrial | New | Space Heating | Natural Gas | Unit Heater | E2 | Utility - Cost of Equipment | 0 | 0 | 0 | 0 | 0 | 0 | 0 | 0 | 0 | 0 | 0 | 0 | 0 | 0 | 0 | 0 | 0 | 0 | 0 | 0 | 0 | 0 | 0 | 0 | 0 | 0 | 0 | 0 | 0 | 0 | 0 | 0 | 0
F4_Industrial_Other Industrial_New_Space Heating_Natural Gas_Unit Heater_E3 | F4 | Industrial | Other Industrial | New | Space Heating | Natural Gas | Unit Heater | E3 | Utility - Cost of Equipment | 0 | 0 | 0 | 0 | 0 | 0 | 0 | 0 | 0 | 0 | 0 | 0 | 0 | 0 | 0 | 0 | 0 | 0 | 0 | 0 | 0 | 0 | 0 | 0 | 0 | 0 | 0 | 0 | 0 | 0 | 0 | 0 | 0
F4_Industrial_Other Industrial_New_Space Heating_Natural Gas_Unit Heater_E4 | F4 | Industrial | Other Industrial | New | Space Heating | Natural Gas | Unit Heater | E4 | Utility - Cost of Equipment | 0 | 0 | 0 | 0 | 0 | 0 | 0 | 0 | 0 | 0 | 0 | 0 | 0 | 0 | 0 | 0 | 0 | 0 | 0 | 0 | 0 | 0 | 0 | 0 | 0 | 0 | 0 | 0 | 0 | 0 | 0 | 0 | 0
F4_Industrial_Other Industrial_New_Space Heating_Natural Gas_Unit Heater_E5 | F4 | Industrial | Other Industrial | New | Space Heating | Natural Gas | Unit Heater | E5 | Utility - Cost of Equipment | 0 | 0 | 0 | 0 | 0 | 0 | 0 | 0 | 0 | 0 | 0 | 0 | 0 | 0 | 0 | 0 | 0 | 0 | 0 | 0 | 0 | 0 | 0 | 0 | 0 | 0 | 0 | 0 | 0 | 0 | 0 | 0 | 0
F4_Industrial_Other Industrial_New_Space Heating_Natural Gas_Unit Heater_E6 | F4 | Industrial | Other Industrial | New | Space Heating | Natural Gas | Unit Heater | E6 | Utility - Cost of Equipment | 0 | 0 | 0 | 0 | 0 | 0 | 0 | 0 | 0 | 0 | 0 | 0 | 0 | 0 | 0 | 0 | 0 | 0 | 0 | 0 | 0 | 0 | 0 | 0 | 0 | 0 | 0 | 0 | 0 | 0 | 0 | 0 | 0
F4_Industrial_Other Industrial_New_Space Heating_Natural Gas_Unit Heater_E7 | F4 | Industrial | Other Industrial | New | Space Heating | Natural Gas | Unit Heater | E7 | Utility - Cost of Equipment | 0 | 0 | 0 | 0 | 0 | 0 | 0 | 0 | 0 | 0 | 0 | 0 | 0 | 0 | 0 | 0 | 0 | 0 | 0 | 0 | 0 | 0 | 0 | 0 | 0 | 0 | 0 | 0 | 0 | 0 | 0 | 0 | 0
F4_Industrial_Other Industrial_New_Space Heating_Natural Gas_Unit Heater_E8 | F4 | Industrial | Other Industrial | New | Space Heating | Natural Gas | Unit Heater | E8 | Utility - Cost of Equipment | 0 | 0 | 0 | 0 | 0 | 0 | 0 | 0 | 0 | 0 | 0 | 0 | 0 | 0 | 0 | 0 | 0 | 0 | 0 | 0 | 0 | 0 | 0 | 0 | 0 | 0 | 0 | 0 | 0 | 0 | 0 | 0 | 0
F4_Industrial_Other Industrial_New_Space Heating_Natural Gas_Unit Heater_E9 | F4 | Industrial | Other Industrial | New | Space Heating | Natural Gas | Unit Heater | E9 | Utility - Cost of Equipment | 0 | 0 | 0 | 0 | 0 | 0 | 0 | 0 | 0 | 0 | 0 | 0 | 0 | 0 | 0 | 0 | 0 | 0 | 0 | 0 | 0 | 0 | 0 | 0 | 0 | 0 | 0 | 0 | 0 | 0 | 0 | 0 | 0
F4_Industrial_Other Industrial_New_Space Heating_Natural Gas_Unit Heater_E10 | F4 | Industrial | Other Industrial | New | Space Heating | Natural Gas | Unit Heater | E10 | Utility - Cost of Equipment | 0 | 0 | 0 | 0 | 0 | 0 | 0 | 0 | 0 | 0 | 0 | 0 | 0 | 0 | 0 | 0 | 0 | 0 | 0 | 0 | 0 | 0 | 0 | 0 | 0 | 0 | 0 | 0 | 0 | 0 | 0 | 0 | 0
F5_Industrial_Other Industrial_New_Space Heating_Natural Gas_Unit Heater_E1 | F5 | Industrial | Other Industrial | New | Space Heating | Natural Gas | Unit Heater | E1 | Utility - Cost of Operation | 0 | 0 | 0 | 0 | 0 | 0 | 0 | 0 | 0 | 0 | 0 | 0 | 0 | 0 | 0 | 0 | 0 | 0 | 0 | 0 | 0 | 0 | 0 | 0 | 0 | 0 | 0 | 0 | 0 | 0 | 0 | 0 | 0
F5_Industrial_Other Industrial_New_Space Heating_Natural Gas_Unit Heater_E2 | F5 | Industrial | Other Industrial | New | Space Heating | Natural Gas | Unit Heater | E2 | Utility - Cost of Operation | 0 | 0 | 0 | 0 | 0 | 0 | 0 | 0 | 0 | 0 | 0 | 0 | 0 | 0 | 0 | 0 | 0 | 0 | 0 | 0 | 0 | 0 | 0 | 0 | 0 | 0 | 0 | 0 | 0 | 0 | 0 | 0 | 0
F5_Industrial_Other Industrial_New_Space Heating_Natural Gas_Unit Heater_E3 | F5 | Industrial | Other Industrial | New | Space Heating | Natural Gas | Unit Heater | E3 | Utility - Cost of Operation | 0 | 0 | 0 | 0 | 0 | 0 | 0 | 0 | 0 | 0 | 0 | 0 | 0 | 0 | 0 | 0 | 0 | 0 | 0 | 0 | 0 | 0 | 0 | 0 | 0 | 0 | 0 | 0 | 0 | 0 | 0 | 0 | 0
F5_Industrial_Other Industrial_New_Space Heating_Natural Gas_Unit Heater_E4 | F5 | Industrial | Other Industrial | New | Space Heating | Natural Gas | Unit Heater | E4 | Utility - Cost of Operation | 0 | 0 | 0 | 0 | 0 | 0 | 0 | 0 | 0 | 0 | 0 | 0 | 0 | 0 | 0 | 0 | 0 | 0 | 0 | 0 | 0 | 0 | 0 | 0 | 0 | 0 | 0 | 0 | 0 | 0 | 0 | 0 | 0
F5_Industrial_Other Industrial_New_Space Heating_Natural Gas_Unit Heater_E5 | F5 | Industrial | Other Industrial | New | Space Heating | Natural Gas | Unit Heater | E5 | Utility - Cost of Operation | 0 | 0 | 0 | 0 | 0 | 0 | 0 | 0 | 0 | 0 | 0 | 0 | 0 | 0 | 0 | 0 | 0 | 0 | 0 | 0 | 0 | 0 | 0 | 0 | 0 | 0 | 0 | 0 | 0 | 0 | 0 | 0 | 0
F5_Industrial_Other Industrial_New_Space Heating_Natural Gas_Unit Heater_E6 | F5 | Industrial | Other Industrial | New | Space Heating | Natural Gas | Unit Heater | E6 | Utility - Cost of Operation | 0 | 0 | 0 | 0 | 0 | 0 | 0 | 0 | 0 | 0 | 0 | 0 | 0 | 0 | 0 | 0 | 0 | 0 | 0 | 0 | 0 | 0 | 0 | 0 | 0 | 0 | 0 | 0 | 0 | 0 | 0 | 0 | 0
F5_Industrial_Other Industrial_New_Space Heating_Natural Gas_Unit Heater_E7 | F5 | Industrial | Other Industrial | New | Space Heating | Natural Gas | Unit Heater | E7 | Utility - Cost of Operation | 0 | 0 | 0 | 0 | 0 | 0 | 0 | 0 | 0 | 0 | 0 | 0 | 0 | 0 | 0 | 0 | 0 | 0 | 0 | 0 | 0 | 0 | 0 | 0 | 0 | 0 | 0 | 0 | 0 | 0 | 0 | 0 | 0
F5_Industrial_Other Industrial_New_Space Heating_Natural Gas_Unit Heater_E8 | F5 | Industrial | Other Industrial | New | Space Heating | Natural Gas | Unit Heater | E8 | Utility - Cost of Operation | 0 | 0 | 0 | 0 | 0 | 0 | 0 | 0 | 0 | 0 | 0 | 0 | 0 | 0 | 0 | 0 | 0 | 0 | 0 | 0 | 0 | 0 | 0 | 0 | 0 | 0 | 0 | 0 | 0 | 0 | 0 | 0 | 0
F5_Industrial_Other Industrial_New_Space Heating_Natural Gas_Unit Heater_E9 | F5 | Industrial | Other Industrial | New | Space Heating | Natural Gas | Unit Heater | E9 | Utility - Cost of Operation | 0 | 0 | 0 | 0 | 0 | 0 | 0 | 0 | 0 | 0 | 0 | 0 | 0 | 0 | 0 | 0 | 0 | 0 | 0 | 0 | 0 | 0 | 0 | 0 | 0 | 0 | 0 | 0 | 0 | 0 | 0 | 0 | 0
F5_Industrial_Other Industrial_New_Space Heating_Natural Gas_Unit Heater_E10 | F5 | Industrial | Other Industrial | New | Space Heating | Natural Gas | Unit Heater | E10 | Utility - Cost of Operation | 0 | 0 | 0 | 0 | 0 | 0 | 0 | 0 | 0 | 0 | 0 | 0 | 0 | 0 | 0 | 0 | 0 | 0 | 0 | 0 | 0 | 0 | 0 | 0 | 0 | 0 | 0 | 0 | 0 | 0 | 0 | 0 | 0
F6_Industrial_Other Industrial_New_Space Heating_Natural Gas_Unit Heater_E1 | F6 | Industrial | Other Industrial | New | Space Heating | Natural Gas | Unit Heater | E1 | Utility - Value of Sales | 0 | 0 | 0 | 0 | 0 | 0 | 0 | 0 | 0 | 0 | 0 | 0 | 0 | 0 | 0 | 0 | 0 | 0 | 0 | 0 | 0 | 0 | 0 | 0 | 0 | 0 | 0 | 0 | 0 | 0 | 0 | 0 | 0
F6_Industrial_Other Industrial_New_Space Heating_Natural Gas_Unit Heater_E2 | F6 | Industrial | Other Industrial | New | Space Heating | Natural Gas | Unit Heater | E2 | Utility - Value of Sales | 0 | 0 | 0 | 0 | 0 | 0 | 0 | 0 | 0 | 0 | 0 | 0 | 0 | 0 | 0 | 0 | 0 | 0 | 0 | 0 | 0 | 0 | 0 | 0 | 0 | 0 | 0 | 0 | 0 | 0 | 0 | 0 | 0
F6_Industrial_Other Industrial_New_Space Heating_Natural Gas_Unit Heater_E3 | F6 | Industrial | Other Industrial | New | Space Heating | Natural Gas | Unit Heater | E3 | Utility - Value of Sales | 0 | 0 | 0 | 0 | 0 | 0 | 0 | 0 | 0 | 0 | 0 | 0 | 0 | 0 | 0 | 0 | 0 | 0 | 0 | 0 | 0 | 0 | 0 | 0 | 0 | 0 | 0 | 0 | 0 | 0 | 0 | 0 | 0
F6_Industrial_Other Industrial_New_Space Heating_Natural Gas_Unit Heater_E4 | F6 | Industrial | Other Industrial | New | Space Heating | Natural Gas | Unit Heater | E4 | Utility - Value of Sales | 0 | 0 | 0 | 0 | 0 | 0 | 0 | 0 | 0 | 0 | 0 | 0 | 0 | 0 | 0 | 0 | 0 | 0 | 0 | 0 | 0 | 0 | 0 | 0 | 0 | 0 | 0 | 0 | 0 | 0 | 0 | 0 | 0
F6_Industrial_Other Industrial_New_Space Heating_Natural Gas_Unit Heater_E5 | F6 | Industrial | Other Industrial | New | Space Heating | Natural Gas | Unit Heater | E5 | Utility - Value of Sales | 0 | 0 | 0 | 0 | 0 | 0 | 0 | 0 | 0 | 0 | 0 | 0 | 0 | 0 | 0 | 0 | 0 | 0 | 0 | 0 | 0 | 0 | 0 | 0 | 0 | 0 | 0 | 0 | 0 | 0 | 0 | 0 | 0
F6_Industrial_Other Industrial_New_Space Heating_Natural Gas_Unit Heater_E6 | F6 | Industrial | Other Industrial | New | Space Heating | Natural Gas | Unit Heater | E6 | Utility - Value of Sales | 0 | 0 | 0 | 0 | 0 | 0 | 0 | 0 | 0 | 0 | 0 | 0 | 0 | 0 | 0 | 0 | 0 | 0 | 0 | 0 | 0 | 0 | 0 | 0 | 0 | 0 | 0 | 0 | 0 | 0 | 0 | 0 | 0
F6_Industrial_Other Industrial_New_Space Heating_Natural Gas_Unit Heater_E7 | F6 | Industrial | Other Industrial | New | Space Heating | Natural Gas | Unit Heater | E7 | Utility - Value of Sales | 0 | 0 | 0 | 0 | 0 | 0 | 0 | 0 | 0 | 0 | 0 | 0 | 0 | 0 | 0 | 0 | 0 | 0 | 0 | 0 | 0 | 0 | 0 | 0 | 0 | 0 | 0 | 0 | 0 | 0 | 0 | 0 | 0
F6_Industrial_Other Industrial_New_Space Heating_Natural Gas_Unit Heater_E8 | F6 | Industrial | Other Industrial | New | Space Heating | Natural Gas | Unit Heater | E8 | Utility - Value of Sales | 0 | 0 | 0 | 0 | 0 | 0 | 0 | 0 | 0 | 0 | 0 | 0 | 0 | 0 | 0 | 0 | 0 | 0 | 0 | 0 | 0 | 0 | 0 | 0 | 0 | 0 | 0 | 0 | 0 | 0 | 0 | 0 | 0
F6_Industrial_Other Industrial_New_Space Heating_Natural Gas_Unit Heater_E9 | F6 | Industrial | Other Industrial | New | Space Heating | Natural Gas | Unit Heater | E9 | Utility - Value of Sales | 0 | 0 | 0 | 0 | 0 | 0 | 0 | 0 | 0 | 0 | 0 | 0 | 0 | 0 | 0 | 0 | 0 | 0 | 0 | 0 | 0 | 0 | 0 | 0 | 0 | 0 | 0 | 0 | 0 | 0 | 0 | 0 | 0
F6_Industrial_Other Industrial_New_Space Heating_Natural Gas_Unit Heater_E10 | F6 | Industrial | Other Industrial | New | Space Heating | Natural Gas | Unit Heater | E10 | Utility - Value of Sales | 0 | 0 | 0 | 0 | 0 | 0 | 0 | 0 | 0 | 0 | 0 | 0 | 0 | 0 | 0 | 0 | 0 | 0 | 0 | 0 | 0 | 0 | 0 | 0 | 0 | 0 | 0 | 0 | 0 | 0 | 0 | 0 | 0
F1_Industrial_Other Industrial_New_Process_Natural Gas_Process Heating_E1 | F1 | Industrial | Other Industrial | New | Process | Natural Gas | Process Heating | E1 | RVT - Cost of Equipment | 0 | 0 | 0 | 0 | 0 | 0 | 0 | 0 | 0 | 0 | 0 | 0 | 0 | 0 | 0 | 0 | 0 | 0 | 0 | 0 | 0 | 0 | 0 | 0 | 0 | 0 | 0 | 0 | 0 | 0 | 0 | 0 | 0
F1_Industrial_Other Industrial_New_Process_Natural Gas_Process Heating_E2 | F1 | Industrial | Other Industrial | New | Process | Natural Gas | Process Heating | E2 | RVT - Cost of Equipment | 0 | 0 | 0 | 0 | 0 | 0 | 0 | 0 | 0 | 0 | 0 | 0 | 0 | 0 | 0 | 0 | 0 | 0 | 0 | 0 | 0 | 0 | 0 | 0 | 0 | 0 | 0 | 0 | 0 | 0 | 0 | 0 | 0
F1_Industrial_Other Industrial_New_Process_Natural Gas_Process Heating_E3 | F1 | Industrial | Other Industrial | New | Process | Natural Gas | Process Heating | E3 | RVT - Cost of Equipment | 0 | 0 | 0 | 0 | 0 | 0 | 0 | 0 | 0 | 0 | 0 | 0 | 0 | 0 | 0 | 0 | 0 | 0 | 0 | 0 | 0 | 0 | 0 | 0 | 0 | 0 | 0 | 0 | 0 | 0 | 0 | 0 | 0
F1_Industrial_Other Industrial_New_Process_Natural Gas_Process Heating_E4 | F1 | Industrial | Other Industrial | New | Process | Natural Gas | Process Heating | E4 | RVT - Cost of Equipment | 0 | 0 | 0 | 0 | 0 | 0 | 0 | 0 | 0 | 0 | 0 | 0 | 0 | 0 | 0 | 0 | 0 | 0 | 0 | 0 | 0 | 0 | 0 | 0 | 0 | 0 | 0 | 0 | 0 | 0 | 0 | 0 | 0
F1_Industrial_Other Industrial_New_Process_Natural Gas_Process Heating_E5 | F1 | Industrial | Other Industrial | New | Process | Natural Gas | Process Heating | E5 | RVT - Cost of Equipment | 0 | 0 | 0 | 0 | 0 | 0 | 0 | 0 | 0 | 0 | 0 | 0 | 0 | 0 | 0 | 0 | 0 | 0 | 0 | 0 | 0 | 0 | 0 | 0 | 0 | 0 | 0 | 0 | 0 | 0 | 0 | 0 | 0
F1_Industrial_Other Industrial_New_Process_Natural Gas_Process Heating_E6 | F1 | Industrial | Other Industrial | New | Process | Natural Gas | Process Heating | E6 | RVT - Cost of Equipment | 0 | 0 | 0 | 0 | 0 | 0 | 0 | 0 | 0 | 0 | 0 | 0 | 0 | 0 | 0 | 0 | 0 | 0 | 0 | 0 | 0 | 0 | 0 | 0 | 0 | 0 | 0 | 0 | 0 | 0 | 0 | 0 | 0
F1_Industrial_Other Industrial_New_Process_Natural Gas_Process Heating_E7 | F1 | Industrial | Other Industrial | New | Process | Natural Gas | Process Heating | E7 | RVT - Cost of Equipment | 0 | 0 | 0 | 0 | 0 | 0 | 0 | 0 | 0 | 0 | 0 | 0 | 0 | 0 | 0 | 0 | 0 | 0 | 0 | 0 | 0 | 0 | 0 | 0 | 0 | 0 | 0 | 0 | 0 | 0 | 0 | 0 | 0
F1_Industrial_Other Industrial_New_Process_Natural Gas_Process Heating_E8 | F1 | Industrial | Other Industrial | New | Process | Natural Gas | Process Heating | E8 | RVT - Cost of Equipment | 0 | 0 | 0 | 0 | 0 | 0 | 0 | 0 | 0 | 0 | 0 | 0 | 0 | 0 | 0 | 0 | 0 | 0 | 0 | 0 | 0 | 0 | 0 | 0 | 0 | 0 | 0 | 0 | 0 | 0 | 0 | 0 | 0
F1_Industrial_Other Industrial_New_Process_Natural Gas_Process Heating_E9 | F1 | Industrial | Other Industrial | New | Process | Natural Gas | Process Heating | E9 | RVT - Cost of Equipment | 0 | 0 | 0 | 0 | 0 | 0 | 0 | 0 | 0 | 0 | 0 | 0 | 0 | 0 | 0 | 0 | 0 | 0 | 0 | 0 | 0 | 0 | 0 | 0 | 0 | 0 | 0 | 0 | 0 | 0 | 0 | 0 | 0
F1_Industrial_Other Industrial_New_Process_Natural Gas_Process Heating_E10 | F1 | Industrial | Other Industrial | New | Process | Natural Gas | Process Heating | E10 | RVT - Cost of Equipment | 0 | 0 | 0 | 0 | 0 | 0 | 0 | 0 | 0 | 0 | 0 | 0 | 0 | 0 | 0 | 0 | 0 | 0 | 0 | 0 | 0 | 0 | 0 | 0 | 0 | 0 | 0 | 0 | 0 | 0 | 0 | 0 | 0
F2_Industrial_Other Industrial_New_Process_Natural Gas_Process Heating_E1 | F2 | Industrial | Other Industrial | New | Process | Natural Gas | Process Heating | E1 | RVT - Cost of Operation | 0 | 0 | 0 | 0 | 0 | 0 | 0 | 0 | 0 | 0 | 0 | 0 | 0 | 0 | 0 | 0 | 0 | 0 | 0 | 0 | 0 | 0 | 0 | 0 | 0 | 0 | 0 | 0 | 0 | 0 | 0 | 0 | 0
F2_Industrial_Other Industrial_New_Process_Natural Gas_Process Heating_E2 | F2 | Industrial | Other Industrial | New | Process | Natural Gas | Process Heating | E2 | RVT - Cost of Operation | 0 | 0 | 0 | 0 | 0 | 0 | 0 | 0 | 0 | 0 | 0 | 0 | 0 | 0 | 0 | 0 | 0 | 0 | 0 | 0 | 0 | 0 | 0 | 0 | 0 | 0 | 0 | 0 | 0 | 0 | 0 | 0 | 0
F2_Industrial_Other Industrial_New_Process_Natural Gas_Process Heating_E3 | F2 | Industrial | Other Industrial | New | Process | Natural Gas | Process Heating | E3 | RVT - Cost of Operation | 0 | 0 | 0 | 0 | 0 | 0 | 0 | 0 | 0 | 0 | 0 | 0 | 0 | 0 | 0 | 0 | 0 | 0 | 0 | 0 | 0 | 0 | 0 | 0 | 0 | 0 | 0 | 0 | 0 | 0 | 0 | 0 | 0
F2_Industrial_Other Industrial_New_Process_Natural Gas_Process Heating_E4 | F2 | Industrial | Other Industrial | New | Process | Natural Gas | Process Heating | E4 | RVT - Cost of Operation | 0 | 0 | 0 | 0 | 0 | 0 | 0 | 0 | 0 | 0 | 0 | 0 | 0 | 0 | 0 | 0 | 0 | 0 | 0 | 0 | 0 | 0 | 0 | 0 | 0 | 0 | 0 | 0 | 0 | 0 | 0 | 0 | 0
F2_Industrial_Other Industrial_New_Process_Natural Gas_Process Heating_E5 | F2 | Industrial | Other Industrial | New | Process | Natural Gas | Process Heating | E5 | RVT - Cost of Operation | 0 | 0 | 0 | 0 | 0 | 0 | 0 | 0 | 0 | 0 | 0 | 0 | 0 | 0 | 0 | 0 | 0 | 0 | 0 | 0 | 0 | 0 | 0 | 0 | 0 | 0 | 0 | 0 | 0 | 0 | 0 | 0 | 0
F2_Industrial_Other Industrial_New_Process_Natural Gas_Process Heating_E6 | F2 | Industrial | Other Industrial | New | Process | Natural Gas | Process Heating | E6 | RVT - Cost of Operation | 0 | 0 | 0 | 0 | 0 | 0 | 0 | 0 | 0 | 0 | 0 | 0 | 0 | 0 | 0 | 0 | 0 | 0 | 0 | 0 | 0 | 0 | 0 | 0 | 0 | 0 | 0 | 0 | 0 | 0 | 0 | 0 | 0
F2_Industrial_Other Industrial_New_Process_Natural Gas_Process Heating_E7 | F2 | Industrial | Other Industrial | New | Process | Natural Gas | Process Heating | E7 | RVT - Cost of Operation | 0 | 0 | 0 | 0 | 0 | 0 | 0 | 0 | 0 | 0 | 0 | 0 | 0 | 0 | 0 | 0 | 0 | 0 | 0 | 0 | 0 | 0 | 0 | 0 | 0 | 0 | 0 | 0 | 0 | 0 | 0 | 0 | 0
F2_Industrial_Other Industrial_New_Process_Natural Gas_Process Heating_E8 | F2 | Industrial | Other Industrial | New | Process | Natural Gas | Process Heating | E8 | RVT - Cost of Operation | 0 | 0 | 0 | 0 | 0 | 0 | 0 | 0 | 0 | 0 | 0 | 0 | 0 | 0 | 0 | 0 | 0 | 0 | 0 | 0 | 0 | 0 | 0 | 0 | 0 | 0 | 0 | 0 | 0 | 0 | 0 | 0 | 0
F2_Industrial_Other Industrial_New_Process_Natural Gas_Process Heating_E9 | F2 | Industrial | Other Industrial | New | Process | Natural Gas | Process Heating | E9 | RVT - Cost of Operation | 0 | 0 | 0 | 0 | 0 | 0 | 0 | 0 | 0 | 0 | 0 | 0 | 0 | 0 | 0 | 0 | 0 | 0 | 0 | 0 | 0 | 0 | 0 | 0 | 0 | 0 | 0 | 0 | 0 | 0 | 0 | 0 | 0
F2_Industrial_Other Industrial_New_Process_Natural Gas_Process Heating_E10 | F2 | Industrial | Other Industrial | New | Process | Natural Gas | Process Heating | E10 | RVT - Cost of Operation | 0 | 0 | 0 | 0 | 0 | 0 | 0 | 0 | 0 | 0 | 0 | 0 | 0 | 0 | 0 | 0 | 0 | 0 | 0 | 0 | 0 | 0 | 0 | 0 | 0 | 0 | 0 | 0 | 0 | 0 | 0 | 0 | 0
F3_Industrial_Other Industrial_New_Process_Natural Gas_Process Heating_E1 | F3 | Industrial | Other Industrial | New | Process | Natural Gas | Process Heating | E1 | System - kBTUs of Consumption | 0 | 0 | 0 | 0 | 0 | 0 | 0 | 0 | 0 | 0 | 0 | 0 | 0 | 0 | 0 | 0 | 0 | 0 | 0 | 0 | 0 | 0 | 0 | 0 | 0 | 0 | 0 | 0 | 0 | 0 | 0 | 0 | 0
F3_Industrial_Other Industrial_New_Process_Natural Gas_Process Heating_E2 | F3 | Industrial | Other Industrial | New | Process | Natural Gas | Process Heating | E2 | System - kBTUs of Consumption | 0 | 0 | 0 | 0 | 0 | 0 | 0 | 0 | 0 | 0 | 0 | 0 | 0 | 0 | 0 | 0 | 0 | 0 | 0 | 0 | 0 | 0 | 0 | 0 | 0 | 0 | 0 | 0 | 0 | 0 | 0 | 0 | 0
F3_Industrial_Other Industrial_New_Process_Natural Gas_Process Heating_E3 | F3 | Industrial | Other Industrial | New | Process | Natural Gas | Process Heating | E3 | System - kBTUs of Consumption | 0 | 0 | 0 | 0 | 0 | 0 | 0 | 0 | 0 | 0 | 0 | 0 | 0 | 0 | 0 | 0 | 0 | 0 | 0 | 0 | 0 | 0 | 0 | 0 | 0 | 0 | 0 | 0 | 0 | 0 | 0 | 0 | 0
F3_Industrial_Other Industrial_New_Process_Natural Gas_Process Heating_E4 | F3 | Industrial | Other Industrial | New | Process | Natural Gas | Process Heating | E4 | System - kBTUs of Consumption | 0 | 0 | 0 | 0 | 0 | 0 | 0 | 0 | 0 | 0 | 0 | 0 | 0 | 0 | 0 | 0 | 0 | 0 | 0 | 0 | 0 | 0 | 0 | 0 | 0 | 0 | 0 | 0 | 0 | 0 | 0 | 0 | 0
F3_Industrial_Other Industrial_New_Process_Natural Gas_Process Heating_E5 | F3 | Industrial | Other Industrial | New | Process | Natural Gas | Process Heating | E5 | System - kBTUs of Consumption | 0 | 0 | 0 | 0 | 0 | 0 | 0 | 0 | 0 | 0 | 0 | 0 | 0 | 0 | 0 | 0 | 0 | 0 | 0 | 0 | 0 | 0 | 0 | 0 | 0 | 0 | 0 | 0 | 0 | 0 | 0 | 0 | 0
F3_Industrial_Other Industrial_New_Process_Natural Gas_Process Heating_E6 | F3 | Industrial | Other Industrial | New | Process | Natural Gas | Process Heating | E6 | System - kBTUs of Consumption | 0 | 0 | 0 | 0 | 0 | 0 | 0 | 0 | 0 | 0 | 0 | 0 | 0 | 0 | 0 | 0 | 0 | 0 | 0 | 0 | 0 | 0 | 0 | 0 | 0 | 0 | 0 | 0 | 0 | 0 | 0 | 0 | 0
F3_Industrial_Other Industrial_New_Process_Natural Gas_Process Heating_E7 | F3 | Industrial | Other Industrial | New | Process | Natural Gas | Process Heating | E7 | System - kBTUs of Consumption | 0 | 0 | 0 | 0 | 0 | 0 | 0 | 0 | 0 | 0 | 0 | 0 | 0 | 0 | 0 | 0 | 0 | 0 | 0 | 0 | 0 | 0 | 0 | 0 | 0 | 0 | 0 | 0 | 0 | 0 | 0 | 0 | 0
F3_Industrial_Other Industrial_New_Process_Natural Gas_Process Heating_E8 | F3 | Industrial | Other Industrial | New | Process | Natural Gas | Process Heating | E8 | System - kBTUs of Consumption | 0 | 0 | 0 | 0 | 0 | 0 | 0 | 0 | 0 | 0 | 0 | 0 | 0 | 0 | 0 | 0 | 0 | 0 | 0 | 0 | 0 | 0 | 0 | 0 | 0 | 0 | 0 | 0 | 0 | 0 | 0 | 0 | 0
F3_Industrial_Other Industrial_New_Process_Natural Gas_Process Heating_E9 | F3 | Industrial | Other Industrial | New | Process | Natural Gas | Process Heating | E9 | System - kBTUs of Consumption | 0 | 0 | 0 | 0 | 0 | 0 | 0 | 0 | 0 | 0 | 0 | 0 | 0 | 0 | 0 | 0 | 0 | 0 | 0 | 0 | 0 | 0 | 0 | 0 | 0 | 0 | 0 | 0 | 0 | 0 | 0 | 0 | 0
F3_Industrial_Other Industrial_New_Process_Natural Gas_Process Heating_E10 | F3 | Industrial | Other Industrial | New | Process | Natural Gas | Process Heating | E10 | System - kBTUs of Consumption | 0 | 0 | 0 | 0 | 0 | 0 | 0 | 0 | 0 | 0 | 0 | 0 | 0 | 0 | 0 | 0 | 0 | 0 | 0 | 0 | 0 | 0 | 0 | 0 | 0 | 0 | 0 | 0 | 0 | 0 | 0 | 0 | 0
F4_Industrial_Other Industrial_New_Process_Natural Gas_Process Heating_E1 | F4 | Industrial | Other Industrial | New | Process | Natural Gas | Process Heating | E1 | Utility - Cost of Equipment | 0 | 0 | 0 | 0 | 0 | 0 | 0 | 0 | 0 | 0 | 0 | 0 | 0 | 0 | 0 | 0 | 0 | 0 | 0 | 0 | 0 | 0 | 0 | 0 | 0 | 0 | 0 | 0 | 0 | 0 | 0 | 0 | 0
F4_Industrial_Other Industrial_New_Process_Natural Gas_Process Heating_E2 | F4 | Industrial | Other Industrial | New | Process | Natural Gas | Process Heating | E2 | Utility - Cost of Equipment | 0 | 0 | 0 | 0 | 0 | 0 | 0 | 0 | 0 | 0 | 0 | 0 | 0 | 0 | 0 | 0 | 0 | 0 | 0 | 0 | 0 | 0 | 0 | 0 | 0 | 0 | 0 | 0 | 0 | 0 | 0 | 0 | 0
F4_Industrial_Other Industrial_New_Process_Natural Gas_Process Heating_E3 | F4 | Industrial | Other Industrial | New | Process | Natural Gas | Process Heating | E3 | Utility - Cost of Equipment | 0 | 0 | 0 | 0 | 0 | 0 | 0 | 0 | 0 | 0 | 0 | 0 | 0 | 0 | 0 | 0 | 0 | 0 | 0 | 0 | 0 | 0 | 0 | 0 | 0 | 0 | 0 | 0 | 0 | 0 | 0 | 0 | 0
F4_Industrial_Other Industrial_New_Process_Natural Gas_Process Heating_E4 | F4 | Industrial | Other Industrial | New | Process | Natural Gas | Process Heating | E4 | Utility - Cost of Equipment | 0 | 0 | 0 | 0 | 0 | 0 | 0 | 0 | 0 | 0 | 0 | 0 | 0 | 0 | 0 | 0 | 0 | 0 | 0 | 0 | 0 | 0 | 0 | 0 | 0 | 0 | 0 | 0 | 0 | 0 | 0 | 0 | 0
F4_Industrial_Other Industrial_New_Process_Natural Gas_Process Heating_E5 | F4 | Industrial | Other Industrial | New | Process | Natural Gas | Process Heating | E5 | Utility - Cost of Equipment | 0 | 0 | 0 | 0 | 0 | 0 | 0 | 0 | 0 | 0 | 0 | 0 | 0 | 0 | 0 | 0 | 0 | 0 | 0 | 0 | 0 | 0 | 0 | 0 | 0 | 0 | 0 | 0 | 0 | 0 | 0 | 0 | 0
F4_Industrial_Other Industrial_New_Process_Natural Gas_Process Heating_E6 | F4 | Industrial | Other Industrial | New | Process | Natural Gas | Process Heating | E6 | Utility - Cost of Equipment | 0 | 0 | 0 | 0 | 0 | 0 | 0 | 0 | 0 | 0 | 0 | 0 | 0 | 0 | 0 | 0 | 0 | 0 | 0 | 0 | 0 | 0 | 0 | 0 | 0 | 0 | 0 | 0 | 0 | 0 | 0 | 0 | 0
F4_Industrial_Other Industrial_New_Process_Natural Gas_Process Heating_E7 | F4 | Industrial | Other Industrial | New | Process | Natural Gas | Process Heating | E7 | Utility - Cost of Equipment | 0 | 0 | 0 | 0 | 0 | 0 | 0 | 0 | 0 | 0 | 0 | 0 | 0 | 0 | 0 | 0 | 0 | 0 | 0 | 0 | 0 | 0 | 0 | 0 | 0 | 0 | 0 | 0 | 0 | 0 | 0 | 0 | 0
F4_Industrial_Other Industrial_New_Process_Natural Gas_Process Heating_E8 | F4 | Industrial | Other Industrial | New | Process | Natural Gas | Process Heating | E8 | Utility - Cost of Equipment | 0 | 0 | 0 | 0 | 0 | 0 | 0 | 0 | 0 | 0 | 0 | 0 | 0 | 0 | 0 | 0 | 0 | 0 | 0 | 0 | 0 | 0 | 0 | 0 | 0 | 0 | 0 | 0 | 0 | 0 | 0 | 0 | 0
F4_Industrial_Other Industrial_New_Process_Natural Gas_Process Heating_E9 | F4 | Industrial | Other Industrial | New | Process | Natural Gas | Process Heating | E9 | Utility - Cost of Equipment | 0 | 0 | 0 | 0 | 0 | 0 | 0 | 0 | 0 | 0 | 0 | 0 | 0 | 0 | 0 | 0 | 0 | 0 | 0 | 0 | 0 | 0 | 0 | 0 | 0 | 0 | 0 | 0 | 0 | 0 | 0 | 0 | 0
F4_Industrial_Other Industrial_New_Process_Natural Gas_Process Heating_E10 | F4 | Industrial | Other Industrial | New | Process | Natural Gas | Process Heating | E10 | Utility - Cost of Equipment | 0 | 0 | 0 | 0 | 0 | 0 | 0 | 0 | 0 | 0 | 0 | 0 | 0 | 0 | 0 | 0 | 0 | 0 | 0 | 0 | 0 | 0 | 0 | 0 | 0 | 0 | 0 | 0 | 0 | 0 | 0 | 0 | 0
F5_Industrial_Other Industrial_New_Process_Natural Gas_Process Heating_E1 | F5 | Industrial | Other Industrial | New | Process | Natural Gas | Process Heating | E1 | Utility - Cost of Operation | 0 | 0 | 0 | 0 | 0 | 0 | 0 | 0 | 0 | 0 | 0 | 0 | 0 | 0 | 0 | 0 | 0 | 0 | 0 | 0 | 0 | 0 | 0 | 0 | 0 | 0 | 0 | 0 | 0 | 0 | 0 | 0 | 0
F5_Industrial_Other Industrial_New_Process_Natural Gas_Process Heating_E2 | F5 | Industrial | Other Industrial | New | Process | Natural Gas | Process Heating | E2 | Utility - Cost of Operation | 0 | 0 | 0 | 0 | 0 | 0 | 0 | 0 | 0 | 0 | 0 | 0 | 0 | 0 | 0 | 0 | 0 | 0 | 0 | 0 | 0 | 0 | 0 | 0 | 0 | 0 | 0 | 0 | 0 | 0 | 0 | 0 | 0
F5_Industrial_Other Industrial_New_Process_Natural Gas_Process Heating_E3 | F5 | Industrial | Other Industrial | New | Process | Natural Gas | Process Heating | E3 | Utility - Cost of Operation | 0 | 0 | 0 | 0 | 0 | 0 | 0 | 0 | 0 | 0 | 0 | 0 | 0 | 0 | 0 | 0 | 0 | 0 | 0 | 0 | 0 | 0 | 0 | 0 | 0 | 0 | 0 | 0 | 0 | 0 | 0 | 0 | 0
F5_Industrial_Other Industrial_New_Process_Natural Gas_Process Heating_E4 | F5 | Industrial | Other Industrial | New | Process | Natural Gas | Process Heating | E4 | Utility - Cost of Operation | 0 | 0 | 0 | 0 | 0 | 0 | 0 | 0 | 0 | 0 | 0 | 0 | 0 | 0 | 0 | 0 | 0 | 0 | 0 | 0 | 0 | 0 | 0 | 0 | 0 | 0 | 0 | 0 | 0 | 0 | 0 | 0 | 0
F5_Industrial_Other Industrial_New_Process_Natural Gas_Process Heating_E5 | F5 | Industrial | Other Industrial | New | Process | Natural Gas | Process Heating | E5 | Utility - Cost of Operation | 0 | 0 | 0 | 0 | 0 | 0 | 0 | 0 | 0 | 0 | 0 | 0 | 0 | 0 | 0 | 0 | 0 | 0 | 0 | 0 | 0 | 0 | 0 | 0 | 0 | 0 | 0 | 0 | 0 | 0 | 0 | 0 | 0
F5_Industrial_Other Industrial_New_Process_Natural Gas_Process Heating_E6 | F5 | Industrial | Other Industrial | New | Process | Natural Gas | Process Heating | E6 | Utility - Cost of Operation | 0 | 0 | 0 | 0 | 0 | 0 | 0 | 0 | 0 | 0 | 0 | 0 | 0 | 0 | 0 | 0 | 0 | 0 | 0 | 0 | 0 | 0 | 0 | 0 | 0 | 0 | 0 | 0 | 0 | 0 | 0 | 0 | 0
F5_Industrial_Other Industrial_New_Process_Natural Gas_Process Heating_E7 | F5 | Industrial | Other Industrial | New | Process | Natural Gas | Process Heating | E7 | Utility - Cost of Operation | 0 | 0 | 0 | 0 | 0 | 0 | 0 | 0 | 0 | 0 | 0 | 0 | 0 | 0 | 0 | 0 | 0 | 0 | 0 | 0 | 0 | 0 | 0 | 0 | 0 | 0 | 0 | 0 | 0 | 0 | 0 | 0 | 0
F5_Industrial_Other Industrial_New_Process_Natural Gas_Process Heating_E8 | F5 | Industrial | Other Industrial | New | Process | Natural Gas | Process Heating | E8 | Utility - Cost of Operation | 0 | 0 | 0 | 0 | 0 | 0 | 0 | 0 | 0 | 0 | 0 | 0 | 0 | 0 | 0 | 0 | 0 | 0 | 0 | 0 | 0 | 0 | 0 | 0 | 0 | 0 | 0 | 0 | 0 | 0 | 0 | 0 | 0
F5_Industrial_Other Industrial_New_Process_Natural Gas_Process Heating_E9 | F5 | Industrial | Other Industrial | New | Process | Natural Gas | Process Heating | E9 | Utility - Cost of Operation | 0 | 0 | 0 | 0 | 0 | 0 | 0 | 0 | 0 | 0 | 0 | 0 | 0 | 0 | 0 | 0 | 0 | 0 | 0 | 0 | 0 | 0 | 0 | 0 | 0 | 0 | 0 | 0 | 0 | 0 | 0 | 0 | 0
F5_Industrial_Other Industrial_New_Process_Natural Gas_Process Heating_E10 | F5 | Industrial | Other Industrial | New | Process | Natural Gas | Process Heating | E10 | Utility - Cost of Operation | 0 | 0 | 0 | 0 | 0 | 0 | 0 | 0 | 0 | 0 | 0 | 0 | 0 | 0 | 0 | 0 | 0 | 0 | 0 | 0 | 0 | 0 | 0 | 0 | 0 | 0 | 0 | 0 | 0 | 0 | 0 | 0 | 0
F6_Industrial_Other Industrial_New_Process_Natural Gas_Process Heating_E1 | F6 | Industrial | Other Industrial | New | Process | Natural Gas | Process Heating | E1 | Utility - Value of Sales | 0 | 0 | 0 | 0 | 0 | 0 | 0 | 0 | 0 | 0 | 0 | 0 | 0 | 0 | 0 | 0 | 0 | 0 | 0 | 0 | 0 | 0 | 0 | 0 | 0 | 0 | 0 | 0 | 0 | 0 | 0 | 0 | 0
F6_Industrial_Other Industrial_New_Process_Natural Gas_Process Heating_E2 | F6 | Industrial | Other Industrial | New | Process | Natural Gas | Process Heating | E2 | Utility - Value of Sales | 0 | 0 | 0 | 0 | 0 | 0 | 0 | 0 | 0 | 0 | 0 | 0 | 0 | 0 | 0 | 0 | 0 | 0 | 0 | 0 | 0 | 0 | 0 | 0 | 0 | 0 | 0 | 0 | 0 | 0 | 0 | 0 | 0
F6_Industrial_Other Industrial_New_Process_Natural Gas_Process Heating_E3 | F6 | Industrial | Other Industrial | New | Process | Natural Gas | Process Heating | E3 | Utility - Value of Sales | 0 | 0 | 0 | 0 | 0 | 0 | 0 | 0 | 0 | 0 | 0 | 0 | 0 | 0 | 0 | 0 | 0 | 0 | 0 | 0 | 0 | 0 | 0 | 0 | 0 | 0 | 0 | 0 | 0 | 0 | 0 | 0 | 0
F6_Industrial_Other Industrial_New_Process_Natural Gas_Process Heating_E4 | F6 | Industrial | Other Industrial | New | Process | Natural Gas | Process Heating | E4 | Utility - Value of Sales | 0 | 0 | 0 | 0 | 0 | 0 | 0 | 0 | 0 | 0 | 0 | 0 | 0 | 0 | 0 | 0 | 0 | 0 | 0 | 0 | 0 | 0 | 0 | 0 | 0 | 0 | 0 | 0 | 0 | 0 | 0 | 0 | 0
F6_Industrial_Other Industrial_New_Process_Natural Gas_Process Heating_E5 | F6 | Industrial | Other Industrial | New | Process | Natural Gas | Process Heating | E5 | Utility - Value of Sales | 0 | 0 | 0 | 0 | 0 | 0 | 0 | 0 | 0 | 0 | 0 | 0 | 0 | 0 | 0 | 0 | 0 | 0 | 0 | 0 | 0 | 0 | 0 | 0 | 0 | 0 | 0 | 0 | 0 | 0 | 0 | 0 | 0
F6_Industrial_Other Industrial_New_Process_Natural Gas_Process Heating_E6 | F6 | Industrial | Other Industrial | New | Process | Natural Gas | Process Heating | E6 | Utility - Value of Sales | 0 | 0 | 0 | 0 | 0 | 0 | 0 | 0 | 0 | 0 | 0 | 0 | 0 | 0 | 0 | 0 | 0 | 0 | 0 | 0 | 0 | 0 | 0 | 0 | 0 | 0 | 0 | 0 | 0 | 0 | 0 | 0 | 0
F6_Industrial_Other Industrial_New_Process_Natural Gas_Process Heating_E7 | F6 | Industrial | Other Industrial | New | Process | Natural Gas | Process Heating | E7 | Utility - Value of Sales | 0 | 0 | 0 | 0 | 0 | 0 | 0 | 0 | 0 | 0 | 0 | 0 | 0 | 0 | 0 | 0 | 0 | 0 | 0 | 0 | 0 | 0 | 0 | 0 | 0 | 0 | 0 | 0 | 0 | 0 | 0 | 0 | 0
F6_Industrial_Other Industrial_New_Process_Natural Gas_Process Heating_E8 | F6 | Industrial | Other Industrial | New | Process | Natural Gas | Process Heating | E8 | Utility - Value of Sales | 0 | 0 | 0 | 0 | 0 | 0 | 0 | 0 | 0 | 0 | 0 | 0 | 0 | 0 | 0 | 0 | 0 | 0 | 0 | 0 | 0 | 0 | 0 | 0 | 0 | 0 | 0 | 0 | 0 | 0 | 0 | 0 | 0
F6_Industrial_Other Industrial_New_Process_Natural Gas_Process Heating_E9 | F6 | Industrial | Other Industrial | New | Process | Natural Gas | Process Heating | E9 | Utility - Value of Sales | 0 | 0 | 0 | 0 | 0 | 0 | 0 | 0 | 0 | 0 | 0 | 0 | 0 | 0 | 0 | 0 | 0 | 0 | 0 | 0 | 0 | 0 | 0 | 0 | 0 | 0 | 0 | 0 | 0 | 0 | 0 | 0 | 0
F6_Industrial_Other Industrial_New_Process_Natural Gas_Process Heating_E10 | F6 | Industrial | Other Industrial | New | Process | Natural Gas | Process Heating | E10 | Utility - Value of Sales | 0 | 0 | 0 | 0 | 0 | 0 | 0 | 0 | 0 | 0 | 0 | 0 | 0 | 0 | 0 | 0 | 0 | 0 | 0 | 0 | 0 | 0 | 0 | 0 | 0 | 0 | 0 | 0 | 0 | 0 | 0 | 0 | 0
F1_Industrial_Other Industrial_New_Process_Natural Gas_Process Boiler_E1 | F1 | Industrial | Other Industrial | New | Process | Natural Gas | Process Boiler | E1 | RVT - Cost of Equipment | 0 | 0 | 0 | 0 | 0 | 0 | 0 | 0 | 0 | 0 | 0 | 0 | 0 | 0 | 0 | 0 | 0 | 0 | 0 | 0 | 0 | 0 | 0 | 0 | 0 | 0 | 0 | 0 | 0 | 0 | 0 | 0 | 0
F1_Industrial_Other Industrial_New_Process_Natural Gas_Process Boiler_E2 | F1 | Industrial | Other Industrial | New | Process | Natural Gas | Process Boiler | E2 | RVT - Cost of Equipment | 0 | 0 | 0 | 0 | 0 | 0 | 0 | 0 | 0 | 0 | 0 | 0 | 0 | 0 | 0 | 0 | 0 | 0 | 0 | 0 | 0 | 0 | 0 | 0 | 0 | 0 | 0 | 0 | 0 | 0 | 0 | 0 | 0
F1_Industrial_Other Industrial_New_Process_Natural Gas_Process Boiler_E3 | F1 | Industrial | Other Industrial | New | Process | Natural Gas | Process Boiler | E3 | RVT - Cost of Equipment | 0 | 0 | 0 | 0 | 0 | 0 | 0 | 0 | 0 | 0 | 0 | 0 | 0 | 0 | 0 | 0 | 0 | 0 | 0 | 0 | 0 | 0 | 0 | 0 | 0 | 0 | 0 | 0 | 0 | 0 | 0 | 0 | 0
F1_Industrial_Other Industrial_New_Process_Natural Gas_Process Boiler_E4 | F1 | Industrial | Other Industrial | New | Process | Natural Gas | Process Boiler | E4 | RVT - Cost of Equipment | 0 | 0 | 0 | 0 | 0 | 0 | 0 | 0 | 0 | 0 | 0 | 0 | 0 | 0 | 0 | 0 | 0 | 0 | 0 | 0 | 0 | 0 | 0 | 0 | 0 | 0 | 0 | 0 | 0 | 0 | 0 | 0 | 0
F1_Industrial_Other Industrial_New_Process_Natural Gas_Process Boiler_E5 | F1 | Industrial | Other Industrial | New | Process | Natural Gas | Process Boiler | E5 | RVT - Cost of Equipment | 0 | 0 | 0 | 0 | 0 | 0 | 0 | 0 | 0 | 0 | 0 | 0 | 0 | 0 | 0 | 0 | 0 | 0 | 0 | 0 | 0 | 0 | 0 | 0 | 0 | 0 | 0 | 0 | 0 | 0 | 0 | 0 | 0
F1_Industrial_Other Industrial_New_Process_Natural Gas_Process Boiler_E6 | F1 | Industrial | Other Industrial | New | Process | Natural Gas | Process Boiler | E6 | RVT - Cost of Equipment | 0 | 0 | 0 | 0 | 0 | 0 | 0 | 0 | 0 | 0 | 0 | 0 | 0 | 0 | 0 | 0 | 0 | 0 | 0 | 0 | 0 | 0 | 0 | 0 | 0 | 0 | 0 | 0 | 0 | 0 | 0 | 0 | 0
F1_Industrial_Other Industrial_New_Process_Natural Gas_Process Boiler_E7 | F1 | Industrial | Other Industrial | New | Process | Natural Gas | Process Boiler | E7 | RVT - Cost of Equipment | 0 | 0 | 0 | 0 | 0 | 0 | 0 | 0 | 0 | 0 | 0 | 0 | 0 | 0 | 0 | 0 | 0 | 0 | 0 | 0 | 0 | 0 | 0 | 0 | 0 | 0 | 0 | 0 | 0 | 0 | 0 | 0 | 0
F1_Industrial_Other Industrial_New_Process_Natural Gas_Process Boiler_E8 | F1 | Industrial | Other Industrial | New | Process | Natural Gas | Process Boiler | E8 | RVT - Cost of Equipment | 0 | 0 | 0 | 0 | 0 | 0 | 0 | 0 | 0 | 0 | 0 | 0 | 0 | 0 | 0 | 0 | 0 | 0 | 0 | 0 | 0 | 0 | 0 | 0 | 0 | 0 | 0 | 0 | 0 | 0 | 0 | 0 | 0
F1_Industrial_Other Industrial_New_Process_Natural Gas_Process Boiler_E9 | F1 | Industrial | Other Industrial | New | Process | Natural Gas | Process Boiler | E9 | RVT - Cost of Equipment | 0 | 0 | 0 | 0 | 0 | 0 | 0 | 0 | 0 | 0 | 0 | 0 | 0 | 0 | 0 | 0 | 0 | 0 | 0 | 0 | 0 | 0 | 0 | 0 | 0 | 0 | 0 | 0 | 0 | 0 | 0 | 0 | 0
F1_Industrial_Other Industrial_New_Process_Natural Gas_Process Boiler_E10 | F1 | Industrial | Other Industrial | New | Process | Natural Gas | Process Boiler | E10 | RVT - Cost of Equipment | 0 | 0 | 0 | 0 | 0 | 0 | 0 | 0 | 0 | 0 | 0 | 0 | 0 | 0 | 0 | 0 | 0 | 0 | 0 | 0 | 0 | 0 | 0 | 0 | 0 | 0 | 0 | 0 | 0 | 0 | 0 | 0 | 0
F2_Industrial_Other Industrial_New_Process_Natural Gas_Process Boiler_E1 | F2 | Industrial | Other Industrial | New | Process | Natural Gas | Process Boiler | E1 | RVT - Cost of Operation | 0 | 0 | 0 | 0 | 0 | 0 | 0 | 0 | 0 | 0 | 0 | 0 | 0 | 0 | 0 | 0 | 0 | 0 | 0 | 0 | 0 | 0 | 0 | 0 | 0 | 0 | 0 | 0 | 0 | 0 | 0 | 0 | 0
F2_Industrial_Other Industrial_New_Process_Natural Gas_Process Boiler_E2 | F2 | Industrial | Other Industrial | New | Process | Natural Gas | Process Boiler | E2 | RVT - Cost of Operation | 0 | 0 | 0 | 0 | 0 | 0 | 0 | 0 | 0 | 0 | 0 | 0 | 0 | 0 | 0 | 0 | 0 | 0 | 0 | 0 | 0 | 0 | 0 | 0 | 0 | 0 | 0 | 0 | 0 | 0 | 0 | 0 | 0
F2_Industrial_Other Industrial_New_Process_Natural Gas_Process Boiler_E3 | F2 | Industrial | Other Industrial | New | Process | Natural Gas | Process Boiler | E3 | RVT - Cost of Operation | 0 | 0 | 0 | 0 | 0 | 0 | 0 | 0 | 0 | 0 | 0 | 0 | 0 | 0 | 0 | 0 | 0 | 0 | 0 | 0 | 0 | 0 | 0 | 0 | 0 | 0 | 0 | 0 | 0 | 0 | 0 | 0 | 0
F2_Industrial_Other Industrial_New_Process_Natural Gas_Process Boiler_E4 | F2 | Industrial | Other Industrial | New | Process | Natural Gas | Process Boiler | E4 | RVT - Cost of Operation | 0 | 0 | 0 | 0 | 0 | 0 | 0 | 0 | 0 | 0 | 0 | 0 | 0 | 0 | 0 | 0 | 0 | 0 | 0 | 0 | 0 | 0 | 0 | 0 | 0 | 0 | 0 | 0 | 0 | 0 | 0 | 0 | 0
F2_Industrial_Other Industrial_New_Process_Natural Gas_Process Boiler_E5 | F2 | Industrial | Other Industrial | New | Process | Natural Gas | Process Boiler | E5 | RVT - Cost of Operation | 0 | 0 | 0 | 0 | 0 | 0 | 0 | 0 | 0 | 0 | 0 | 0 | 0 | 0 | 0 | 0 | 0 | 0 | 0 | 0 | 0 | 0 | 0 | 0 | 0 | 0 | 0 | 0 | 0 | 0 | 0 | 0 | 0
F2_Industrial_Other Industrial_New_Process_Natural Gas_Process Boiler_E6 | F2 | Industrial | Other Industrial | New | Process | Natural Gas | Process Boiler | E6 | RVT - Cost of Operation | 0 | 0 | 0 | 0 | 0 | 0 | 0 | 0 | 0 | 0 | 0 | 0 | 0 | 0 | 0 | 0 | 0 | 0 | 0 | 0 | 0 | 0 | 0 | 0 | 0 | 0 | 0 | 0 | 0 | 0 | 0 | 0 | 0
F2_Industrial_Other Industrial_New_Process_Natural Gas_Process Boiler_E7 | F2 | Industrial | Other Industrial | New | Process | Natural Gas | Process Boiler | E7 | RVT - Cost of Operation | 0 | 0 | 0 | 0 | 0 | 0 | 0 | 0 | 0 | 0 | 0 | 0 | 0 | 0 | 0 | 0 | 0 | 0 | 0 | 0 | 0 | 0 | 0 | 0 | 0 | 0 | 0 | 0 | 0 | 0 | 0 | 0 | 0
F2_Industrial_Other Industrial_New_Process_Natural Gas_Process Boiler_E8 | F2 | Industrial | Other Industrial | New | Process | Natural Gas | Process Boiler | E8 | RVT - Cost of Operation | 0 | 0 | 0 | 0 | 0 | 0 | 0 | 0 | 0 | 0 | 0 | 0 | 0 | 0 | 0 | 0 | 0 | 0 | 0 | 0 | 0 | 0 | 0 | 0 | 0 | 0 | 0 | 0 | 0 | 0 | 0 | 0 | 0
F2_Industrial_Other Industrial_New_Process_Natural Gas_Process Boiler_E9 | F2 | Industrial | Other Industrial | New | Process | Natural Gas | Process Boiler | E9 | RVT - Cost of Operation | 0 | 0 | 0 | 0 | 0 | 0 | 0 | 0 | 0 | 0 | 0 | 0 | 0 | 0 | 0 | 0 | 0 | 0 | 0 | 0 | 0 | 0 | 0 | 0 | 0 | 0 | 0 | 0 | 0 | 0 | 0 | 0 | 0
F2_Industrial_Other Industrial_New_Process_Natural Gas_Process Boiler_E10 | F2 | Industrial | Other Industrial | New | Process | Natural Gas | Process Boiler | E10 | RVT - Cost of Operation | 0 | 0 | 0 | 0 | 0 | 0 | 0 | 0 | 0 | 0 | 0 | 0 | 0 | 0 | 0 | 0 | 0 | 0 | 0 | 0 | 0 | 0 | 0 | 0 | 0 | 0 | 0 | 0 | 0 | 0 | 0 | 0 | 0
F3_Industrial_Other Industrial_New_Process_Natural Gas_Process Boiler_E1 | F3 | Industrial | Other Industrial | New | Process | Natural Gas | Process Boiler | E1 | System - kBTUs of Consumption | 0 | 0 | 0 | 0 | 0 | 0 | 0 | 0 | 0 | 0 | 0 | 0 | 0 | 0 | 0 | 0 | 0 | 0 | 0 | 0 | 0 | 0 | 0 | 0 | 0 | 0 | 0 | 0 | 0 | 0 | 0 | 0 | 0
F3_Industrial_Other Industrial_New_Process_Natural Gas_Process Boiler_E2 | F3 | Industrial | Other Industrial | New | Process | Natural Gas | Process Boiler | E2 | System - kBTUs of Consumption | 0 | 0 | 0 | 0 | 0 | 0 | 0 | 0 | 0 | 0 | 0 | 0 | 0 | 0 | 0 | 0 | 0 | 0 | 0 | 0 | 0 | 0 | 0 | 0 | 0 | 0 | 0 | 0 | 0 | 0 | 0 | 0 | 0
F3_Industrial_Other Industrial_New_Process_Natural Gas_Process Boiler_E3 | F3 | Industrial | Other Industrial | New | Process | Natural Gas | Process Boiler | E3 | System - kBTUs of Consumption | 0 | 0 | 0 | 0 | 0 | 0 | 0 | 0 | 0 | 0 | 0 | 0 | 0 | 0 | 0 | 0 | 0 | 0 | 0 | 0 | 0 | 0 | 0 | 0 | 0 | 0 | 0 | 0 | 0 | 0 | 0 | 0 | 0
F3_Industrial_Other Industrial_New_Process_Natural Gas_Process Boiler_E4 | F3 | Industrial | Other Industrial | New | Process | Natural Gas | Process Boiler | E4 | System - kBTUs of Consumption | 0 | 0 | 0 | 0 | 0 | 0 | 0 | 0 | 0 | 0 | 0 | 0 | 0 | 0 | 0 | 0 | 0 | 0 | 0 | 0 | 0 | 0 | 0 | 0 | 0 | 0 | 0 | 0 | 0 | 0 | 0 | 0 | 0
F3_Industrial_Other Industrial_New_Process_Natural Gas_Process Boiler_E5 | F3 | Industrial | Other Industrial | New | Process | Natural Gas | Process Boiler | E5 | System - kBTUs of Consumption | 0 | 0 | 0 | 0 | 0 | 0 | 0 | 0 | 0 | 0 | 0 | 0 | 0 | 0 | 0 | 0 | 0 | 0 | 0 | 0 | 0 | 0 | 0 | 0 | 0 | 0 | 0 | 0 | 0 | 0 | 0 | 0 | 0
F3_Industrial_Other Industrial_New_Process_Natural Gas_Process Boiler_E6 | F3 | Industrial | Other Industrial | New | Process | Natural Gas | Process Boiler | E6 | System - kBTUs of Consumption | 0 | 0 | 0 | 0 | 0 | 0 | 0 | 0 | 0 | 0 | 0 | 0 | 0 | 0 | 0 | 0 | 0 | 0 | 0 | 0 | 0 | 0 | 0 | 0 | 0 | 0 | 0 | 0 | 0 | 0 | 0 | 0 | 0
F3_Industrial_Other Industrial_New_Process_Natural Gas_Process Boiler_E7 | F3 | Industrial | Other Industrial | New | Process | Natural Gas | Process Boiler | E7 | System - kBTUs of Consumption | 0 | 0 | 0 | 0 | 0 | 0 | 0 | 0 | 0 | 0 | 0 | 0 | 0 | 0 | 0 | 0 | 0 | 0 | 0 | 0 | 0 | 0 | 0 | 0 | 0 | 0 | 0 | 0 | 0 | 0 | 0 | 0 | 0
F3_Industrial_Other Industrial_New_Process_Natural Gas_Process Boiler_E8 | F3 | Industrial | Other Industrial | New | Process | Natural Gas | Process Boiler | E8 | System - kBTUs of Consumption | 0 | 0 | 0 | 0 | 0 | 0 | 0 | 0 | 0 | 0 | 0 | 0 | 0 | 0 | 0 | 0 | 0 | 0 | 0 | 0 | 0 | 0 | 0 | 0 | 0 | 0 | 0 | 0 | 0 | 0 | 0 | 0 | 0
F3_Industrial_Other Industrial_New_Process_Natural Gas_Process Boiler_E9 | F3 | Industrial | Other Industrial | New | Process | Natural Gas | Process Boiler | E9 | System - kBTUs of Consumption | 0 | 0 | 0 | 0 | 0 | 0 | 0 | 0 | 0 | 0 | 0 | 0 | 0 | 0 | 0 | 0 | 0 | 0 | 0 | 0 | 0 | 0 | 0 | 0 | 0 | 0 | 0 | 0 | 0 | 0 | 0 | 0 | 0
F3_Industrial_Other Industrial_New_Process_Natural Gas_Process Boiler_E10 | F3 | Industrial | Other Industrial | New | Process | Natural Gas | Process Boiler | E10 | System - kBTUs of Consumption | 0 | 0 | 0 | 0 | 0 | 0 | 0 | 0 | 0 | 0 | 0 | 0 | 0 | 0 | 0 | 0 | 0 | 0 | 0 | 0 | 0 | 0 | 0 | 0 | 0 | 0 | 0 | 0 | 0 | 0 | 0 | 0 | 0
F4_Industrial_Other Industrial_New_Process_Natural Gas_Process Boiler_E1 | F4 | Industrial | Other Industrial | New | Process | Natural Gas | Process Boiler | E1 | Utility - Cost of Equipment | 0 | 0 | 0 | 0 | 0 | 0 | 0 | 0 | 0 | 0 | 0 | 0 | 0 | 0 | 0 | 0 | 0 | 0 | 0 | 0 | 0 | 0 | 0 | 0 | 0 | 0 | 0 | 0 | 0 | 0 | 0 | 0 | 0
F4_Industrial_Other Industrial_New_Process_Natural Gas_Process Boiler_E2 | F4 | Industrial | Other Industrial | New | Process | Natural Gas | Process Boiler | E2 | Utility - Cost of Equipment | 0 | 0 | 0 | 0 | 0 | 0 | 0 | 0 | 0 | 0 | 0 | 0 | 0 | 0 | 0 | 0 | 0 | 0 | 0 | 0 | 0 | 0 | 0 | 0 | 0 | 0 | 0 | 0 | 0 | 0 | 0 | 0 | 0
F4_Industrial_Other Industrial_New_Process_Natural Gas_Process Boiler_E3 | F4 | Industrial | Other Industrial | New | Process | Natural Gas | Process Boiler | E3 | Utility - Cost of Equipment | 0 | 0 | 0 | 0 | 0 | 0 | 0 | 0 | 0 | 0 | 0 | 0 | 0 | 0 | 0 | 0 | 0 | 0 | 0 | 0 | 0 | 0 | 0 | 0 | 0 | 0 | 0 | 0 | 0 | 0 | 0 | 0 | 0
F4_Industrial_Other Industrial_New_Process_Natural Gas_Process Boiler_E4 | F4 | Industrial | Other Industrial | New | Process | Natural Gas | Process Boiler | E4 | Utility - Cost of Equipment | 0 | 0 | 0 | 0 | 0 | 0 | 0 | 0 | 0 | 0 | 0 | 0 | 0 | 0 | 0 | 0 | 0 | 0 | 0 | 0 | 0 | 0 | 0 | 0 | 0 | 0 | 0 | 0 | 0 | 0 | 0 | 0 | 0
F4_Industrial_Other Industrial_New_Process_Natural Gas_Process Boiler_E5 | F4 | Industrial | Other Industrial | New | Process | Natural Gas | Process Boiler | E5 | Utility - Cost of Equipment | 0 | 0 | 0 | 0 | 0 | 0 | 0 | 0 | 0 | 0 | 0 | 0 | 0 | 0 | 0 | 0 | 0 | 0 | 0 | 0 | 0 | 0 | 0 | 0 | 0 | 0 | 0 | 0 | 0 | 0 | 0 | 0 | 0
F4_Industrial_Other Industrial_New_Process_Natural Gas_Process Boiler_E6 | F4 | Industrial | Other Industrial | New | Process | Natural Gas | Process Boiler | E6 | Utility - Cost of Equipment | 0 | 0 | 0 | 0 | 0 | 0 | 0 | 0 | 0 | 0 | 0 | 0 | 0 | 0 | 0 | 0 | 0 | 0 | 0 | 0 | 0 | 0 | 0 | 0 | 0 | 0 | 0 | 0 | 0 | 0 | 0 | 0 | 0
F4_Industrial_Other Industrial_New_Process_Natural Gas_Process Boiler_E7 | F4 | Industrial | Other Industrial | New | Process | Natural Gas | Process Boiler | E7 | Utility - Cost of Equipment | 0 | 0 | 0 | 0 | 0 | 0 | 0 | 0 | 0 | 0 | 0 | 0 | 0 | 0 | 0 | 0 | 0 | 0 | 0 | 0 | 0 | 0 | 0 | 0 | 0 | 0 | 0 | 0 | 0 | 0 | 0 | 0 | 0
F4_Industrial_Other Industrial_New_Process_Natural Gas_Process Boiler_E8 | F4 | Industrial | Other Industrial | New | Process | Natural Gas | Process Boiler | E8 | Utility - Cost of Equipment | 0 | 0 | 0 | 0 | 0 | 0 | 0 | 0 | 0 | 0 | 0 | 0 | 0 | 0 | 0 | 0 | 0 | 0 | 0 | 0 | 0 | 0 | 0 | 0 | 0 | 0 | 0 | 0 | 0 | 0 | 0 | 0 | 0
F4_Industrial_Other Industrial_New_Process_Natural Gas_Process Boiler_E9 | F4 | Industrial | Other Industrial | New | Process | Natural Gas | Process Boiler | E9 | Utility - Cost of Equipment | 0 | 0 | 0 | 0 | 0 | 0 | 0 | 0 | 0 | 0 | 0 | 0 | 0 | 0 | 0 | 0 | 0 | 0 | 0 | 0 | 0 | 0 | 0 | 0 | 0 | 0 | 0 | 0 | 0 | 0 | 0 | 0 | 0
F4_Industrial_Other Industrial_New_Process_Natural Gas_Process Boiler_E10 | F4 | Industrial | Other Industrial | New | Process | Natural Gas | Process Boiler | E10 | Utility - Cost of Equipment | 0 | 0 | 0 | 0 | 0 | 0 | 0 | 0 | 0 | 0 | 0 | 0 | 0 | 0 | 0 | 0 | 0 | 0 | 0 | 0 | 0 | 0 | 0 | 0 | 0 | 0 | 0 | 0 | 0 | 0 | 0 | 0 | 0
F5_Industrial_Other Industrial_New_Process_Natural Gas_Process Boiler_E1 | F5 | Industrial | Other Industrial | New | Process | Natural Gas | Process Boiler | E1 | Utility - Cost of Operation | 0 | 0 | 0 | 0 | 0 | 0 | 0 | 0 | 0 | 0 | 0 | 0 | 0 | 0 | 0 | 0 | 0 | 0 | 0 | 0 | 0 | 0 | 0 | 0 | 0 | 0 | 0 | 0 | 0 | 0 | 0 | 0 | 0
F5_Industrial_Other Industrial_New_Process_Natural Gas_Process Boiler_E2 | F5 | Industrial | Other Industrial | New | Process | Natural Gas | Process Boiler | E2 | Utility - Cost of Operation | 0 | 0 | 0 | 0 | 0 | 0 | 0 | 0 | 0 | 0 | 0 | 0 | 0 | 0 | 0 | 0 | 0 | 0 | 0 | 0 | 0 | 0 | 0 | 0 | 0 | 0 | 0 | 0 | 0 | 0 | 0 | 0 | 0
F5_Industrial_Other Industrial_New_Process_Natural Gas_Process Boiler_E3 | F5 | Industrial | Other Industrial | New | Process | Natural Gas | Process Boiler | E3 | Utility - Cost of Operation | 0 | 0 | 0 | 0 | 0 | 0 | 0 | 0 | 0 | 0 | 0 | 0 | 0 | 0 | 0 | 0 | 0 | 0 | 0 | 0 | 0 | 0 | 0 | 0 | 0 | 0 | 0 | 0 | 0 | 0 | 0 | 0 | 0
F5_Industrial_Other Industrial_New_Process_Natural Gas_Process Boiler_E4 | F5 | Industrial | Other Industrial | New | Process | Natural Gas | Process Boiler | E4 | Utility - Cost of Operation | 0 | 0 | 0 | 0 | 0 | 0 | 0 | 0 | 0 | 0 | 0 | 0 | 0 | 0 | 0 | 0 | 0 | 0 | 0 | 0 | 0 | 0 | 0 | 0 | 0 | 0 | 0 | 0 | 0 | 0 | 0 | 0 | 0
F5_Industrial_Other Industrial_New_Process_Natural Gas_Process Boiler_E5 | F5 | Industrial | Other Industrial | New | Process | Natural Gas | Process Boiler | E5 | Utility - Cost of Operation | 0 | 0 | 0 | 0 | 0 | 0 | 0 | 0 | 0 | 0 | 0 | 0 | 0 | 0 | 0 | 0 | 0 | 0 | 0 | 0 | 0 | 0 | 0 | 0 | 0 | 0 | 0 | 0 | 0 | 0 | 0 | 0 | 0
F5_Industrial_Other Industrial_New_Process_Natural Gas_Process Boiler_E6 | F5 | Industrial | Other Industrial | New | Process | Natural Gas | Process Boiler | E6 | Utility - Cost of Operation | 0 | 0 | 0 | 0 | 0 | 0 | 0 | 0 | 0 | 0 | 0 | 0 | 0 | 0 | 0 | 0 | 0 | 0 | 0 | 0 | 0 | 0 | 0 | 0 | 0 | 0 | 0 | 0 | 0 | 0 | 0 | 0 | 0
F5_Industrial_Other Industrial_New_Process_Natural Gas_Process Boiler_E7 | F5 | Industrial | Other Industrial | New | Process | Natural Gas | Process Boiler | E7 | Utility - Cost of Operation | 0 | 0 | 0 | 0 | 0 | 0 | 0 | 0 | 0 | 0 | 0 | 0 | 0 | 0 | 0 | 0 | 0 | 0 | 0 | 0 | 0 | 0 | 0 | 0 | 0 | 0 | 0 | 0 | 0 | 0 | 0 | 0 | 0
F5_Industrial_Other Industrial_New_Process_Natural Gas_Process Boiler_E8 | F5 | Industrial | Other Industrial | New | Process | Natural Gas | Process Boiler | E8 | Utility - Cost of Operation | 0 | 0 | 0 | 0 | 0 | 0 | 0 | 0 | 0 | 0 | 0 | 0 | 0 | 0 | 0 | 0 | 0 | 0 | 0 | 0 | 0 | 0 | 0 | 0 | 0 | 0 | 0 | 0 | 0 | 0 | 0 | 0 | 0
F5_Industrial_Other Industrial_New_Process_Natural Gas_Process Boiler_E9 | F5 | Industrial | Other Industrial | New | Process | Natural Gas | Process Boiler | E9 | Utility - Cost of Operation | 0 | 0 | 0 | 0 | 0 | 0 | 0 | 0 | 0 | 0 | 0 | 0 | 0 | 0 | 0 | 0 | 0 | 0 | 0 | 0 | 0 | 0 | 0 | 0 | 0 | 0 | 0 | 0 | 0 | 0 | 0 | 0 | 0
F5_Industrial_Other Industrial_New_Process_Natural Gas_Process Boiler_E10 | F5 | Industrial | Other Industrial | New | Process | Natural Gas | Process Boiler | E10 | Utility - Cost of Operation | 0 | 0 | 0 | 0 | 0 | 0 | 0 | 0 | 0 | 0 | 0 | 0 | 0 | 0 | 0 | 0 | 0 | 0 | 0 | 0 | 0 | 0 | 0 | 0 | 0 | 0 | 0 | 0 | 0 | 0 | 0 | 0 | 0
F6_Industrial_Other Industrial_New_Process_Natural Gas_Process Boiler_E1 | F6 | Industrial | Other Industrial | New | Process | Natural Gas | Process Boiler | E1 | Utility - Value of Sales | 0 | 0 | 0 | 0 | 0 | 0 | 0 | 0 | 0 | 0 | 0 | 0 | 0 | 0 | 0 | 0 | 0 | 0 | 0 | 0 | 0 | 0 | 0 | 0 | 0 | 0 | 0 | 0 | 0 | 0 | 0 | 0 | 0
F6_Industrial_Other Industrial_New_Process_Natural Gas_Process Boiler_E2 | F6 | Industrial | Other Industrial | New | Process | Natural Gas | Process Boiler | E2 | Utility - Value of Sales | 0 | 0 | 0 | 0 | 0 | 0 | 0 | 0 | 0 | 0 | 0 | 0 | 0 | 0 | 0 | 0 | 0 | 0 | 0 | 0 | 0 | 0 | 0 | 0 | 0 | 0 | 0 | 0 | 0 | 0 | 0 | 0 | 0
F6_Industrial_Other Industrial_New_Process_Natural Gas_Process Boiler_E3 | F6 | Industrial | Other Industrial | New | Process | Natural Gas | Process Boiler | E3 | Utility - Value of Sales | 0 | 0 | 0 | 0 | 0 | 0 | 0 | 0 | 0 | 0 | 0 | 0 | 0 | 0 | 0 | 0 | 0 | 0 | 0 | 0 | 0 | 0 | 0 | 0 | 0 | 0 | 0 | 0 | 0 | 0 | 0 | 0 | 0
F6_Industrial_Other Industrial_New_Process_Natural Gas_Process Boiler_E4 | F6 | Industrial | Other Industrial | New | Process | Natural Gas | Process Boiler | E4 | Utility - Value of Sales | 0 | 0 | 0 | 0 | 0 | 0 | 0 | 0 | 0 | 0 | 0 | 0 | 0 | 0 | 0 | 0 | 0 | 0 | 0 | 0 | 0 | 0 | 0 | 0 | 0 | 0 | 0 | 0 | 0 | 0 | 0 | 0 | 0
F6_Industrial_Other Industrial_New_Process_Natural Gas_Process Boiler_E5 | F6 | Industrial | Other Industrial | New | Process | Natural Gas | Process Boiler | E5 | Utility - Value of Sales | 0 | 0 | 0 | 0 | 0 | 0 | 0 | 0 | 0 | 0 | 0 | 0 | 0 | 0 | 0 | 0 | 0 | 0 | 0 | 0 | 0 | 0 | 0 | 0 | 0 | 0 | 0 | 0 | 0 | 0 | 0 | 0 | 0
F6_Industrial_Other Industrial_New_Process_Natural Gas_Process Boiler_E6 | F6 | Industrial | Other Industrial | New | Process | Natural Gas | Process Boiler | E6 | Utility - Value of Sales | 0 | 0 | 0 | 0 | 0 | 0 | 0 | 0 | 0 | 0 | 0 | 0 | 0 | 0 | 0 | 0 | 0 | 0 | 0 | 0 | 0 | 0 | 0 | 0 | 0 | 0 | 0 | 0 | 0 | 0 | 0 | 0 | 0
F6_Industrial_Other Industrial_New_Process_Natural Gas_Process Boiler_E7 | F6 | Industrial | Other Industrial | New | Process | Natural Gas | Process Boiler | E7 | Utility - Value of Sales | 0 | 0 | 0 | 0 | 0 | 0 | 0 | 0 | 0 | 0 | 0 | 0 | 0 | 0 | 0 | 0 | 0 | 0 | 0 | 0 | 0 | 0 | 0 | 0 | 0 | 0 | 0 | 0 | 0 | 0 | 0 | 0 | 0
F6_Industrial_Other Industrial_New_Process_Natural Gas_Process Boiler_E8 | F6 | Industrial | Other Industrial | New | Process | Natural Gas | Process Boiler | E8 | Utility - Value of Sales | 0 | 0 | 0 | 0 | 0 | 0 | 0 | 0 | 0 | 0 | 0 | 0 | 0 | 0 | 0 | 0 | 0 | 0 | 0 | 0 | 0 | 0 | 0 | 0 | 0 | 0 | 0 | 0 | 0 | 0 | 0 | 0 | 0
F6_Industrial_Other Industrial_New_Process_Natural Gas_Process Boiler_E9 | F6 | Industrial | Other Industrial | New | Process | Natural Gas | Process Boiler | E9 | Utility - Value of Sales | 0 | 0 | 0 | 0 | 0 | 0 | 0 | 0 | 0 | 0 | 0 | 0 | 0 | 0 | 0 | 0 | 0 | 0 | 0 | 0 | 0 | 0 | 0 | 0 | 0 | 0 | 0 | 0 | 0 | 0 | 0 | 0 | 0
F6_Industrial_Other Industrial_New_Process_Natural Gas_Process Boiler_E10 | F6 | Industrial | Other Industrial | New | Process | Natural Gas | Process Boiler | E10 | Utility - Value of Sales | 0 | 0 | 0 | 0 | 0 | 0 | 0 | 0 | 0 | 0 | 0 | 0 | 0 | 0 | 0 | 0 | 0 | 0 | 0 | 0 | 0 | 0 | 0 | 0 | 0 | 0 | 0 | 0 | 0 | 0 | 0 | 0 | 0
F1_Industrial_Other Industrial_New_Process_Natural Gas_Process Cooling_E1 | F1 | Industrial | Other Industrial | New | Process | Natural Gas | Process Cooling | E1 | RVT - Cost of Equipment | 0 | 0 | 0 | 0 | 0 | 0 | 0 | 0 | 0 | 0 | 0 | 0 | 0 | 0 | 0 | 0 | 0 | 0 | 0 | 0 | 0 | 0 | 0 | 0 | 0 | 0 | 0 | 0 | 0 | 0 | 0 | 0 | 0
F1_Industrial_Other Industrial_New_Process_Natural Gas_Process Cooling_E2 | F1 | Industrial | Other Industrial | New | Process | Natural Gas | Process Cooling | E2 | RVT - Cost of Equipment | 0 | 0 | 0 | 0 | 0 | 0 | 0 | 0 | 0 | 0 | 0 | 0 | 0 | 0 | 0 | 0 | 0 | 0 | 0 | 0 | 0 | 0 | 0 | 0 | 0 | 0 | 0 | 0 | 0 | 0 | 0 | 0 | 0
F1_Industrial_Other Industrial_New_Process_Natural Gas_Process Cooling_E3 | F1 | Industrial | Other Industrial | New | Process | Natural Gas | Process Cooling | E3 | RVT - Cost of Equipment | 0 | 0 | 0 | 0 | 0 | 0 | 0 | 0 | 0 | 0 | 0 | 0 | 0 | 0 | 0 | 0 | 0 | 0 | 0 | 0 | 0 | 0 | 0 | 0 | 0 | 0 | 0 | 0 | 0 | 0 | 0 | 0 | 0
F1_Industrial_Other Industrial_New_Process_Natural Gas_Process Cooling_E4 | F1 | Industrial | Other Industrial | New | Process | Natural Gas | Process Cooling | E4 | RVT - Cost of Equipment | 0 | 0 | 0 | 0 | 0 | 0 | 0 | 0 | 0 | 0 | 0 | 0 | 0 | 0 | 0 | 0 | 0 | 0 | 0 | 0 | 0 | 0 | 0 | 0 | 0 | 0 | 0 | 0 | 0 | 0 | 0 | 0 | 0
F1_Industrial_Other Industrial_New_Process_Natural Gas_Process Cooling_E5 | F1 | Industrial | Other Industrial | New | Process | Natural Gas | Process Cooling | E5 | RVT - Cost of Equipment | 0 | 0 | 0 | 0 | 0 | 0 | 0 | 0 | 0 | 0 | 0 | 0 | 0 | 0 | 0 | 0 | 0 | 0 | 0 | 0 | 0 | 0 | 0 | 0 | 0 | 0 | 0 | 0 | 0 | 0 | 0 | 0 | 0
F1_Industrial_Other Industrial_New_Process_Natural Gas_Process Cooling_E6 | F1 | Industrial | Other Industrial | New | Process | Natural Gas | Process Cooling | E6 | RVT - Cost of Equipment | 0 | 0 | 0 | 0 | 0 | 0 | 0 | 0 | 0 | 0 | 0 | 0 | 0 | 0 | 0 | 0 | 0 | 0 | 0 | 0 | 0 | 0 | 0 | 0 | 0 | 0 | 0 | 0 | 0 | 0 | 0 | 0 | 0
F1_Industrial_Other Industrial_New_Process_Natural Gas_Process Cooling_E7 | F1 | Industrial | Other Industrial | New | Process | Natural Gas | Process Cooling | E7 | RVT - Cost of Equipment | 0 | 0 | 0 | 0 | 0 | 0 | 0 | 0 | 0 | 0 | 0 | 0 | 0 | 0 | 0 | 0 | 0 | 0 | 0 | 0 | 0 | 0 | 0 | 0 | 0 | 0 | 0 | 0 | 0 | 0 | 0 | 0 | 0
F1_Industrial_Other Industrial_New_Process_Natural Gas_Process Cooling_E8 | F1 | Industrial | Other Industrial | New | Process | Natural Gas | Process Cooling | E8 | RVT - Cost of Equipment | 0 | 0 | 0 | 0 | 0 | 0 | 0 | 0 | 0 | 0 | 0 | 0 | 0 | 0 | 0 | 0 | 0 | 0 | 0 | 0 | 0 | 0 | 0 | 0 | 0 | 0 | 0 | 0 | 0 | 0 | 0 | 0 | 0
F1_Industrial_Other Industrial_New_Process_Natural Gas_Process Cooling_E9 | F1 | Industrial | Other Industrial | New | Process | Natural Gas | Process Cooling | E9 | RVT - Cost of Equipment | 0 | 0 | 0 | 0 | 0 | 0 | 0 | 0 | 0 | 0 | 0 | 0 | 0 | 0 | 0 | 0 | 0 | 0 | 0 | 0 | 0 | 0 | 0 | 0 | 0 | 0 | 0 | 0 | 0 | 0 | 0 | 0 | 0
F1_Industrial_Other Industrial_New_Process_Natural Gas_Process Cooling_E10 | F1 | Industrial | Other Industrial | New | Process | Natural Gas | Process Cooling | E10 | RVT - Cost of Equipment | 0 | 0 | 0 | 0 | 0 | 0 | 0 | 0 | 0 | 0 | 0 | 0 | 0 | 0 | 0 | 0 | 0 | 0 | 0 | 0 | 0 | 0 | 0 | 0 | 0 | 0 | 0 | 0 | 0 | 0 | 0 | 0 | 0
F2_Industrial_Other Industrial_New_Process_Natural Gas_Process Cooling_E1 | F2 | Industrial | Other Industrial | New | Process | Natural Gas | Process Cooling | E1 | RVT - Cost of Operation | 0 | 0 | 0 | 0 | 0 | 0 | 0 | 0 | 0 | 0 | 0 | 0 | 0 | 0 | 0 | 0 | 0 | 0 | 0 | 0 | 0 | 0 | 0 | 0 | 0 | 0 | 0 | 0 | 0 | 0 | 0 | 0 | 0
F2_Industrial_Other Industrial_New_Process_Natural Gas_Process Cooling_E2 | F2 | Industrial | Other Industrial | New | Process | Natural Gas | Process Cooling | E2 | RVT - Cost of Operation | 0 | 0 | 0 | 0 | 0 | 0 | 0 | 0 | 0 | 0 | 0 | 0 | 0 | 0 | 0 | 0 | 0 | 0 | 0 | 0 | 0 | 0 | 0 | 0 | 0 | 0 | 0 | 0 | 0 | 0 | 0 | 0 | 0
F2_Industrial_Other Industrial_New_Process_Natural Gas_Process Cooling_E3 | F2 | Industrial | Other Industrial | New | Process | Natural Gas | Process Cooling | E3 | RVT - Cost of Operation | 0 | 0 | 0 | 0 | 0 | 0 | 0 | 0 | 0 | 0 | 0 | 0 | 0 | 0 | 0 | 0 | 0 | 0 | 0 | 0 | 0 | 0 | 0 | 0 | 0 | 0 | 0 | 0 | 0 | 0 | 0 | 0 | 0
F2_Industrial_Other Industrial_New_Process_Natural Gas_Process Cooling_E4 | F2 | Industrial | Other Industrial | New | Process | Natural Gas | Process Cooling | E4 | RVT - Cost of Operation | 0 | 0 | 0 | 0 | 0 | 0 | 0 | 0 | 0 | 0 | 0 | 0 | 0 | 0 | 0 | 0 | 0 | 0 | 0 | 0 | 0 | 0 | 0 | 0 | 0 | 0 | 0 | 0 | 0 | 0 | 0 | 0 | 0
F2_Industrial_Other Industrial_New_Process_Natural Gas_Process Cooling_E5 | F2 | Industrial | Other Industrial | New | Process | Natural Gas | Process Cooling | E5 | RVT - Cost of Operation | 0 | 0 | 0 | 0 | 0 | 0 | 0 | 0 | 0 | 0 | 0 | 0 | 0 | 0 | 0 | 0 | 0 | 0 | 0 | 0 | 0 | 0 | 0 | 0 | 0 | 0 | 0 | 0 | 0 | 0 | 0 | 0 | 0
F2_Industrial_Other Industrial_New_Process_Natural Gas_Process Cooling_E6 | F2 | Industrial | Other Industrial | New | Process | Natural Gas | Process Cooling | E6 | RVT - Cost of Operation | 0 | 0 | 0 | 0 | 0 | 0 | 0 | 0 | 0 | 0 | 0 | 0 | 0 | 0 | 0 | 0 | 0 | 0 | 0 | 0 | 0 | 0 | 0 | 0 | 0 | 0 | 0 | 0 | 0 | 0 | 0 | 0 | 0
F2_Industrial_Other Industrial_New_Process_Natural Gas_Process Cooling_E7 | F2 | Industrial | Other Industrial | New | Process | Natural Gas | Process Cooling | E7 | RVT - Cost of Operation | 0 | 0 | 0 | 0 | 0 | 0 | 0 | 0 | 0 | 0 | 0 | 0 | 0 | 0 | 0 | 0 | 0 | 0 | 0 | 0 | 0 | 0 | 0 | 0 | 0 | 0 | 0 | 0 | 0 | 0 | 0 | 0 | 0
F2_Industrial_Other Industrial_New_Process_Natural Gas_Process Cooling_E8 | F2 | Industrial | Other Industrial | New | Process | Natural Gas | Process Cooling | E8 | RVT - Cost of Operation | 0 | 0 | 0 | 0 | 0 | 0 | 0 | 0 | 0 | 0 | 0 | 0 | 0 | 0 | 0 | 0 | 0 | 0 | 0 | 0 | 0 | 0 | 0 | 0 | 0 | 0 | 0 | 0 | 0 | 0 | 0 | 0 | 0
F2_Industrial_Other Industrial_New_Process_Natural Gas_Process Cooling_E9 | F2 | Industrial | Other Industrial | New | Process | Natural Gas | Process Cooling | E9 | RVT - Cost of Operation | 0 | 0 | 0 | 0 | 0 | 0 | 0 | 0 | 0 | 0 | 0 | 0 | 0 | 0 | 0 | 0 | 0 | 0 | 0 | 0 | 0 | 0 | 0 | 0 | 0 | 0 | 0 | 0 | 0 | 0 | 0 | 0 | 0
F2_Industrial_Other Industrial_New_Process_Natural Gas_Process Cooling_E10 | F2 | Industrial | Other Industrial | New | Process | Natural Gas | Process Cooling | E10 | RVT - Cost of Operation | 0 | 0 | 0 | 0 | 0 | 0 | 0 | 0 | 0 | 0 | 0 | 0 | 0 | 0 | 0 | 0 | 0 | 0 | 0 | 0 | 0 | 0 | 0 | 0 | 0 | 0 | 0 | 0 | 0 | 0 | 0 | 0 | 0
F3_Industrial_Other Industrial_New_Process_Natural Gas_Process Cooling_E1 | F3 | Industrial | Other Industrial | New | Process | Natural Gas | Process Cooling | E1 | System - kBTUs of Consumption | 0 | 0 | 0 | 0 | 0 | 0 | 0 | 0 | 0 | 0 | 0 | 0 | 0 | 0 | 0 | 0 | 0 | 0 | 0 | 0 | 0 | 0 | 0 | 0 | 0 | 0 | 0 | 0 | 0 | 0 | 0 | 0 | 0
F3_Industrial_Other Industrial_New_Process_Natural Gas_Process Cooling_E2 | F3 | Industrial | Other Industrial | New | Process | Natural Gas | Process Cooling | E2 | System - kBTUs of Consumption | 0 | 0 | 0 | 0 | 0 | 0 | 0 | 0 | 0 | 0 | 0 | 0 | 0 | 0 | 0 | 0 | 0 | 0 | 0 | 0 | 0 | 0 | 0 | 0 | 0 | 0 | 0 | 0 | 0 | 0 | 0 | 0 | 0
F3_Industrial_Other Industrial_New_Process_Natural Gas_Process Cooling_E3 | F3 | Industrial | Other Industrial | New | Process | Natural Gas | Process Cooling | E3 | System - kBTUs of Consumption | 0 | 0 | 0 | 0 | 0 | 0 | 0 | 0 | 0 | 0 | 0 | 0 | 0 | 0 | 0 | 0 | 0 | 0 | 0 | 0 | 0 | 0 | 0 | 0 | 0 | 0 | 0 | 0 | 0 | 0 | 0 | 0 | 0
F3_Industrial_Other Industrial_New_Process_Natural Gas_Process Cooling_E4 | F3 | Industrial | Other Industrial | New | Process | Natural Gas | Process Cooling | E4 | System - kBTUs of Consumption | 0 | 0 | 0 | 0 | 0 | 0 | 0 | 0 | 0 | 0 | 0 | 0 | 0 | 0 | 0 | 0 | 0 | 0 | 0 | 0 | 0 | 0 | 0 | 0 | 0 | 0 | 0 | 0 | 0 | 0 | 0 | 0 | 0
F3_Industrial_Other Industrial_New_Process_Natural Gas_Process Cooling_E5 | F3 | Industrial | Other Industrial | New | Process | Natural Gas | Process Cooling | E5 | System - kBTUs of Consumption | 0 | 0 | 0 | 0 | 0 | 0 | 0 | 0 | 0 | 0 | 0 | 0 | 0 | 0 | 0 | 0 | 0 | 0 | 0 | 0 | 0 | 0 | 0 | 0 | 0 | 0 | 0 | 0 | 0 | 0 | 0 | 0 | 0
F3_Industrial_Other Industrial_New_Process_Natural Gas_Process Cooling_E6 | F3 | Industrial | Other Industrial | New | Process | Natural Gas | Process Cooling | E6 | System - kBTUs of Consumption | 0 | 0 | 0 | 0 | 0 | 0 | 0 | 0 | 0 | 0 | 0 | 0 | 0 | 0 | 0 | 0 | 0 | 0 | 0 | 0 | 0 | 0 | 0 | 0 | 0 | 0 | 0 | 0 | 0 | 0 | 0 | 0 | 0
F3_Industrial_Other Industrial_New_Process_Natural Gas_Process Cooling_E7 | F3 | Industrial | Other Industrial | New | Process | Natural Gas | Process Cooling | E7 | System - kBTUs of Consumption | 0 | 0 | 0 | 0 | 0 | 0 | 0 | 0 | 0 | 0 | 0 | 0 | 0 | 0 | 0 | 0 | 0 | 0 | 0 | 0 | 0 | 0 | 0 | 0 | 0 | 0 | 0 | 0 | 0 | 0 | 0 | 0 | 0
F3_Industrial_Other Industrial_New_Process_Natural Gas_Process Cooling_E8 | F3 | Industrial | Other Industrial | New | Process | Natural Gas | Process Cooling | E8 | System - kBTUs of Consumption | 0 | 0 | 0 | 0 | 0 | 0 | 0 | 0 | 0 | 0 | 0 | 0 | 0 | 0 | 0 | 0 | 0 | 0 | 0 | 0 | 0 | 0 | 0 | 0 | 0 | 0 | 0 | 0 | 0 | 0 | 0 | 0 | 0
F3_Industrial_Other Industrial_New_Process_Natural Gas_Process Cooling_E9 | F3 | Industrial | Other Industrial | New | Process | Natural Gas | Process Cooling | E9 | System - kBTUs of Consumption | 0 | 0 | 0 | 0 | 0 | 0 | 0 | 0 | 0 | 0 | 0 | 0 | 0 | 0 | 0 | 0 | 0 | 0 | 0 | 0 | 0 | 0 | 0 | 0 | 0 | 0 | 0 | 0 | 0 | 0 | 0 | 0 | 0
F3_Industrial_Other Industrial_New_Process_Natural Gas_Process Cooling_E10 | F3 | Industrial | Other Industrial | New | Process | Natural Gas | Process Cooling | E10 | System - kBTUs of Consumption | 0 | 0 | 0 | 0 | 0 | 0 | 0 | 0 | 0 | 0 | 0 | 0 | 0 | 0 | 0 | 0 | 0 | 0 | 0 | 0 | 0 | 0 | 0 | 0 | 0 | 0 | 0 | 0 | 0 | 0 | 0 | 0 | 0
F4_Industrial_Other Industrial_New_Process_Natural Gas_Process Cooling_E1 | F4 | Industrial | Other Industrial | New | Process | Natural Gas | Process Cooling | E1 | Utility - Cost of Equipment | 0 | 0 | 0 | 0 | 0 | 0 | 0 | 0 | 0 | 0 | 0 | 0 | 0 | 0 | 0 | 0 | 0 | 0 | 0 | 0 | 0 | 0 | 0 | 0 | 0 | 0 | 0 | 0 | 0 | 0 | 0 | 0 | 0
F4_Industrial_Other Industrial_New_Process_Natural Gas_Process Cooling_E2 | F4 | Industrial | Other Industrial | New | Process | Natural Gas | Process Cooling | E2 | Utility - Cost of Equipment | 0 | 0 | 0 | 0 | 0 | 0 | 0 | 0 | 0 | 0 | 0 | 0 | 0 | 0 | 0 | 0 | 0 | 0 | 0 | 0 | 0 | 0 | 0 | 0 | 0 | 0 | 0 | 0 | 0 | 0 | 0 | 0 | 0
F4_Industrial_Other Industrial_New_Process_Natural Gas_Process Cooling_E3 | F4 | Industrial | Other Industrial | New | Process | Natural Gas | Process Cooling | E3 | Utility - Cost of Equipment | 0 | 0 | 0 | 0 | 0 | 0 | 0 | 0 | 0 | 0 | 0 | 0 | 0 | 0 | 0 | 0 | 0 | 0 | 0 | 0 | 0 | 0 | 0 | 0 | 0 | 0 | 0 | 0 | 0 | 0 | 0 | 0 | 0
F4_Industrial_Other Industrial_New_Process_Natural Gas_Process Cooling_E4 | F4 | Industrial | Other Industrial | New | Process | Natural Gas | Process Cooling | E4 | Utility - Cost of Equipment | 0 | 0 | 0 | 0 | 0 | 0 | 0 | 0 | 0 | 0 | 0 | 0 | 0 | 0 | 0 | 0 | 0 | 0 | 0 | 0 | 0 | 0 | 0 | 0 | 0 | 0 | 0 | 0 | 0 | 0 | 0 | 0 | 0
F4_Industrial_Other Industrial_New_Process_Natural Gas_Process Cooling_E5 | F4 | Industrial | Other Industrial | New | Process | Natural Gas | Process Cooling | E5 | Utility - Cost of Equipment | 0 | 0 | 0 | 0 | 0 | 0 | 0 | 0 | 0 | 0 | 0 | 0 | 0 | 0 | 0 | 0 | 0 | 0 | 0 | 0 | 0 | 0 | 0 | 0 | 0 | 0 | 0 | 0 | 0 | 0 | 0 | 0 | 0
F4_Industrial_Other Industrial_New_Process_Natural Gas_Process Cooling_E6 | F4 | Industrial | Other Industrial | New | Process | Natural Gas | Process Cooling | E6 | Utility - Cost of Equipment | 0 | 0 | 0 | 0 | 0 | 0 | 0 | 0 | 0 | 0 | 0 | 0 | 0 | 0 | 0 | 0 | 0 | 0 | 0 | 0 | 0 | 0 | 0 | 0 | 0 | 0 | 0 | 0 | 0 | 0 | 0 | 0 | 0
F4_Industrial_Other Industrial_New_Process_Natural Gas_Process Cooling_E7 | F4 | Industrial | Other Industrial | New | Process | Natural Gas | Process Cooling | E7 | Utility - Cost of Equipment | 0 | 0 | 0 | 0 | 0 | 0 | 0 | 0 | 0 | 0 | 0 | 0 | 0 | 0 | 0 | 0 | 0 | 0 | 0 | 0 | 0 | 0 | 0 | 0 | 0 | 0 | 0 | 0 | 0 | 0 | 0 | 0 | 0
F4_Industrial_Other Industrial_New_Process_Natural Gas_Process Cooling_E8 | F4 | Industrial | Other Industrial | New | Process | Natural Gas | Process Cooling | E8 | Utility - Cost of Equipment | 0 | 0 | 0 | 0 | 0 | 0 | 0 | 0 | 0 | 0 | 0 | 0 | 0 | 0 | 0 | 0 | 0 | 0 | 0 | 0 | 0 | 0 | 0 | 0 | 0 | 0 | 0 | 0 | 0 | 0 | 0 | 0 | 0
F4_Industrial_Other Industrial_New_Process_Natural Gas_Process Cooling_E9 | F4 | Industrial | Other Industrial | New | Process | Natural Gas | Process Cooling | E9 | Utility - Cost of Equipment | 0 | 0 | 0 | 0 | 0 | 0 | 0 | 0 | 0 | 0 | 0 | 0 | 0 | 0 | 0 | 0 | 0 | 0 | 0 | 0 | 0 | 0 | 0 | 0 | 0 | 0 | 0 | 0 | 0 | 0 | 0 | 0 | 0
F4_Industrial_Other Industrial_New_Process_Natural Gas_Process Cooling_E10 | F4 | Industrial | Other Industrial | New | Process | Natural Gas | Process Cooling | E10 | Utility - Cost of Equipment | 0 | 0 | 0 | 0 | 0 | 0 | 0 | 0 | 0 | 0 | 0 | 0 | 0 | 0 | 0 | 0 | 0 | 0 | 0 | 0 | 0 | 0 | 0 | 0 | 0 | 0 | 0 | 0 | 0 | 0 | 0 | 0 | 0
F5_Industrial_Other Industrial_New_Process_Natural Gas_Process Cooling_E1 | F5 | Industrial | Other Industrial | New | Process | Natural Gas | Process Cooling | E1 | Utility - Cost of Operation | 0 | 0 | 0 | 0 | 0 | 0 | 0 | 0 | 0 | 0 | 0 | 0 | 0 | 0 | 0 | 0 | 0 | 0 | 0 | 0 | 0 | 0 | 0 | 0 | 0 | 0 | 0 | 0 | 0 | 0 | 0 | 0 | 0
F5_Industrial_Other Industrial_New_Process_Natural Gas_Process Cooling_E2 | F5 | Industrial | Other Industrial | New | Process | Natural Gas | Process Cooling | E2 | Utility - Cost of Operation | 0 | 0 | 0 | 0 | 0 | 0 | 0 | 0 | 0 | 0 | 0 | 0 | 0 | 0 | 0 | 0 | 0 | 0 | 0 | 0 | 0 | 0 | 0 | 0 | 0 | 0 | 0 | 0 | 0 | 0 | 0 | 0 | 0
F5_Industrial_Other Industrial_New_Process_Natural Gas_Process Cooling_E3 | F5 | Industrial | Other Industrial | New | Process | Natural Gas | Process Cooling | E3 | Utility - Cost of Operation | 0 | 0 | 0 | 0 | 0 | 0 | 0 | 0 | 0 | 0 | 0 | 0 | 0 | 0 | 0 | 0 | 0 | 0 | 0 | 0 | 0 | 0 | 0 | 0 | 0 | 0 | 0 | 0 | 0 | 0 | 0 | 0 | 0
F5_Industrial_Other Industrial_New_Process_Natural Gas_Process Cooling_E4 | F5 | Industrial | Other Industrial | New | Process | Natural Gas | Process Cooling | E4 | Utility - Cost of Operation | 0 | 0 | 0 | 0 | 0 | 0 | 0 | 0 | 0 | 0 | 0 | 0 | 0 | 0 | 0 | 0 | 0 | 0 | 0 | 0 | 0 | 0 | 0 | 0 | 0 | 0 | 0 | 0 | 0 | 0 | 0 | 0 | 0
F5_Industrial_Other Industrial_New_Process_Natural Gas_Process Cooling_E5 | F5 | Industrial | Other Industrial | New | Process | Natural Gas | Process Cooling | E5 | Utility - Cost of Operation | 0 | 0 | 0 | 0 | 0 | 0 | 0 | 0 | 0 | 0 | 0 | 0 | 0 | 0 | 0 | 0 | 0 | 0 | 0 | 0 | 0 | 0 | 0 | 0 | 0 | 0 | 0 | 0 | 0 | 0 | 0 | 0 | 0
F5_Industrial_Other Industrial_New_Process_Natural Gas_Process Cooling_E6 | F5 | Industrial | Other Industrial | New | Process | Natural Gas | Process Cooling | E6 | Utility - Cost of Operation | 0 | 0 | 0 | 0 | 0 | 0 | 0 | 0 | 0 | 0 | 0 | 0 | 0 | 0 | 0 | 0 | 0 | 0 | 0 | 0 | 0 | 0 | 0 | 0 | 0 | 0 | 0 | 0 | 0 | 0 | 0 | 0 | 0
F5_Industrial_Other Industrial_New_Process_Natural Gas_Process Cooling_E7 | F5 | Industrial | Other Industrial | New | Process | Natural Gas | Process Cooling | E7 | Utility - Cost of Operation | 0 | 0 | 0 | 0 | 0 | 0 | 0 | 0 | 0 | 0 | 0 | 0 | 0 | 0 | 0 | 0 | 0 | 0 | 0 | 0 | 0 | 0 | 0 | 0 | 0 | 0 | 0 | 0 | 0 | 0 | 0 | 0 | 0
F5_Industrial_Other Industrial_New_Process_Natural Gas_Process Cooling_E8 | F5 | Industrial | Other Industrial | New | Process | Natural Gas | Process Cooling | E8 | Utility - Cost of Operation | 0 | 0 | 0 | 0 | 0 | 0 | 0 | 0 | 0 | 0 | 0 | 0 | 0 | 0 | 0 | 0 | 0 | 0 | 0 | 0 | 0 | 0 | 0 | 0 | 0 | 0 | 0 | 0 | 0 | 0 | 0 | 0 | 0
F5_Industrial_Other Industrial_New_Process_Natural Gas_Process Cooling_E9 | F5 | Industrial | Other Industrial | New | Process | Natural Gas | Process Cooling | E9 | Utility - Cost of Operation | 0 | 0 | 0 | 0 | 0 | 0 | 0 | 0 | 0 | 0 | 0 | 0 | 0 | 0 | 0 | 0 | 0 | 0 | 0 | 0 | 0 | 0 | 0 | 0 | 0 | 0 | 0 | 0 | 0 | 0 | 0 | 0 | 0
F5_Industrial_Other Industrial_New_Process_Natural Gas_Process Cooling_E10 | F5 | Industrial | Other Industrial | New | Process | Natural Gas | Process Cooling | E10 | Utility - Cost of Operation | 0 | 0 | 0 | 0 | 0 | 0 | 0 | 0 | 0 | 0 | 0 | 0 | 0 | 0 | 0 | 0 | 0 | 0 | 0 | 0 | 0 | 0 | 0 | 0 | 0 | 0 | 0 | 0 | 0 | 0 | 0 | 0 | 0
F6_Industrial_Other Industrial_New_Process_Natural Gas_Process Cooling_E1 | F6 | Industrial | Other Industrial | New | Process | Natural Gas | Process Cooling | E1 | Utility - Value of Sales | 0 | 0 | 0 | 0 | 0 | 0 | 0 | 0 | 0 | 0 | 0 | 0 | 0 | 0 | 0 | 0 | 0 | 0 | 0 | 0 | 0 | 0 | 0 | 0 | 0 | 0 | 0 | 0 | 0 | 0 | 0 | 0 | 0
F6_Industrial_Other Industrial_New_Process_Natural Gas_Process Cooling_E2 | F6 | Industrial | Other Industrial | New | Process | Natural Gas | Process Cooling | E2 | Utility - Value of Sales | 0 | 0 | 0 | 0 | 0 | 0 | 0 | 0 | 0 | 0 | 0 | 0 | 0 | 0 | 0 | 0 | 0 | 0 | 0 | 0 | 0 | 0 | 0 | 0 | 0 | 0 | 0 | 0 | 0 | 0 | 0 | 0 | 0
F6_Industrial_Other Industrial_New_Process_Natural Gas_Process Cooling_E3 | F6 | Industrial | Other Industrial | New | Process | Natural Gas | Process Cooling | E3 | Utility - Value of Sales | 0 | 0 | 0 | 0 | 0 | 0 | 0 | 0 | 0 | 0 | 0 | 0 | 0 | 0 | 0 | 0 | 0 | 0 | 0 | 0 | 0 | 0 | 0 | 0 | 0 | 0 | 0 | 0 | 0 | 0 | 0 | 0 | 0
F6_Industrial_Other Industrial_New_Process_Natural Gas_Process Cooling_E4 | F6 | Industrial | Other Industrial | New | Process | Natural Gas | Process Cooling | E4 | Utility - Value of Sales | 0 | 0 | 0 | 0 | 0 | 0 | 0 | 0 | 0 | 0 | 0 | 0 | 0 | 0 | 0 | 0 | 0 | 0 | 0 | 0 | 0 | 0 | 0 | 0 | 0 | 0 | 0 | 0 | 0 | 0 | 0 | 0 | 0
F6_Industrial_Other Industrial_New_Process_Natural Gas_Process Cooling_E5 | F6 | Industrial | Other Industrial | New | Process | Natural Gas | Process Cooling | E5 | Utility - Value of Sales | 0 | 0 | 0 | 0 | 0 | 0 | 0 | 0 | 0 | 0 | 0 | 0 | 0 | 0 | 0 | 0 | 0 | 0 | 0 | 0 | 0 | 0 | 0 | 0 | 0 | 0 | 0 | 0 | 0 | 0 | 0 | 0 | 0
F6_Industrial_Other Industrial_New_Process_Natural Gas_Process Cooling_E6 | F6 | Industrial | Other Industrial | New | Process | Natural Gas | Process Cooling | E6 | Utility - Value of Sales | 0 | 0 | 0 | 0 | 0 | 0 | 0 | 0 | 0 | 0 | 0 | 0 | 0 | 0 | 0 | 0 | 0 | 0 | 0 | 0 | 0 | 0 | 0 | 0 | 0 | 0 | 0 | 0 | 0 | 0 | 0 | 0 | 0
F6_Industrial_Other Industrial_New_Process_Natural Gas_Process Cooling_E7 | F6 | Industrial | Other Industrial | New | Process | Natural Gas | Process Cooling | E7 | Utility - Value of Sales | 0 | 0 | 0 | 0 | 0 | 0 | 0 | 0 | 0 | 0 | 0 | 0 | 0 | 0 | 0 | 0 | 0 | 0 | 0 | 0 | 0 | 0 | 0 | 0 | 0 | 0 | 0 | 0 | 0 | 0 | 0 | 0 | 0
F6_Industrial_Other Industrial_New_Process_Natural Gas_Process Cooling_E8 | F6 | Industrial | Other Industrial | New | Process | Natural Gas | Process Cooling | E8 | Utility - Value of Sales | 0 | 0 | 0 | 0 | 0 | 0 | 0 | 0 | 0 | 0 | 0 | 0 | 0 | 0 | 0 | 0 | 0 | 0 | 0 | 0 | 0 | 0 | 0 | 0 | 0 | 0 | 0 | 0 | 0 | 0 | 0 | 0 | 0
F6_Industrial_Other Industrial_New_Process_Natural Gas_Process Cooling_E9 | F6 | Industrial | Other Industrial | New | Process | Natural Gas | Process Cooling | E9 | Utility - Value of Sales | 0 | 0 | 0 | 0 | 0 | 0 | 0 | 0 | 0 | 0 | 0 | 0 | 0 | 0 | 0 | 0 | 0 | 0 | 0 | 0 | 0 | 0 | 0 | 0 | 0 | 0 | 0 | 0 | 0 | 0 | 0 | 0 | 0
F6_Industrial_Other Industrial_New_Process_Natural Gas_Process Cooling_E10 | F6 | Industrial | Other Industrial | New | Process | Natural Gas | Process Cooling | E10 | Utility - Value of Sales | 0 | 0 | 0 | 0 | 0 | 0 | 0 | 0 | 0 | 0 | 0 | 0 | 0 | 0 | 0 | 0 | 0 | 0 | 0 | 0 | 0 | 0 | 0 | 0 | 0 | 0 | 0 | 0 | 0 | 0 | 0 | 0 | 0
F1_Industrial_Other Industrial_New_Process_Natural Gas_Other Process_E1 | F1 | Industrial | Other Industrial | New | Process | Natural Gas | Other Process | E1 | RVT - Cost of Equipment | 0 | 0 | 0 | 0 | 0 | 0 | 0 | 0 | 0 | 0 | 0 | 0 | 0 | 0 | 0 | 0 | 0 | 0 | 0 | 0 | 0 | 0 | 0 | 0 | 0 | 0 | 0 | 0 | 0 | 0 | 0 | 0 | 0
F1_Industrial_Other Industrial_New_Process_Natural Gas_Other Process_E2 | F1 | Industrial | Other Industrial | New | Process | Natural Gas | Other Process | E2 | RVT - Cost of Equipment | 0 | 0 | 0 | 0 | 0 | 0 | 0 | 0 | 0 | 0 | 0 | 0 | 0 | 0 | 0 | 0 | 0 | 0 | 0 | 0 | 0 | 0 | 0 | 0 | 0 | 0 | 0 | 0 | 0 | 0 | 0 | 0 | 0
F1_Industrial_Other Industrial_New_Process_Natural Gas_Other Process_E3 | F1 | Industrial | Other Industrial | New | Process | Natural Gas | Other Process | E3 | RVT - Cost of Equipment | 0 | 0 | 0 | 0 | 0 | 0 | 0 | 0 | 0 | 0 | 0 | 0 | 0 | 0 | 0 | 0 | 0 | 0 | 0 | 0 | 0 | 0 | 0 | 0 | 0 | 0 | 0 | 0 | 0 | 0 | 0 | 0 | 0
F1_Industrial_Other Industrial_New_Process_Natural Gas_Other Process_E4 | F1 | Industrial | Other Industrial | New | Process | Natural Gas | Other Process | E4 | RVT - Cost of Equipment | 0 | 0 | 0 | 0 | 0 | 0 | 0 | 0 | 0 | 0 | 0 | 0 | 0 | 0 | 0 | 0 | 0 | 0 | 0 | 0 | 0 | 0 | 0 | 0 | 0 | 0 | 0 | 0 | 0 | 0 | 0 | 0 | 0
F1_Industrial_Other Industrial_New_Process_Natural Gas_Other Process_E5 | F1 | Industrial | Other Industrial | New | Process | Natural Gas | Other Process | E5 | RVT - Cost of Equipment | 0 | 0 | 0 | 0 | 0 | 0 | 0 | 0 | 0 | 0 | 0 | 0 | 0 | 0 | 0 | 0 | 0 | 0 | 0 | 0 | 0 | 0 | 0 | 0 | 0 | 0 | 0 | 0 | 0 | 0 | 0 | 0 | 0
F1_Industrial_Other Industrial_New_Process_Natural Gas_Other Process_E6 | F1 | Industrial | Other Industrial | New | Process | Natural Gas | Other Process | E6 | RVT - Cost of Equipment | 0 | 0 | 0 | 0 | 0 | 0 | 0 | 0 | 0 | 0 | 0 | 0 | 0 | 0 | 0 | 0 | 0 | 0 | 0 | 0 | 0 | 0 | 0 | 0 | 0 | 0 | 0 | 0 | 0 | 0 | 0 | 0 | 0
F1_Industrial_Other Industrial_New_Process_Natural Gas_Other Process_E7 | F1 | Industrial | Other Industrial | New | Process | Natural Gas | Other Process | E7 | RVT - Cost of Equipment | 0 | 0 | 0 | 0 | 0 | 0 | 0 | 0 | 0 | 0 | 0 | 0 | 0 | 0 | 0 | 0 | 0 | 0 | 0 | 0 | 0 | 0 | 0 | 0 | 0 | 0 | 0 | 0 | 0 | 0 | 0 | 0 | 0
F1_Industrial_Other Industrial_New_Process_Natural Gas_Other Process_E8 | F1 | Industrial | Other Industrial | New | Process | Natural Gas | Other Process | E8 | RVT - Cost of Equipment | 0 | 0 | 0 | 0 | 0 | 0 | 0 | 0 | 0 | 0 | 0 | 0 | 0 | 0 | 0 | 0 | 0 | 0 | 0 | 0 | 0 | 0 | 0 | 0 | 0 | 0 | 0 | 0 | 0 | 0 | 0 | 0 | 0
F1_Industrial_Other Industrial_New_Process_Natural Gas_Other Process_E9 | F1 | Industrial | Other Industrial | New | Process | Natural Gas | Other Process | E9 | RVT - Cost of Equipment | 0 | 0 | 0 | 0 | 0 | 0 | 0 | 0 | 0 | 0 | 0 | 0 | 0 | 0 | 0 | 0 | 0 | 0 | 0 | 0 | 0 | 0 | 0 | 0 | 0 | 0 | 0 | 0 | 0 | 0 | 0 | 0 | 0
F1_Industrial_Other Industrial_New_Process_Natural Gas_Other Process_E10 | F1 | Industrial | Other Industrial | New | Process | Natural Gas | Other Process | E10 | RVT - Cost of Equipment | 0 | 0 | 0 | 0 | 0 | 0 | 0 | 0 | 0 | 0 | 0 | 0 | 0 | 0 | 0 | 0 | 0 | 0 | 0 | 0 | 0 | 0 | 0 | 0 | 0 | 0 | 0 | 0 | 0 | 0 | 0 | 0 | 0
F2_Industrial_Other Industrial_New_Process_Natural Gas_Other Process_E1 | F2 | Industrial | Other Industrial | New | Process | Natural Gas | Other Process | E1 | RVT - Cost of Operation | 0 | 0 | 0 | 0 | 0 | 0 | 0 | 0 | 0 | 0 | 0 | 0 | 0 | 0 | 0 | 0 | 0 | 0 | 0 | 0 | 0 | 0 | 0 | 0 | 0 | 0 | 0 | 0 | 0 | 0 | 0 | 0 | 0
F2_Industrial_Other Industrial_New_Process_Natural Gas_Other Process_E2 | F2 | Industrial | Other Industrial | New | Process | Natural Gas | Other Process | E2 | RVT - Cost of Operation | 0 | 0 | 0 | 0 | 0 | 0 | 0 | 0 | 0 | 0 | 0 | 0 | 0 | 0 | 0 | 0 | 0 | 0 | 0 | 0 | 0 | 0 | 0 | 0 | 0 | 0 | 0 | 0 | 0 | 0 | 0 | 0 | 0
F2_Industrial_Other Industrial_New_Process_Natural Gas_Other Process_E3 | F2 | Industrial | Other Industrial | New | Process | Natural Gas | Other Process | E3 | RVT - Cost of Operation | 0 | 0 | 0 | 0 | 0 | 0 | 0 | 0 | 0 | 0 | 0 | 0 | 0 | 0 | 0 | 0 | 0 | 0 | 0 | 0 | 0 | 0 | 0 | 0 | 0 | 0 | 0 | 0 | 0 | 0 | 0 | 0 | 0
F2_Industrial_Other Industrial_New_Process_Natural Gas_Other Process_E4 | F2 | Industrial | Other Industrial | New | Process | Natural Gas | Other Process | E4 | RVT - Cost of Operation | 0 | 0 | 0 | 0 | 0 | 0 | 0 | 0 | 0 | 0 | 0 | 0 | 0 | 0 | 0 | 0 | 0 | 0 | 0 | 0 | 0 | 0 | 0 | 0 | 0 | 0 | 0 | 0 | 0 | 0 | 0 | 0 | 0
F2_Industrial_Other Industrial_New_Process_Natural Gas_Other Process_E5 | F2 | Industrial | Other Industrial | New | Process | Natural Gas | Other Process | E5 | RVT - Cost of Operation | 0 | 0 | 0 | 0 | 0 | 0 | 0 | 0 | 0 | 0 | 0 | 0 | 0 | 0 | 0 | 0 | 0 | 0 | 0 | 0 | 0 | 0 | 0 | 0 | 0 | 0 | 0 | 0 | 0 | 0 | 0 | 0 | 0
F2_Industrial_Other Industrial_New_Process_Natural Gas_Other Process_E6 | F2 | Industrial | Other Industrial | New | Process | Natural Gas | Other Process | E6 | RVT - Cost of Operation | 0 | 0 | 0 | 0 | 0 | 0 | 0 | 0 | 0 | 0 | 0 | 0 | 0 | 0 | 0 | 0 | 0 | 0 | 0 | 0 | 0 | 0 | 0 | 0 | 0 | 0 | 0 | 0 | 0 | 0 | 0 | 0 | 0
F2_Industrial_Other Industrial_New_Process_Natural Gas_Other Process_E7 | F2 | Industrial | Other Industrial | New | Process | Natural Gas | Other Process | E7 | RVT - Cost of Operation | 0 | 0 | 0 | 0 | 0 | 0 | 0 | 0 | 0 | 0 | 0 | 0 | 0 | 0 | 0 | 0 | 0 | 0 | 0 | 0 | 0 | 0 | 0 | 0 | 0 | 0 | 0 | 0 | 0 | 0 | 0 | 0 | 0
F2_Industrial_Other Industrial_New_Process_Natural Gas_Other Process_E8 | F2 | Industrial | Other Industrial | New | Process | Natural Gas | Other Process | E8 | RVT - Cost of Operation | 0 | 0 | 0 | 0 | 0 | 0 | 0 | 0 | 0 | 0 | 0 | 0 | 0 | 0 | 0 | 0 | 0 | 0 | 0 | 0 | 0 | 0 | 0 | 0 | 0 | 0 | 0 | 0 | 0 | 0 | 0 | 0 | 0
F2_Industrial_Other Industrial_New_Process_Natural Gas_Other Process_E9 | F2 | Industrial | Other Industrial | New | Process | Natural Gas | Other Process | E9 | RVT - Cost of Operation | 0 | 0 | 0 | 0 | 0 | 0 | 0 | 0 | 0 | 0 | 0 | 0 | 0 | 0 | 0 | 0 | 0 | 0 | 0 | 0 | 0 | 0 | 0 | 0 | 0 | 0 | 0 | 0 | 0 | 0 | 0 | 0 | 0
F2_Industrial_Other Industrial_New_Process_Natural Gas_Other Process_E10 | F2 | Industrial | Other Industrial | New | Process | Natural Gas | Other Process | E10 | RVT - Cost of Operation | 0 | 0 | 0 | 0 | 0 | 0 | 0 | 0 | 0 | 0 | 0 | 0 | 0 | 0 | 0 | 0 | 0 | 0 | 0 | 0 | 0 | 0 | 0 | 0 | 0 | 0 | 0 | 0 | 0 | 0 | 0 | 0 | 0
F3_Industrial_Other Industrial_New_Process_Natural Gas_Other Process_E1 | F3 | Industrial | Other Industrial | New | Process | Natural Gas | Other Process | E1 | System - kBTUs of Consumption | 0 | 0 | 0 | 0 | 0 | 0 | 0 | 0 | 0 | 0 | 0 | 0 | 0 | 0 | 0 | 0 | 0 | 0 | 0 | 0 | 0 | 0 | 0 | 0 | 0 | 0 | 0 | 0 | 0 | 0 | 0 | 0 | 0
F3_Industrial_Other Industrial_New_Process_Natural Gas_Other Process_E2 | F3 | Industrial | Other Industrial | New | Process | Natural Gas | Other Process | E2 | System - kBTUs of Consumption | 0 | 0 | 0 | 0 | 0 | 0 | 0 | 0 | 0 | 0 | 0 | 0 | 0 | 0 | 0 | 0 | 0 | 0 | 0 | 0 | 0 | 0 | 0 | 0 | 0 | 0 | 0 | 0 | 0 | 0 | 0 | 0 | 0
F3_Industrial_Other Industrial_New_Process_Natural Gas_Other Process_E3 | F3 | Industrial | Other Industrial | New | Process | Natural Gas | Other Process | E3 | System - kBTUs of Consumption | 0 | 0 | 0 | 0 | 0 | 0 | 0 | 0 | 0 | 0 | 0 | 0 | 0 | 0 | 0 | 0 | 0 | 0 | 0 | 0 | 0 | 0 | 0 | 0 | 0 | 0 | 0 | 0 | 0 | 0 | 0 | 0 | 0
F3_Industrial_Other Industrial_New_Process_Natural Gas_Other Process_E4 | F3 | Industrial | Other Industrial | New | Process | Natural Gas | Other Process | E4 | System - kBTUs of Consumption | 0 | 0 | 0 | 0 | 0 | 0 | 0 | 0 | 0 | 0 | 0 | 0 | 0 | 0 | 0 | 0 | 0 | 0 | 0 | 0 | 0 | 0 | 0 | 0 | 0 | 0 | 0 | 0 | 0 | 0 | 0 | 0 | 0
F3_Industrial_Other Industrial_New_Process_Natural Gas_Other Process_E5 | F3 | Industrial | Other Industrial | New | Process | Natural Gas | Other Process | E5 | System - kBTUs of Consumption | 0 | 0 | 0 | 0 | 0 | 0 | 0 | 0 | 0 | 0 | 0 | 0 | 0 | 0 | 0 | 0 | 0 | 0 | 0 | 0 | 0 | 0 | 0 | 0 | 0 | 0 | 0 | 0 | 0 | 0 | 0 | 0 | 0
F3_Industrial_Other Industrial_New_Process_Natural Gas_Other Process_E6 | F3 | Industrial | Other Industrial | New | Process | Natural Gas | Other Process | E6 | System - kBTUs of Consumption | 0 | 0 | 0 | 0 | 0 | 0 | 0 | 0 | 0 | 0 | 0 | 0 | 0 | 0 | 0 | 0 | 0 | 0 | 0 | 0 | 0 | 0 | 0 | 0 | 0 | 0 | 0 | 0 | 0 | 0 | 0 | 0 | 0
F3_Industrial_Other Industrial_New_Process_Natural Gas_Other Process_E7 | F3 | Industrial | Other Industrial | New | Process | Natural Gas | Other Process | E7 | System - kBTUs of Consumption | 0 | 0 | 0 | 0 | 0 | 0 | 0 | 0 | 0 | 0 | 0 | 0 | 0 | 0 | 0 | 0 | 0 | 0 | 0 | 0 | 0 | 0 | 0 | 0 | 0 | 0 | 0 | 0 | 0 | 0 | 0 | 0 | 0
F3_Industrial_Other Industrial_New_Process_Natural Gas_Other Process_E8 | F3 | Industrial | Other Industrial | New | Process | Natural Gas | Other Process | E8 | System - kBTUs of Consumption | 0 | 0 | 0 | 0 | 0 | 0 | 0 | 0 | 0 | 0 | 0 | 0 | 0 | 0 | 0 | 0 | 0 | 0 | 0 | 0 | 0 | 0 | 0 | 0 | 0 | 0 | 0 | 0 | 0 | 0 | 0 | 0 | 0
F3_Industrial_Other Industrial_New_Process_Natural Gas_Other Process_E9 | F3 | Industrial | Other Industrial | New | Process | Natural Gas | Other Process | E9 | System - kBTUs of Consumption | 0 | 0 | 0 | 0 | 0 | 0 | 0 | 0 | 0 | 0 | 0 | 0 | 0 | 0 | 0 | 0 | 0 | 0 | 0 | 0 | 0 | 0 | 0 | 0 | 0 | 0 | 0 | 0 | 0 | 0 | 0 | 0 | 0
F3_Industrial_Other Industrial_New_Process_Natural Gas_Other Process_E10 | F3 | Industrial | Other Industrial | New | Process | Natural Gas | Other Process | E10 | System - kBTUs of Consumption | 0 | 0 | 0 | 0 | 0 | 0 | 0 | 0 | 0 | 0 | 0 | 0 | 0 | 0 | 0 | 0 | 0 | 0 | 0 | 0 | 0 | 0 | 0 | 0 | 0 | 0 | 0 | 0 | 0 | 0 | 0 | 0 | 0
F4_Industrial_Other Industrial_New_Process_Natural Gas_Other Process_E1 | F4 | Industrial | Other Industrial | New | Process | Natural Gas | Other Process | E1 | Utility - Cost of Equipment | 0 | 0 | 0 | 0 | 0 | 0 | 0 | 0 | 0 | 0 | 0 | 0 | 0 | 0 | 0 | 0 | 0 | 0 | 0 | 0 | 0 | 0 | 0 | 0 | 0 | 0 | 0 | 0 | 0 | 0 | 0 | 0 | 0
F4_Industrial_Other Industrial_New_Process_Natural Gas_Other Process_E2 | F4 | Industrial | Other Industrial | New | Process | Natural Gas | Other Process | E2 | Utility - Cost of Equipment | 0 | 0 | 0 | 0 | 0 | 0 | 0 | 0 | 0 | 0 | 0 | 0 | 0 | 0 | 0 | 0 | 0 | 0 | 0 | 0 | 0 | 0 | 0 | 0 | 0 | 0 | 0 | 0 | 0 | 0 | 0 | 0 | 0
F4_Industrial_Other Industrial_New_Process_Natural Gas_Other Process_E3 | F4 | Industrial | Other Industrial | New | Process | Natural Gas | Other Process | E3 | Utility - Cost of Equipment | 0 | 0 | 0 | 0 | 0 | 0 | 0 | 0 | 0 | 0 | 0 | 0 | 0 | 0 | 0 | 0 | 0 | 0 | 0 | 0 | 0 | 0 | 0 | 0 | 0 | 0 | 0 | 0 | 0 | 0 | 0 | 0 | 0
F4_Industrial_Other Industrial_New_Process_Natural Gas_Other Process_E4 | F4 | Industrial | Other Industrial | New | Process | Natural Gas | Other Process | E4 | Utility - Cost of Equipment | 0 | 0 | 0 | 0 | 0 | 0 | 0 | 0 | 0 | 0 | 0 | 0 | 0 | 0 | 0 | 0 | 0 | 0 | 0 | 0 | 0 | 0 | 0 | 0 | 0 | 0 | 0 | 0 | 0 | 0 | 0 | 0 | 0
F4_Industrial_Other Industrial_New_Process_Natural Gas_Other Process_E5 | F4 | Industrial | Other Industrial | New | Process | Natural Gas | Other Process | E5 | Utility - Cost of Equipment | 0 | 0 | 0 | 0 | 0 | 0 | 0 | 0 | 0 | 0 | 0 | 0 | 0 | 0 | 0 | 0 | 0 | 0 | 0 | 0 | 0 | 0 | 0 | 0 | 0 | 0 | 0 | 0 | 0 | 0 | 0 | 0 | 0
F4_Industrial_Other Industrial_New_Process_Natural Gas_Other Process_E6 | F4 | Industrial | Other Industrial | New | Process | Natural Gas | Other Process | E6 | Utility - Cost of Equipment | 0 | 0 | 0 | 0 | 0 | 0 | 0 | 0 | 0 | 0 | 0 | 0 | 0 | 0 | 0 | 0 | 0 | 0 | 0 | 0 | 0 | 0 | 0 | 0 | 0 | 0 | 0 | 0 | 0 | 0 | 0 | 0 | 0
F4_Industrial_Other Industrial_New_Process_Natural Gas_Other Process_E7 | F4 | Industrial | Other Industrial | New | Process | Natural Gas | Other Process | E7 | Utility - Cost of Equipment | 0 | 0 | 0 | 0 | 0 | 0 | 0 | 0 | 0 | 0 | 0 | 0 | 0 | 0 | 0 | 0 | 0 | 0 | 0 | 0 | 0 | 0 | 0 | 0 | 0 | 0 | 0 | 0 | 0 | 0 | 0 | 0 | 0
F4_Industrial_Other Industrial_New_Process_Natural Gas_Other Process_E8 | F4 | Industrial | Other Industrial | New | Process | Natural Gas | Other Process | E8 | Utility - Cost of Equipment | 0 | 0 | 0 | 0 | 0 | 0 | 0 | 0 | 0 | 0 | 0 | 0 | 0 | 0 | 0 | 0 | 0 | 0 | 0 | 0 | 0 | 0 | 0 | 0 | 0 | 0 | 0 | 0 | 0 | 0 | 0 | 0 | 0
F4_Industrial_Other Industrial_New_Process_Natural Gas_Other Process_E9 | F4 | Industrial | Other Industrial | New | Process | Natural Gas | Other Process | E9 | Utility - Cost of Equipment | 0 | 0 | 0 | 0 | 0 | 0 | 0 | 0 | 0 | 0 | 0 | 0 | 0 | 0 | 0 | 0 | 0 | 0 | 0 | 0 | 0 | 0 | 0 | 0 | 0 | 0 | 0 | 0 | 0 | 0 | 0 | 0 | 0
F4_Industrial_Other Industrial_New_Process_Natural Gas_Other Process_E10 | F4 | Industrial | Other Industrial | New | Process | Natural Gas | Other Process | E10 | Utility - Cost of Equipment | 0 | 0 | 0 | 0 | 0 | 0 | 0 | 0 | 0 | 0 | 0 | 0 | 0 | 0 | 0 | 0 | 0 | 0 | 0 | 0 | 0 | 0 | 0 | 0 | 0 | 0 | 0 | 0 | 0 | 0 | 0 | 0 | 0
F5_Industrial_Other Industrial_New_Process_Natural Gas_Other Process_E1 | F5 | Industrial | Other Industrial | New | Process | Natural Gas | Other Process | E1 | Utility - Cost of Operation | 0 | 0 | 0 | 0 | 0 | 0 | 0 | 0 | 0 | 0 | 0 | 0 | 0 | 0 | 0 | 0 | 0 | 0 | 0 | 0 | 0 | 0 | 0 | 0 | 0 | 0 | 0 | 0 | 0 | 0 | 0 | 0 | 0
F5_Industrial_Other Industrial_New_Process_Natural Gas_Other Process_E2 | F5 | Industrial | Other Industrial | New | Process | Natural Gas | Other Process | E2 | Utility - Cost of Operation | 0 | 0 | 0 | 0 | 0 | 0 | 0 | 0 | 0 | 0 | 0 | 0 | 0 | 0 | 0 | 0 | 0 | 0 | 0 | 0 | 0 | 0 | 0 | 0 | 0 | 0 | 0 | 0 | 0 | 0 | 0 | 0 | 0
F5_Industrial_Other Industrial_New_Process_Natural Gas_Other Process_E3 | F5 | Industrial | Other Industrial | New | Process | Natural Gas | Other Process | E3 | Utility - Cost of Operation | 0 | 0 | 0 | 0 | 0 | 0 | 0 | 0 | 0 | 0 | 0 | 0 | 0 | 0 | 0 | 0 | 0 | 0 | 0 | 0 | 0 | 0 | 0 | 0 | 0 | 0 | 0 | 0 | 0 | 0 | 0 | 0 | 0
F5_Industrial_Other Industrial_New_Process_Natural Gas_Other Process_E4 | F5 | Industrial | Other Industrial | New | Process | Natural Gas | Other Process | E4 | Utility - Cost of Operation | 0 | 0 | 0 | 0 | 0 | 0 | 0 | 0 | 0 | 0 | 0 | 0 | 0 | 0 | 0 | 0 | 0 | 0 | 0 | 0 | 0 | 0 | 0 | 0 | 0 | 0 | 0 | 0 | 0 | 0 | 0 | 0 | 0
F5_Industrial_Other Industrial_New_Process_Natural Gas_Other Process_E5 | F5 | Industrial | Other Industrial | New | Process | Natural Gas | Other Process | E5 | Utility - Cost of Operation | 0 | 0 | 0 | 0 | 0 | 0 | 0 | 0 | 0 | 0 | 0 | 0 | 0 | 0 | 0 | 0 | 0 | 0 | 0 | 0 | 0 | 0 | 0 | 0 | 0 | 0 | 0 | 0 | 0 | 0 | 0 | 0 | 0
F5_Industrial_Other Industrial_New_Process_Natural Gas_Other Process_E6 | F5 | Industrial | Other Industrial | New | Process | Natural Gas | Other Process | E6 | Utility - Cost of Operation | 0 | 0 | 0 | 0 | 0 | 0 | 0 | 0 | 0 | 0 | 0 | 0 | 0 | 0 | 0 | 0 | 0 | 0 | 0 | 0 | 0 | 0 | 0 | 0 | 0 | 0 | 0 | 0 | 0 | 0 | 0 | 0 | 0
F5_Industrial_Other Industrial_New_Process_Natural Gas_Other Process_E7 | F5 | Industrial | Other Industrial | New | Process | Natural Gas | Other Process | E7 | Utility - Cost of Operation | 0 | 0 | 0 | 0 | 0 | 0 | 0 | 0 | 0 | 0 | 0 | 0 | 0 | 0 | 0 | 0 | 0 | 0 | 0 | 0 | 0 | 0 | 0 | 0 | 0 | 0 | 0 | 0 | 0 | 0 | 0 | 0 | 0
F5_Industrial_Other Industrial_New_Process_Natural Gas_Other Process_E8 | F5 | Industrial | Other Industrial | New | Process | Natural Gas | Other Process | E8 | Utility - Cost of Operation | 0 | 0 | 0 | 0 | 0 | 0 | 0 | 0 | 0 | 0 | 0 | 0 | 0 | 0 | 0 | 0 | 0 | 0 | 0 | 0 | 0 | 0 | 0 | 0 | 0 | 0 | 0 | 0 | 0 | 0 | 0 | 0 | 0
F5_Industrial_Other Industrial_New_Process_Natural Gas_Other Process_E9 | F5 | Industrial | Other Industrial | New | Process | Natural Gas | Other Process | E9 | Utility - Cost of Operation | 0 | 0 | 0 | 0 | 0 | 0 | 0 | 0 | 0 | 0 | 0 | 0 | 0 | 0 | 0 | 0 | 0 | 0 | 0 | 0 | 0 | 0 | 0 | 0 | 0 | 0 | 0 | 0 | 0 | 0 | 0 | 0 | 0
F5_Industrial_Other Industrial_New_Process_Natural Gas_Other Process_E10 | F5 | Industrial | Other Industrial | New | Process | Natural Gas | Other Process | E10 | Utility - Cost of Operation | 0 | 0 | 0 | 0 | 0 | 0 | 0 | 0 | 0 | 0 | 0 | 0 | 0 | 0 | 0 | 0 | 0 | 0 | 0 | 0 | 0 | 0 | 0 | 0 | 0 | 0 | 0 | 0 | 0 | 0 | 0 | 0 | 0
F6_Industrial_Other Industrial_New_Process_Natural Gas_Other Process_E1 | F6 | Industrial | Other Industrial | New | Process | Natural Gas | Other Process | E1 | Utility - Value of Sales | 0 | 0 | 0 | 0 | 0 | 0 | 0 | 0 | 0 | 0 | 0 | 0 | 0 | 0 | 0 | 0 | 0 | 0 | 0 | 0 | 0 | 0 | 0 | 0 | 0 | 0 | 0 | 0 | 0 | 0 | 0 | 0 | 0
F6_Industrial_Other Industrial_New_Process_Natural Gas_Other Process_E2 | F6 | Industrial | Other Industrial | New | Process | Natural Gas | Other Process | E2 | Utility - Value of Sales | 0 | 0 | 0 | 0 | 0 | 0 | 0 | 0 | 0 | 0 | 0 | 0 | 0 | 0 | 0 | 0 | 0 | 0 | 0 | 0 | 0 | 0 | 0 | 0 | 0 | 0 | 0 | 0 | 0 | 0 | 0 | 0 | 0
F6_Industrial_Other Industrial_New_Process_Natural Gas_Other Process_E3 | F6 | Industrial | Other Industrial | New | Process | Natural Gas | Other Process | E3 | Utility - Value of Sales | 0 | 0 | 0 | 0 | 0 | 0 | 0 | 0 | 0 | 0 | 0 | 0 | 0 | 0 | 0 | 0 | 0 | 0 | 0 | 0 | 0 | 0 | 0 | 0 | 0 | 0 | 0 | 0 | 0 | 0 | 0 | 0 | 0
F6_Industrial_Other Industrial_New_Process_Natural Gas_Other Process_E4 | F6 | Industrial | Other Industrial | New | Process | Natural Gas | Other Process | E4 | Utility - Value of Sales | 0 | 0 | 0 | 0 | 0 | 0 | 0 | 0 | 0 | 0 | 0 | 0 | 0 | 0 | 0 | 0 | 0 | 0 | 0 | 0 | 0 | 0 | 0 | 0 | 0 | 0 | 0 | 0 | 0 | 0 | 0 | 0 | 0
F6_Industrial_Other Industrial_New_Process_Natural Gas_Other Process_E5 | F6 | Industrial | Other Industrial | New | Process | Natural Gas | Other Process | E5 | Utility - Value of Sales | 0 | 0 | 0 | 0 | 0 | 0 | 0 | 0 | 0 | 0 | 0 | 0 | 0 | 0 | 0 | 0 | 0 | 0 | 0 | 0 | 0 | 0 | 0 | 0 | 0 | 0 | 0 | 0 | 0 | 0 | 0 | 0 | 0
F6_Industrial_Other Industrial_New_Process_Natural Gas_Other Process_E6 | F6 | Industrial | Other Industrial | New | Process | Natural Gas | Other Process | E6 | Utility - Value of Sales | 0 | 0 | 0 | 0 | 0 | 0 | 0 | 0 | 0 | 0 | 0 | 0 | 0 | 0 | 0 | 0 | 0 | 0 | 0 | 0 | 0 | 0 | 0 | 0 | 0 | 0 | 0 | 0 | 0 | 0 | 0 | 0 | 0
F6_Industrial_Other Industrial_New_Process_Natural Gas_Other Process_E7 | F6 | Industrial | Other Industrial | New | Process | Natural Gas | Other Process | E7 | Utility - Value of Sales | 0 | 0 | 0 | 0 | 0 | 0 | 0 | 0 | 0 | 0 | 0 | 0 | 0 | 0 | 0 | 0 | 0 | 0 | 0 | 0 | 0 | 0 | 0 | 0 | 0 | 0 | 0 | 0 | 0 | 0 | 0 | 0 | 0
F6_Industrial_Other Industrial_New_Process_Natural Gas_Other Process_E8 | F6 | Industrial | Other Industrial | New | Process | Natural Gas | Other Process | E8 | Utility - Value of Sales | 0 | 0 | 0 | 0 | 0 | 0 | 0 | 0 | 0 | 0 | 0 | 0 | 0 | 0 | 0 | 0 | 0 | 0 | 0 | 0 | 0 | 0 | 0 | 0 | 0 | 0 | 0 | 0 | 0 | 0 | 0 | 0 | 0
F6_Industrial_Other Industrial_New_Process_Natural Gas_Other Process_E9 | F6 | Industrial | Other Industrial | New | Process | Natural Gas | Other Process | E9 | Utility - Value of Sales | 0 | 0 | 0 | 0 | 0 | 0 | 0 | 0 | 0 | 0 | 0 | 0 | 0 | 0 | 0 | 0 | 0 | 0 | 0 | 0 | 0 | 0 | 0 | 0 | 0 | 0 | 0 | 0 | 0 | 0 | 0 | 0 | 0
F6_Industrial_Other Industrial_New_Process_Natural Gas_Other Process_E10 | F6 | Industrial | Other Industrial | New | Process | Natural Gas | Other Process | E10 | Utility - Value of Sales | 0 | 0 | 0 | 0 | 0 | 0 | 0 | 0 | 0 | 0 | 0 | 0 | 0 | 0 | 0 | 0 | 0 | 0 | 0 | 0 | 0 | 0 | 0 | 0 | 0 | 0 | 0 | 0 | 0 | 0 | 0 | 0 | 0
F1_Industrial_Other Industrial_New_Miscellaneous_Natural Gas_Miscellaneous_E1 | F1 | Industrial | Other Industrial | New | Miscellaneous | Natural Gas | Miscellaneous | E1 | RVT - Cost of Equipment | 0 | 0 | 0 | 0 | 0 | 0 | 0 | 0 | 0 | 0 | 0 | 0 | 0 | 0 | 0 | 0 | 0 | 0 | 0 | 0 | 0 | 0 | 0 | 0 | 0 | 0 | 0 | 0 | 0 | 0 | 0 | 0 | 0
F1_Industrial_Other Industrial_New_Miscellaneous_Natural Gas_Miscellaneous_E2 | F1 | Industrial | Other Industrial | New | Miscellaneous | Natural Gas | Miscellaneous | E2 | RVT - Cost of Equipment | 0 | 0 | 0 | 0 | 0 | 0 | 0 | 0 | 0 | 0 | 0 | 0 | 0 | 0 | 0 | 0 | 0 | 0 | 0 | 0 | 0 | 0 | 0 | 0 | 0 | 0 | 0 | 0 | 0 | 0 | 0 | 0 | 0
F1_Industrial_Other Industrial_New_Miscellaneous_Natural Gas_Miscellaneous_E3 | F1 | Industrial | Other Industrial | New | Miscellaneous | Natural Gas | Miscellaneous | E3 | RVT - Cost of Equipment | 0 | 0 | 0 | 0 | 0 | 0 | 0 | 0 | 0 | 0 | 0 | 0 | 0 | 0 | 0 | 0 | 0 | 0 | 0 | 0 | 0 | 0 | 0 | 0 | 0 | 0 | 0 | 0 | 0 | 0 | 0 | 0 | 0
F1_Industrial_Other Industrial_New_Miscellaneous_Natural Gas_Miscellaneous_E4 | F1 | Industrial | Other Industrial | New | Miscellaneous | Natural Gas | Miscellaneous | E4 | RVT - Cost of Equipment | 0 | 0 | 0 | 0 | 0 | 0 | 0 | 0 | 0 | 0 | 0 | 0 | 0 | 0 | 0 | 0 | 0 | 0 | 0 | 0 | 0 | 0 | 0 | 0 | 0 | 0 | 0 | 0 | 0 | 0 | 0 | 0 | 0
F1_Industrial_Other Industrial_New_Miscellaneous_Natural Gas_Miscellaneous_E5 | F1 | Industrial | Other Industrial | New | Miscellaneous | Natural Gas | Miscellaneous | E5 | RVT - Cost of Equipment | 0 | 0 | 0 | 0 | 0 | 0 | 0 | 0 | 0 | 0 | 0 | 0 | 0 | 0 | 0 | 0 | 0 | 0 | 0 | 0 | 0 | 0 | 0 | 0 | 0 | 0 | 0 | 0 | 0 | 0 | 0 | 0 | 0
F1_Industrial_Other Industrial_New_Miscellaneous_Natural Gas_Miscellaneous_E6 | F1 | Industrial | Other Industrial | New | Miscellaneous | Natural Gas | Miscellaneous | E6 | RVT - Cost of Equipment | 0 | 0 | 0 | 0 | 0 | 0 | 0 | 0 | 0 | 0 | 0 | 0 | 0 | 0 | 0 | 0 | 0 | 0 | 0 | 0 | 0 | 0 | 0 | 0 | 0 | 0 | 0 | 0 | 0 | 0 | 0 | 0 | 0
F1_Industrial_Other Industrial_New_Miscellaneous_Natural Gas_Miscellaneous_E7 | F1 | Industrial | Other Industrial | New | Miscellaneous | Natural Gas | Miscellaneous | E7 | RVT - Cost of Equipment | 0 | 0 | 0 | 0 | 0 | 0 | 0 | 0 | 0 | 0 | 0 | 0 | 0 | 0 | 0 | 0 | 0 | 0 | 0 | 0 | 0 | 0 | 0 | 0 | 0 | 0 | 0 | 0 | 0 | 0 | 0 | 0 | 0
F1_Industrial_Other Industrial_New_Miscellaneous_Natural Gas_Miscellaneous_E8 | F1 | Industrial | Other Industrial | New | Miscellaneous | Natural Gas | Miscellaneous | E8 | RVT - Cost of Equipment | 0 | 0 | 0 | 0 | 0 | 0 | 0 | 0 | 0 | 0 | 0 | 0 | 0 | 0 | 0 | 0 | 0 | 0 | 0 | 0 | 0 | 0 | 0 | 0 | 0 | 0 | 0 | 0 | 0 | 0 | 0 | 0 | 0
F1_Industrial_Other Industrial_New_Miscellaneous_Natural Gas_Miscellaneous_E9 | F1 | Industrial | Other Industrial | New | Miscellaneous | Natural Gas | Miscellaneous | E9 | RVT - Cost of Equipment | 0 | 0 | 0 | 0 | 0 | 0 | 0 | 0 | 0 | 0 | 0 | 0 | 0 | 0 | 0 | 0 | 0 | 0 | 0 | 0 | 0 | 0 | 0 | 0 | 0 | 0 | 0 | 0 | 0 | 0 | 0 | 0 | 0
F1_Industrial_Other Industrial_New_Miscellaneous_Natural Gas_Miscellaneous_E10 | F1 | Industrial | Other Industrial | New | Miscellaneous | Natural Gas | Miscellaneous | E10 | RVT - Cost of Equipment | 0 | 0 | 0 | 0 | 0 | 0 | 0 | 0 | 0 | 0 | 0 | 0 | 0 | 0 | 0 | 0 | 0 | 0 | 0 | 0 | 0 | 0 | 0 | 0 | 0 | 0 | 0 | 0 | 0 | 0 | 0 | 0 | 0
F2_Industrial_Other Industrial_New_Miscellaneous_Natural Gas_Miscellaneous_E1 | F2 | Industrial | Other Industrial | New | Miscellaneous | Natural Gas | Miscellaneous | E1 | RVT - Cost of Operation | 0 | 0 | 0 | 0 | 0 | 0 | 0 | 0 | 0 | 0 | 0 | 0 | 0 | 0 | 0 | 0 | 0 | 0 | 0 | 0 | 0 | 0 | 0 | 0 | 0 | 0 | 0 | 0 | 0 | 0 | 0 | 0 | 0
F2_Industrial_Other Industrial_New_Miscellaneous_Natural Gas_Miscellaneous_E2 | F2 | Industrial | Other Industrial | New | Miscellaneous | Natural Gas | Miscellaneous | E2 | RVT - Cost of Operation | 0 | 0 | 0 | 0 | 0 | 0 | 0 | 0 | 0 | 0 | 0 | 0 | 0 | 0 | 0 | 0 | 0 | 0 | 0 | 0 | 0 | 0 | 0 | 0 | 0 | 0 | 0 | 0 | 0 | 0 | 0 | 0 | 0
F2_Industrial_Other Industrial_New_Miscellaneous_Natural Gas_Miscellaneous_E3 | F2 | Industrial | Other Industrial | New | Miscellaneous | Natural Gas | Miscellaneous | E3 | RVT - Cost of Operation | 0 | 0 | 0 | 0 | 0 | 0 | 0 | 0 | 0 | 0 | 0 | 0 | 0 | 0 | 0 | 0 | 0 | 0 | 0 | 0 | 0 | 0 | 0 | 0 | 0 | 0 | 0 | 0 | 0 | 0 | 0 | 0 | 0
F2_Industrial_Other Industrial_New_Miscellaneous_Natural Gas_Miscellaneous_E4 | F2 | Industrial | Other Industrial | New | Miscellaneous | Natural Gas | Miscellaneous | E4 | RVT - Cost of Operation | 0 | 0 | 0 | 0 | 0 | 0 | 0 | 0 | 0 | 0 | 0 | 0 | 0 | 0 | 0 | 0 | 0 | 0 | 0 | 0 | 0 | 0 | 0 | 0 | 0 | 0 | 0 | 0 | 0 | 0 | 0 | 0 | 0
F2_Industrial_Other Industrial_New_Miscellaneous_Natural Gas_Miscellaneous_E5 | F2 | Industrial | Other Industrial | New | Miscellaneous | Natural Gas | Miscellaneous | E5 | RVT - Cost of Operation | 0 | 0 | 0 | 0 | 0 | 0 | 0 | 0 | 0 | 0 | 0 | 0 | 0 | 0 | 0 | 0 | 0 | 0 | 0 | 0 | 0 | 0 | 0 | 0 | 0 | 0 | 0 | 0 | 0 | 0 | 0 | 0 | 0
F2_Industrial_Other Industrial_New_Miscellaneous_Natural Gas_Miscellaneous_E6 | F2 | Industrial | Other Industrial | New | Miscellaneous | Natural Gas | Miscellaneous | E6 | RVT - Cost of Operation | 0 | 0 | 0 | 0 | 0 | 0 | 0 | 0 | 0 | 0 | 0 | 0 | 0 | 0 | 0 | 0 | 0 | 0 | 0 | 0 | 0 | 0 | 0 | 0 | 0 | 0 | 0 | 0 | 0 | 0 | 0 | 0 | 0
F2_Industrial_Other Industrial_New_Miscellaneous_Natural Gas_Miscellaneous_E7 | F2 | Industrial | Other Industrial | New | Miscellaneous | Natural Gas | Miscellaneous | E7 | RVT - Cost of Operation | 0 | 0 | 0 | 0 | 0 | 0 | 0 | 0 | 0 | 0 | 0 | 0 | 0 | 0 | 0 | 0 | 0 | 0 | 0 | 0 | 0 | 0 | 0 | 0 | 0 | 0 | 0 | 0 | 0 | 0 | 0 | 0 | 0
F2_Industrial_Other Industrial_New_Miscellaneous_Natural Gas_Miscellaneous_E8 | F2 | Industrial | Other Industrial | New | Miscellaneous | Natural Gas | Miscellaneous | E8 | RVT - Cost of Operation | 0 | 0 | 0 | 0 | 0 | 0 | 0 | 0 | 0 | 0 | 0 | 0 | 0 | 0 | 0 | 0 | 0 | 0 | 0 | 0 | 0 | 0 | 0 | 0 | 0 | 0 | 0 | 0 | 0 | 0 | 0 | 0 | 0
F2_Industrial_Other Industrial_New_Miscellaneous_Natural Gas_Miscellaneous_E9 | F2 | Industrial | Other Industrial | New | Miscellaneous | Natural Gas | Miscellaneous | E9 | RVT - Cost of Operation | 0 | 0 | 0 | 0 | 0 | 0 | 0 | 0 | 0 | 0 | 0 | 0 | 0 | 0 | 0 | 0 | 0 | 0 | 0 | 0 | 0 | 0 | 0 | 0 | 0 | 0 | 0 | 0 | 0 | 0 | 0 | 0 | 0
F2_Industrial_Other Industrial_New_Miscellaneous_Natural Gas_Miscellaneous_E10 | F2 | Industrial | Other Industrial | New | Miscellaneous | Natural Gas | Miscellaneous | E10 | RVT - Cost of Operation | 0 | 0 | 0 | 0 | 0 | 0 | 0 | 0 | 0 | 0 | 0 | 0 | 0 | 0 | 0 | 0 | 0 | 0 | 0 | 0 | 0 | 0 | 0 | 0 | 0 | 0 | 0 | 0 | 0 | 0 | 0 | 0 | 0
F3_Industrial_Other Industrial_New_Miscellaneous_Natural Gas_Miscellaneous_E1 | F3 | Industrial | Other Industrial | New | Miscellaneous | Natural Gas | Miscellaneous | E1 | System - kBTUs of Consumption | 0 | 0 | 0 | 0 | 0 | 0 | 0 | 0 | 0 | 0 | 0 | 0 | 0 | 0 | 0 | 0 | 0 | 0 | 0 | 0 | 0 | 0 | 0 | 0 | 0 | 0 | 0 | 0 | 0 | 0 | 0 | 0 | 0
F3_Industrial_Other Industrial_New_Miscellaneous_Natural Gas_Miscellaneous_E2 | F3 | Industrial | Other Industrial | New | Miscellaneous | Natural Gas | Miscellaneous | E2 | System - kBTUs of Consumption | 0 | 0 | 0 | 0 | 0 | 0 | 0 | 0 | 0 | 0 | 0 | 0 | 0 | 0 | 0 | 0 | 0 | 0 | 0 | 0 | 0 | 0 | 0 | 0 | 0 | 0 | 0 | 0 | 0 | 0 | 0 | 0 | 0
F3_Industrial_Other Industrial_New_Miscellaneous_Natural Gas_Miscellaneous_E3 | F3 | Industrial | Other Industrial | New | Miscellaneous | Natural Gas | Miscellaneous | E3 | System - kBTUs of Consumption | 0 | 0 | 0 | 0 | 0 | 0 | 0 | 0 | 0 | 0 | 0 | 0 | 0 | 0 | 0 | 0 | 0 | 0 | 0 | 0 | 0 | 0 | 0 | 0 | 0 | 0 | 0 | 0 | 0 | 0 | 0 | 0 | 0
F3_Industrial_Other Industrial_New_Miscellaneous_Natural Gas_Miscellaneous_E4 | F3 | Industrial | Other Industrial | New | Miscellaneous | Natural Gas | Miscellaneous | E4 | System - kBTUs of Consumption | 0 | 0 | 0 | 0 | 0 | 0 | 0 | 0 | 0 | 0 | 0 | 0 | 0 | 0 | 0 | 0 | 0 | 0 | 0 | 0 | 0 | 0 | 0 | 0 | 0 | 0 | 0 | 0 | 0 | 0 | 0 | 0 | 0
F3_Industrial_Other Industrial_New_Miscellaneous_Natural Gas_Miscellaneous_E5 | F3 | Industrial | Other Industrial | New | Miscellaneous | Natural Gas | Miscellaneous | E5 | System - kBTUs of Consumption | 0 | 0 | 0 | 0 | 0 | 0 | 0 | 0 | 0 | 0 | 0 | 0 | 0 | 0 | 0 | 0 | 0 | 0 | 0 | 0 | 0 | 0 | 0 | 0 | 0 | 0 | 0 | 0 | 0 | 0 | 0 | 0 | 0
F3_Industrial_Other Industrial_New_Miscellaneous_Natural Gas_Miscellaneous_E6 | F3 | Industrial | Other Industrial | New | Miscellaneous | Natural Gas | Miscellaneous | E6 | System - kBTUs of Consumption | 0 | 0 | 0 | 0 | 0 | 0 | 0 | 0 | 0 | 0 | 0 | 0 | 0 | 0 | 0 | 0 | 0 | 0 | 0 | 0 | 0 | 0 | 0 | 0 | 0 | 0 | 0 | 0 | 0 | 0 | 0 | 0 | 0
F3_Industrial_Other Industrial_New_Miscellaneous_Natural Gas_Miscellaneous_E7 | F3 | Industrial | Other Industrial | New | Miscellaneous | Natural Gas | Miscellaneous | E7 | System - kBTUs of Consumption | 0 | 0 | 0 | 0 | 0 | 0 | 0 | 0 | 0 | 0 | 0 | 0 | 0 | 0 | 0 | 0 | 0 | 0 | 0 | 0 | 0 | 0 | 0 | 0 | 0 | 0 | 0 | 0 | 0 | 0 | 0 | 0 | 0
F3_Industrial_Other Industrial_New_Miscellaneous_Natural Gas_Miscellaneous_E8 | F3 | Industrial | Other Industrial | New | Miscellaneous | Natural Gas | Miscellaneous | E8 | System - kBTUs of Consumption | 0 | 0 | 0 | 0 | 0 | 0 | 0 | 0 | 0 | 0 | 0 | 0 | 0 | 0 | 0 | 0 | 0 | 0 | 0 | 0 | 0 | 0 | 0 | 0 | 0 | 0 | 0 | 0 | 0 | 0 | 0 | 0 | 0
F3_Industrial_Other Industrial_New_Miscellaneous_Natural Gas_Miscellaneous_E9 | F3 | Industrial | Other Industrial | New | Miscellaneous | Natural Gas | Miscellaneous | E9 | System - kBTUs of Consumption | 0 | 0 | 0 | 0 | 0 | 0 | 0 | 0 | 0 | 0 | 0 | 0 | 0 | 0 | 0 | 0 | 0 | 0 | 0 | 0 | 0 | 0 | 0 | 0 | 0 | 0 | 0 | 0 | 0 | 0 | 0 | 0 | 0
F3_Industrial_Other Industrial_New_Miscellaneous_Natural Gas_Miscellaneous_E10 | F3 | Industrial | Other Industrial | New | Miscellaneous | Natural Gas | Miscellaneous | E10 | System - kBTUs of Consumption | 0 | 0 | 0 | 0 | 0 | 0 | 0 | 0 | 0 | 0 | 0 | 0 | 0 | 0 | 0 | 0 | 0 | 0 | 0 | 0 | 0 | 0 | 0 | 0 | 0 | 0 | 0 | 0 | 0 | 0 | 0 | 0 | 0
F4_Industrial_Other Industrial_New_Miscellaneous_Natural Gas_Miscellaneous_E1 | F4 | Industrial | Other Industrial | New | Miscellaneous | Natural Gas | Miscellaneous | E1 | Utility - Cost of Equipment | 0 | 0 | 0 | 0 | 0 | 0 | 0 | 0 | 0 | 0 | 0 | 0 | 0 | 0 | 0 | 0 | 0 | 0 | 0 | 0 | 0 | 0 | 0 | 0 | 0 | 0 | 0 | 0 | 0 | 0 | 0 | 0 | 0
F4_Industrial_Other Industrial_New_Miscellaneous_Natural Gas_Miscellaneous_E2 | F4 | Industrial | Other Industrial | New | Miscellaneous | Natural Gas | Miscellaneous | E2 | Utility - Cost of Equipment | 0 | 0 | 0 | 0 | 0 | 0 | 0 | 0 | 0 | 0 | 0 | 0 | 0 | 0 | 0 | 0 | 0 | 0 | 0 | 0 | 0 | 0 | 0 | 0 | 0 | 0 | 0 | 0 | 0 | 0 | 0 | 0 | 0
F4_Industrial_Other Industrial_New_Miscellaneous_Natural Gas_Miscellaneous_E3 | F4 | Industrial | Other Industrial | New | Miscellaneous | Natural Gas | Miscellaneous | E3 | Utility - Cost of Equipment | 0 | 0 | 0 | 0 | 0 | 0 | 0 | 0 | 0 | 0 | 0 | 0 | 0 | 0 | 0 | 0 | 0 | 0 | 0 | 0 | 0 | 0 | 0 | 0 | 0 | 0 | 0 | 0 | 0 | 0 | 0 | 0 | 0
F4_Industrial_Other Industrial_New_Miscellaneous_Natural Gas_Miscellaneous_E4 | F4 | Industrial | Other Industrial | New | Miscellaneous | Natural Gas | Miscellaneous | E4 | Utility - Cost of Equipment | 0 | 0 | 0 | 0 | 0 | 0 | 0 | 0 | 0 | 0 | 0 | 0 | 0 | 0 | 0 | 0 | 0 | 0 | 0 | 0 | 0 | 0 | 0 | 0 | 0 | 0 | 0 | 0 | 0 | 0 | 0 | 0 | 0
F4_Industrial_Other Industrial_New_Miscellaneous_Natural Gas_Miscellaneous_E5 | F4 | Industrial | Other Industrial | New | Miscellaneous | Natural Gas | Miscellaneous | E5 | Utility - Cost of Equipment | 0 | 0 | 0 | 0 | 0 | 0 | 0 | 0 | 0 | 0 | 0 | 0 | 0 | 0 | 0 | 0 | 0 | 0 | 0 | 0 | 0 | 0 | 0 | 0 | 0 | 0 | 0 | 0 | 0 | 0 | 0 | 0 | 0
F4_Industrial_Other Industrial_New_Miscellaneous_Natural Gas_Miscellaneous_E6 | F4 | Industrial | Other Industrial | New | Miscellaneous | Natural Gas | Miscellaneous | E6 | Utility - Cost of Equipment | 0 | 0 | 0 | 0 | 0 | 0 | 0 | 0 | 0 | 0 | 0 | 0 | 0 | 0 | 0 | 0 | 0 | 0 | 0 | 0 | 0 | 0 | 0 | 0 | 0 | 0 | 0 | 0 | 0 | 0 | 0 | 0 | 0
F4_Industrial_Other Industrial_New_Miscellaneous_Natural Gas_Miscellaneous_E7 | F4 | Industrial | Other Industrial | New | Miscellaneous | Natural Gas | Miscellaneous | E7 | Utility - Cost of Equipment | 0 | 0 | 0 | 0 | 0 | 0 | 0 | 0 | 0 | 0 | 0 | 0 | 0 | 0 | 0 | 0 | 0 | 0 | 0 | 0 | 0 | 0 | 0 | 0 | 0 | 0 | 0 | 0 | 0 | 0 | 0 | 0 | 0
F4_Industrial_Other Industrial_New_Miscellaneous_Natural Gas_Miscellaneous_E8 | F4 | Industrial | Other Industrial | New | Miscellaneous | Natural Gas | Miscellaneous | E8 | Utility - Cost of Equipment | 0 | 0 | 0 | 0 | 0 | 0 | 0 | 0 | 0 | 0 | 0 | 0 | 0 | 0 | 0 | 0 | 0 | 0 | 0 | 0 | 0 | 0 | 0 | 0 | 0 | 0 | 0 | 0 | 0 | 0 | 0 | 0 | 0
F4_Industrial_Other Industrial_New_Miscellaneous_Natural Gas_Miscellaneous_E9 | F4 | Industrial | Other Industrial | New | Miscellaneous | Natural Gas | Miscellaneous | E9 | Utility - Cost of Equipment | 0 | 0 | 0 | 0 | 0 | 0 | 0 | 0 | 0 | 0 | 0 | 0 | 0 | 0 | 0 | 0 | 0 | 0 | 0 | 0 | 0 | 0 | 0 | 0 | 0 | 0 | 0 | 0 | 0 | 0 | 0 | 0 | 0
F4_Industrial_Other Industrial_New_Miscellaneous_Natural Gas_Miscellaneous_E10 | F4 | Industrial | Other Industrial | New | Miscellaneous | Natural Gas | Miscellaneous | E10 | Utility - Cost of Equipment | 0 | 0 | 0 | 0 | 0 | 0 | 0 | 0 | 0 | 0 | 0 | 0 | 0 | 0 | 0 | 0 | 0 | 0 | 0 | 0 | 0 | 0 | 0 | 0 | 0 | 0 | 0 | 0 | 0 | 0 | 0 | 0 | 0
F5_Industrial_Other Industrial_New_Miscellaneous_Natural Gas_Miscellaneous_E1 | F5 | Industrial | Other Industrial | New | Miscellaneous | Natural Gas | Miscellaneous | E1 | Utility - Cost of Operation | 0 | 0 | 0 | 0 | 0 | 0 | 0 | 0 | 0 | 0 | 0 | 0 | 0 | 0 | 0 | 0 | 0 | 0 | 0 | 0 | 0 | 0 | 0 | 0 | 0 | 0 | 0 | 0 | 0 | 0 | 0 | 0 | 0
F5_Industrial_Other Industrial_New_Miscellaneous_Natural Gas_Miscellaneous_E2 | F5 | Industrial | Other Industrial | New | Miscellaneous | Natural Gas | Miscellaneous | E2 | Utility - Cost of Operation | 0 | 0 | 0 | 0 | 0 | 0 | 0 | 0 | 0 | 0 | 0 | 0 | 0 | 0 | 0 | 0 | 0 | 0 | 0 | 0 | 0 | 0 | 0 | 0 | 0 | 0 | 0 | 0 | 0 | 0 | 0 | 0 | 0
F5_Industrial_Other Industrial_New_Miscellaneous_Natural Gas_Miscellaneous_E3 | F5 | Industrial | Other Industrial | New | Miscellaneous | Natural Gas | Miscellaneous | E3 | Utility - Cost of Operation | 0 | 0 | 0 | 0 | 0 | 0 | 0 | 0 | 0 | 0 | 0 | 0 | 0 | 0 | 0 | 0 | 0 | 0 | 0 | 0 | 0 | 0 | 0 | 0 | 0 | 0 | 0 | 0 | 0 | 0 | 0 | 0 | 0
F5_Industrial_Other Industrial_New_Miscellaneous_Natural Gas_Miscellaneous_E4 | F5 | Industrial | Other Industrial | New | Miscellaneous | Natural Gas | Miscellaneous | E4 | Utility - Cost of Operation | 0 | 0 | 0 | 0 | 0 | 0 | 0 | 0 | 0 | 0 | 0 | 0 | 0 | 0 | 0 | 0 | 0 | 0 | 0 | 0 | 0 | 0 | 0 | 0 | 0 | 0 | 0 | 0 | 0 | 0 | 0 | 0 | 0
F5_Industrial_Other Industrial_New_Miscellaneous_Natural Gas_Miscellaneous_E5 | F5 | Industrial | Other Industrial | New | Miscellaneous | Natural Gas | Miscellaneous | E5 | Utility - Cost of Operation | 0 | 0 | 0 | 0 | 0 | 0 | 0 | 0 | 0 | 0 | 0 | 0 | 0 | 0 | 0 | 0 | 0 | 0 | 0 | 0 | 0 | 0 | 0 | 0 | 0 | 0 | 0 | 0 | 0 | 0 | 0 | 0 | 0
F5_Industrial_Other Industrial_New_Miscellaneous_Natural Gas_Miscellaneous_E6 | F5 | Industrial | Other Industrial | New | Miscellaneous | Natural Gas | Miscellaneous | E6 | Utility - Cost of Operation | 0 | 0 | 0 | 0 | 0 | 0 | 0 | 0 | 0 | 0 | 0 | 0 | 0 | 0 | 0 | 0 | 0 | 0 | 0 | 0 | 0 | 0 | 0 | 0 | 0 | 0 | 0 | 0 | 0 | 0 | 0 | 0 | 0
F5_Industrial_Other Industrial_New_Miscellaneous_Natural Gas_Miscellaneous_E7 | F5 | Industrial | Other Industrial | New | Miscellaneous | Natural Gas | Miscellaneous | E7 | Utility - Cost of Operation | 0 | 0 | 0 | 0 | 0 | 0 | 0 | 0 | 0 | 0 | 0 | 0 | 0 | 0 | 0 | 0 | 0 | 0 | 0 | 0 | 0 | 0 | 0 | 0 | 0 | 0 | 0 | 0 | 0 | 0 | 0 | 0 | 0
F5_Industrial_Other Industrial_New_Miscellaneous_Natural Gas_Miscellaneous_E8 | F5 | Industrial | Other Industrial | New | Miscellaneous | Natural Gas | Miscellaneous | E8 | Utility - Cost of Operation | 0 | 0 | 0 | 0 | 0 | 0 | 0 | 0 | 0 | 0 | 0 | 0 | 0 | 0 | 0 | 0 | 0 | 0 | 0 | 0 | 0 | 0 | 0 | 0 | 0 | 0 | 0 | 0 | 0 | 0 | 0 | 0 | 0
F5_Industrial_Other Industrial_New_Miscellaneous_Natural Gas_Miscellaneous_E9 | F5 | Industrial | Other Industrial | New | Miscellaneous | Natural Gas | Miscellaneous | E9 | Utility - Cost of Operation | 0 | 0 | 0 | 0 | 0 | 0 | 0 | 0 | 0 | 0 | 0 | 0 | 0 | 0 | 0 | 0 | 0 | 0 | 0 | 0 | 0 | 0 | 0 | 0 | 0 | 0 | 0 | 0 | 0 | 0 | 0 | 0 | 0
F5_Industrial_Other Industrial_New_Miscellaneous_Natural Gas_Miscellaneous_E10 | F5 | Industrial | Other Industrial | New | Miscellaneous | Natural Gas | Miscellaneous | E10 | Utility - Cost of Operation | 0 | 0 | 0 | 0 | 0 | 0 | 0 | 0 | 0 | 0 | 0 | 0 | 0 | 0 | 0 | 0 | 0 | 0 | 0 | 0 | 0 | 0 | 0 | 0 | 0 | 0 | 0 | 0 | 0 | 0 | 0 | 0 | 0
F6_Industrial_Other Industrial_New_Miscellaneous_Natural Gas_Miscellaneous_E1 | F6 | Industrial | Other Industrial | New | Miscellaneous | Natural Gas | Miscellaneous | E1 | Utility - Value of Sales | 0 | 0 | 0 | 0 | 0 | 0 | 0 | 0 | 0 | 0 | 0 | 0 | 0 | 0 | 0 | 0 | 0 | 0 | 0 | 0 | 0 | 0 | 0 | 0 | 0 | 0 | 0 | 0 | 0 | 0 | 0 | 0 | 0
F6_Industrial_Other Industrial_New_Miscellaneous_Natural Gas_Miscellaneous_E2 | F6 | Industrial | Other Industrial | New | Miscellaneous | Natural Gas | Miscellaneous | E2 | Utility - Value of Sales | 0 | 0 | 0 | 0 | 0 | 0 | 0 | 0 | 0 | 0 | 0 | 0 | 0 | 0 | 0 | 0 | 0 | 0 | 0 | 0 | 0 | 0 | 0 | 0 | 0 | 0 | 0 | 0 | 0 | 0 | 0 | 0 | 0
F6_Industrial_Other Industrial_New_Miscellaneous_Natural Gas_Miscellaneous_E3 | F6 | Industrial | Other Industrial | New | Miscellaneous | Natural Gas | Miscellaneous | E3 | Utility - Value of Sales | 0 | 0 | 0 | 0 | 0 | 0 | 0 | 0 | 0 | 0 | 0 | 0 | 0 | 0 | 0 | 0 | 0 | 0 | 0 | 0 | 0 | 0 | 0 | 0 | 0 | 0 | 0 | 0 | 0 | 0 | 0 | 0 | 0
F6_Industrial_Other Industrial_New_Miscellaneous_Natural Gas_Miscellaneous_E4 | F6 | Industrial | Other Industrial | New | Miscellaneous | Natural Gas | Miscellaneous | E4 | Utility - Value of Sales | 0 | 0 | 0 | 0 | 0 | 0 | 0 | 0 | 0 | 0 | 0 | 0 | 0 | 0 | 0 | 0 | 0 | 0 | 0 | 0 | 0 | 0 | 0 | 0 | 0 | 0 | 0 | 0 | 0 | 0 | 0 | 0 | 0
F6_Industrial_Other Industrial_New_Miscellaneous_Natural Gas_Miscellaneous_E5 | F6 | Industrial | Other Industrial | New | Miscellaneous | Natural Gas | Miscellaneous | E5 | Utility - Value of Sales | 0 | 0 | 0 | 0 | 0 | 0 | 0 | 0 | 0 | 0 | 0 | 0 | 0 | 0 | 0 | 0 | 0 | 0 | 0 | 0 | 0 | 0 | 0 | 0 | 0 | 0 | 0 | 0 | 0 | 0 | 0 | 0 | 0
F6_Industrial_Other Industrial_New_Miscellaneous_Natural Gas_Miscellaneous_E6 | F6 | Industrial | Other Industrial | New | Miscellaneous | Natural Gas | Miscellaneous | E6 | Utility - Value of Sales | 0 | 0 | 0 | 0 | 0 | 0 | 0 | 0 | 0 | 0 | 0 | 0 | 0 | 0 | 0 | 0 | 0 | 0 | 0 | 0 | 0 | 0 | 0 | 0 | 0 | 0 | 0 | 0 | 0 | 0 | 0 | 0 | 0
F6_Industrial_Other Industrial_New_Miscellaneous_Natural Gas_Miscellaneous_E7 | F6 | Industrial | Other Industrial | New | Miscellaneous | Natural Gas | Miscellaneous | E7 | Utility - Value of Sales | 0 | 0 | 0 | 0 | 0 | 0 | 0 | 0 | 0 | 0 | 0 | 0 | 0 | 0 | 0 | 0 | 0 | 0 | 0 | 0 | 0 | 0 | 0 | 0 | 0 | 0 | 0 | 0 | 0 | 0 | 0 | 0 | 0
F6_Industrial_Other Industrial_New_Miscellaneous_Natural Gas_Miscellaneous_E8 | F6 | Industrial | Other Industrial | New | Miscellaneous | Natural Gas | Miscellaneous | E8 | Utility - Value of Sales | 0 | 0 | 0 | 0 | 0 | 0 | 0 | 0 | 0 | 0 | 0 | 0 | 0 | 0 | 0 | 0 | 0 | 0 | 0 | 0 | 0 | 0 | 0 | 0 | 0 | 0 | 0 | 0 | 0 | 0 | 0 | 0 | 0
F6_Industrial_Other Industrial_New_Miscellaneous_Natural Gas_Miscellaneous_E9 | F6 | Industrial | Other Industrial | New | Miscellaneous | Natural Gas | Miscellaneous | E9 | Utility - Value of Sales | 0 | 0 | 0 | 0 | 0 | 0 | 0 | 0 | 0 | 0 | 0 | 0 | 0 | 0 | 0 | 0 | 0 | 0 | 0 | 0 | 0 | 0 | 0 | 0 | 0 | 0 | 0 | 0 | 0 | 0 | 0 | 0 | 0
F6_Industrial_Other Industrial_New_Miscellaneous_Natural Gas_Miscellaneous_E10 | F6 | Industrial | Other Industrial | New | Miscellaneous | Natural Gas | Miscellaneous | E10 | Utility - Value of Sales | 0 | 0 | 0 | 0 | 0 | 0 | 0 | 0 | 0 | 0 | 0 | 0 | 0 | 0 | 0 | 0 | 0 | 0 | 0 | 0 | 0 | 0 | 0 | 0 | 0 | 0 | 0 | 0 | 0 | 0 | 0 | 0 | 0

## Technology Economics
Key | Field | Sector | Segment | Vintage | End Use | Fuel | Technology | Equipment | Label | 2019 | 2020 | 2021 | 2022 | 2023 | 2024 | 2025 | 2026 | 2027 | 2028 | 2029 | 2030 | 2031 | 2032 | 2033 | 2034 | 2035 | 2036 | 2037 | 2038 | 2039 | 2040 | 2041 | 2042 | 2043 | 2044 | 2045 | 2046 | 2047 | 2048 | 2049 | 2050 | 2051
F0_Industrial_Industrial - Firm_Existing_Space Heating_Natural Gas_Furnace_E0 | F0 | Industrial | Industrial - Firm | Existing | Space Heating | Natural Gas | Furnace | E0 | Economic Unit | AFUE 96% | AFUE 96% | AFUE 96% | AFUE 96% | AFUE 96% | AFUE 96% | AFUE 96% | AFUE 96% | AFUE 96% | AFUE 96% | AFUE 96% | AFUE 96% | AFUE 96% | AFUE 96% | AFUE 96% | AFUE 96% | AFUE 96% | AFUE 96% | AFUE 96% | AFUE 96% | AFUE 96% | AFUE 96% | AFUE 96% | AFUE 96% | AFUE 96% | AFUE 96% | AFUE 96% | AFUE 96% | AFUE 96% | AFUE 96% | AFUE 96% | AFUE 96% | AFUE 96%
F1_Industrial_Industrial - Firm_Existing_Space Heating_Natural Gas_Furnace_E1 | F1 | Industrial | Industrial - Firm | Existing | Space Heating | Natural Gas | Furnace | E1 | CCE | 0 | 0 | 0 | 0 | 0 | 0 | 0 | 0 | 0 | 0 | 0 | 0 | 0 | 0 | 0 | 0 | 0 | 0 | 0 | 0 | 0 | 0 | 0 | 0 | 0 | 0 | 0 | 0 | 0 | 0 | 0 | 0 | 0
F1_Industrial_Industrial - Firm_Existing_Space Heating_Natural Gas_Furnace_E2 | F1 | Industrial | Industrial - Firm | Existing | Space Heating | Natural Gas | Furnace | E2 | CCE | 0.090682 | 0.090682 | 0.091165 | 0.091653 | 0.092146 | 0.092644 | 0.093148 | 0.093657 | 0.094172 | 0.094692 | 0.095219 | 0.095751 | 0.096289 | 0.096832 | 0.097383 | 0.09794 | 0.098503 | 0.099072 | 0.099648 | 0.10023 | 0.10082 | 0.10142 | 0.10202 | 0.10263 | 0.10325 | 0.10387 | 0.10451 | 0.10515 | 0.1058 | 0.10645 | 0.10712 | 0.10779 | 0.10779
F1_Industrial_Industrial - Firm_Existing_Space Heating_Natural Gas_Furnace_E3 | F1 | Industrial | Industrial - Firm | Existing | Space Heating | Natural Gas | Furnace | E3 | CCE | 0.12084 | 0.12084 | 0.12148 | 0.12213 | 0.12279 | 0.12345 | 0.12412 | 0.1248 | 0.12549 | 0.12618 | 0.12688 | 0.12759 | 0.12831 | 0.12903 | 0.12977 | 0.13051 | 0.13126 | 0.13202 | 0.13279 | 0.13356 | 0.13435 | 0.13514 | 0.13595 | 0.13676 | 0.13758 | 0.13842 | 0.13926 | 0.14011 | 0.14098 | 0.14185 | 0.14274 | 0.14364 | 0.14364
F1_Industrial_Industrial - Firm_Existing_Space Heating_Natural Gas_Furnace_E4 | F1 | Industrial | Industrial - Firm | Existing | Space Heating | Natural Gas | Furnace | E4 | CCE | 0 | 0 | 0 | 0 | 0 | 0 | 0 | 0 | 0 | 0 | 0 | 0 | 0 | 0 | 0 | 0 | 0 | 0 | 0 | 0 | 0 | 0 | 0 | 0 | 0 | 0 | 0 | 0 | 0 | 0 | 0 | 0 | 0
F1_Industrial_Industrial - Firm_Existing_Space Heating_Natural Gas_Furnace_E5 | F1 | Industrial | Industrial - Firm | Existing | Space Heating | Natural Gas | Furnace | E5 | CCE | 0 | 0 | 0 | 0 | 0 | 0 | 0 | 0 | 0 | 0 | 0 | 0 | 0 | 0 | 0 | 0 | 0 | 0 | 0 | 0 | 0 | 0 | 0 | 0 | 0 | 0 | 0 | 0 | 0 | 0 | 0 | 0 | 0
F1_Industrial_Industrial - Firm_Existing_Space Heating_Natural Gas_Furnace_E6 | F1 | Industrial | Industrial - Firm | Existing | Space Heating | Natural Gas | Furnace | E6 | CCE | 0 | 0 | 0 | 0 | 0 | 0 | 0 | 0 | 0 | 0 | 0 | 0 | 0 | 0 | 0 | 0 | 0 | 0 | 0 | 0 | 0 | 0 | 0 | 0 | 0 | 0 | 0 | 0 | 0 | 0 | 0 | 0 | 0
F1_Industrial_Industrial - Firm_Existing_Space Heating_Natural Gas_Furnace_E7 | F1 | Industrial | Industrial - Firm | Existing | Space Heating | Natural Gas | Furnace | E7 | CCE | 0 | 0 | 0 | 0 | 0 | 0 | 0 | 0 | 0 | 0 | 0 | 0 | 0 | 0 | 0 | 0 | 0 | 0 | 0 | 0 | 0 | 0 | 0 | 0 | 0 | 0 | 0 | 0 | 0 | 0 | 0 | 0 | 0
F1_Industrial_Industrial - Firm_Existing_Space Heating_Natural Gas_Furnace_E8 | F1 | Industrial | Industrial - Firm | Existing | Space Heating | Natural Gas | Furnace | E8 | CCE | 0 | 0 | 0 | 0 | 0 | 0 | 0 | 0 | 0 | 0 | 0 | 0 | 0 | 0 | 0 | 0 | 0 | 0 | 0 | 0 | 0 | 0 | 0 | 0 | 0 | 0 | 0 | 0 | 0 | 0 | 0 | 0 | 0
F1_Industrial_Industrial - Firm_Existing_Space Heating_Natural Gas_Furnace_E9 | F1 | Industrial | Industrial - Firm | Existing | Space Heating | Natural Gas | Furnace | E9 | CCE | 0 | 0 | 0 | 0 | 0 | 0 | 0 | 0 | 0 | 0 | 0 | 0 | 0 | 0 | 0 | 0 | 0 | 0 | 0 | 0 | 0 | 0 | 0 | 0 | 0 | 0 | 0 | 0 | 0 | 0 | 0 | 0 | 0
F1_Industrial_Industrial - Firm_Existing_Space Heating_Natural Gas_Furnace_E10 | F1 | Industrial | Industrial - Firm | Existing | Space Heating | Natural Gas | Furnace | E10 | CCE | 0 | 0 | 0 | 0 | 0 | 0 | 0 | 0 | 0 | 0 | 0 | 0 | 0 | 0 | 0 | 0 | 0 | 0 | 0 | 0 | 0 | 0 | 0 | 0 | 0 | 0 | 0 | 0 | 0 | 0 | 0 | 0 | 0
F2_Industrial_Industrial - Firm_Existing_Space Heating_Natural Gas_Furnace_E1 | F2 | Industrial | Industrial - Firm | Existing | Space Heating | Natural Gas | Furnace | E1 | TRC BC Ratio | bar: 2019 to 2051
F2_Industrial_Industrial - Firm_Existing_Space Heating_Natural Gas_Furnace_E2 | F2 | Industrial | Industrial - Firm | Existing | Space Heating | Natural Gas | Furnace | E2 | TRC BC Ratio | 19.7512 | 19.7687 | 19.7879 | 19.8166 | 19.8574 | 19.9196 | 19.9631 | 19.9968 | 20.0342 | 20.0687 | 20.0926 | 20.1072 | 20.1203 | 20.1322 | 20.1477 | 20.154 | 20.1649 | 20.1857 | 20.2077 | 20.2333 | 20.2636 | 20.2889 | 20.3087 | 20.3237 | 20.3337 | 20.3365 | 20.3312 | 20.3203 | 20.3117 | 20.3075 | 20.3106 | 20.3117 | 20.3117
F2_Industrial_Industrial - Firm_Existing_Space Heating_Natural Gas_Furnace_E3 | F2 | Industrial | Industrial - Firm | Existing | Space Heating | Natural Gas | Furnace | E3 | TRC BC Ratio | 14.8221 | 14.8353 | 14.8497 | 14.8712 | 14.9019 | 14.9485 | 14.9811 | 15.0064 | 15.0345 | 15.0604 | 15.0783 | 15.0893 | 15.0991 | 15.108 | 15.1196 | 15.1244 | 15.1326 | 15.1482 | 15.1647 | 15.1839 | 15.2066 | 15.2256 | 15.2405 | 15.2517 | 15.2592 | 15.2614 | 15.2574 | 15.2492 | 15.2427 | 15.2396 | 15.2419 | 15.2428 | 15.2428
F2_Industrial_Industrial - Firm_Existing_Space Heating_Natural Gas_Furnace_E4 | F2 | Industrial | Industrial - Firm | Existing | Space Heating | Natural Gas | Furnace | E4 | TRC BC Ratio | 0 | 0 | 0 | 0 | 0 | 0 | 0 | 0 | 0 | 0 | 0 | 0 | 0 | 0 | 0 | 0 | 0 | 0 | 0 | 0 | 0 | 0 | 0 | 0 | 0 | 0 | 0 | 0 | 0 | 0 | 0 | 0 | 0
F2_Industrial_Industrial - Firm_Existing_Space Heating_Natural Gas_Furnace_E5 | F2 | Industrial | Industrial - Firm | Existing | Space Heating | Natural Gas | Furnace | E5 | TRC BC Ratio | 0 | 0 | 0 | 0 | 0 | 0 | 0 | 0 | 0 | 0 | 0 | 0 | 0 | 0 | 0 | 0 | 0 | 0 | 0 | 0 | 0 | 0 | 0 | 0 | 0 | 0 | 0 | 0 | 0 | 0 | 0 | 0 | 0
F2_Industrial_Industrial - Firm_Existing_Space Heating_Natural Gas_Furnace_E6 | F2 | Industrial | Industrial - Firm | Existing | Space Heating | Natural Gas | Furnace | E6 | TRC BC Ratio | 0 | 0 | 0 | 0 | 0 | 0 | 0 | 0 | 0 | 0 | 0 | 0 | 0 | 0 | 0 | 0 | 0 | 0 | 0 | 0 | 0 | 0 | 0 | 0 | 0 | 0 | 0 | 0 | 0 | 0 | 0 | 0 | 0
F2_Industrial_Industrial - Firm_Existing_Space Heating_Natural Gas_Furnace_E7 | F2 | Industrial | Industrial - Firm | Existing | Space Heating | Natural Gas | Furnace | E7 | TRC BC Ratio | 0 | 0 | 0 | 0 | 0 | 0 | 0 | 0 | 0 | 0 | 0 | 0 | 0 | 0 | 0 | 0 | 0 | 0 | 0 | 0 | 0 | 0 | 0 | 0 | 0 | 0 | 0 | 0 | 0 | 0 | 0 | 0 | 0
F2_Industrial_Industrial - Firm_Existing_Space Heating_Natural Gas_Furnace_E8 | F2 | Industrial | Industrial - Firm | Existing | Space Heating | Natural Gas | Furnace | E8 | TRC BC Ratio | 0 | 0 | 0 | 0 | 0 | 0 | 0 | 0 | 0 | 0 | 0 | 0 | 0 | 0 | 0 | 0 | 0 | 0 | 0 | 0 | 0 | 0 | 0 | 0 | 0 | 0 | 0 | 0 | 0 | 0 | 0 | 0 | 0
F2_Industrial_Industrial - Firm_Existing_Space Heating_Natural Gas_Furnace_E9 | F2 | Industrial | Industrial - Firm | Existing | Space Heating | Natural Gas | Furnace | E9 | TRC BC Ratio | 0 | 0 | 0 | 0 | 0 | 0 | 0 | 0 | 0 | 0 | 0 | 0 | 0 | 0 | 0 | 0 | 0 | 0 | 0 | 0 | 0 | 0 | 0 | 0 | 0 | 0 | 0 | 0 | 0 | 0 | 0 | 0 | 0
F2_Industrial_Industrial - Firm_Existing_Space Heating_Natural Gas_Furnace_E10 | F2 | Industrial | Industrial - Firm | Existing | Space Heating | Natural Gas | Furnace | E10 | TRC BC Ratio | 0 | 0 | 0 | 0 | 0 | 0 | 0 | 0 | 0 | 0 | 0 | 0 | 0 | 0 | 0 | 0 | 0 | 0 | 0 | 0 | 0 | 0 | 0 | 0 | 0 | 0 | 0 | 0 | 0 | 0 | 0 | 0 | 0
F3_Industrial_Industrial - Firm_Existing_Space Heating_Natural Gas_Furnace_E1 | F3 | Industrial | Industrial - Firm | Existing | Space Heating | Natural Gas | Furnace | E1 | PACT BC Ratio | bar: 2019 to 2051
F3_Industrial_Industrial - Firm_Existing_Space Heating_Natural Gas_Furnace_E2 | F3 | Industrial | Industrial - Firm | Existing | Space Heating | Natural Gas | Furnace | E2 | PACT BC Ratio | 56.9962 | 57.047 | 57.1023 | 57.1851 | 57.3029 | 57.4823 | 57.6078 | 57.705 | 57.8129 | 57.9126 | 57.9814 | 58.0238 | 58.0615 | 58.0957 | 58.1404 | 58.1586 | 58.1903 | 58.2503 | 58.3136 | 58.3875 | 58.4749 | 58.5479 | 58.6051 | 58.6483 | 58.6771 | 58.6855 | 58.6702 | 58.6386 | 58.6138 | 58.6017 | 58.6105 | 58.6139 | 58.6139
F3_Industrial_Industrial - Firm_Existing_Space Heating_Natural Gas_Furnace_E3 | F3 | Industrial | Industrial - Firm | Existing | Space Heating | Natural Gas | Furnace | E3 | PACT BC Ratio | 42.7724 | 42.8104 | 42.852 | 42.9141 | 43.0025 | 43.1371 | 43.2313 | 43.3043 | 43.3852 | 43.46 | 43.5117 | 43.5435 | 43.5718 | 43.5975 | 43.631 | 43.6446 | 43.6684 | 43.7134 | 43.761 | 43.8164 | 43.882 | 43.9368 | 43.9797 | 44.0122 | 44.0338 | 44.04 | 44.0285 | 44.0049 | 43.9862 | 43.9772 | 43.9838 | 43.9863 | 43.9863
F3_Industrial_Industrial - Firm_Existing_Space Heating_Natural Gas_Furnace_E4 | F3 | Industrial | Industrial - Firm | Existing | Space Heating | Natural Gas | Furnace | E4 | PACT BC Ratio | 0 | 0 | 0 | 0 | 0 | 0 | 0 | 0 | 0 | 0 | 0 | 0 | 0 | 0 | 0 | 0 | 0 | 0 | 0 | 0 | 0 | 0 | 0 | 0 | 0 | 0 | 0 | 0 | 0 | 0 | 0 | 0 | 0
F3_Industrial_Industrial - Firm_Existing_Space Heating_Natural Gas_Furnace_E5 | F3 | Industrial | Industrial - Firm | Existing | Space Heating | Natural Gas | Furnace | E5 | PACT BC Ratio | 0 | 0 | 0 | 0 | 0 | 0 | 0 | 0 | 0 | 0 | 0 | 0 | 0 | 0 | 0 | 0 | 0 | 0 | 0 | 0 | 0 | 0 | 0 | 0 | 0 | 0 | 0 | 0 | 0 | 0 | 0 | 0 | 0
F3_Industrial_Industrial - Firm_Existing_Space Heating_Natural Gas_Furnace_E6 | F3 | Industrial | Industrial - Firm | Existing | Space Heating | Natural Gas | Furnace | E6 | PACT BC Ratio | 0 | 0 | 0 | 0 | 0 | 0 | 0 | 0 | 0 | 0 | 0 | 0 | 0 | 0 | 0 | 0 | 0 | 0 | 0 | 0 | 0 | 0 | 0 | 0 | 0 | 0 | 0 | 0 | 0 | 0 | 0 | 0 | 0
F3_Industrial_Industrial - Firm_Existing_Space Heating_Natural Gas_Furnace_E7 | F3 | Industrial | Industrial - Firm | Existing | Space Heating | Natural Gas | Furnace | E7 | PACT BC Ratio | 0 | 0 | 0 | 0 | 0 | 0 | 0 | 0 | 0 | 0 | 0 | 0 | 0 | 0 | 0 | 0 | 0 | 0 | 0 | 0 | 0 | 0 | 0 | 0 | 0 | 0 | 0 | 0 | 0 | 0 | 0 | 0 | 0
F3_Industrial_Industrial - Firm_Existing_Space Heating_Natural Gas_Furnace_E8 | F3 | Industrial | Industrial - Firm | Existing | Space Heating | Natural Gas | Furnace | E8 | PACT BC Ratio | 0 | 0 | 0 | 0 | 0 | 0 | 0 | 0 | 0 | 0 | 0 | 0 | 0 | 0 | 0 | 0 | 0 | 0 | 0 | 0 | 0 | 0 | 0 | 0 | 0 | 0 | 0 | 0 | 0 | 0 | 0 | 0 | 0
F3_Industrial_Industrial - Firm_Existing_Space Heating_Natural Gas_Furnace_E9 | F3 | Industrial | Industrial - Firm | Existing | Space Heating | Natural Gas | Furnace | E9 | PACT BC Ratio | 0 | 0 | 0 | 0 | 0 | 0 | 0 | 0 | 0 | 0 | 0 | 0 | 0 | 0 | 0 | 0 | 0 | 0 | 0 | 0 | 0 | 0 | 0 | 0 | 0 | 0 | 0 | 0 | 0 | 0 | 0 | 0 | 0
F3_Industrial_Industrial - Firm_Existing_Space Heating_Natural Gas_Furnace_E10 | F3 | Industrial | Industrial - Firm | Existing | Space Heating | Natural Gas | Furnace | E10 | PACT BC Ratio | 0 | 0 | 0 | 0 | 0 | 0 | 0 | 0 | 0 | 0 | 0 | 0 | 0 | 0 | 0 | 0 | 0 | 0 | 0 | 0 | 0 | 0 | 0 | 0 | 0 | 0 | 0 | 0 | 0 | 0 | 0 | 0 | 0
F4_Industrial_Industrial - Firm_Existing_Space Heating_Natural Gas_Furnace_E1 | F4 | Industrial | Industrial - Firm | Existing | Space Heating | Natural Gas | Furnace | E1 | RVT BC Ratio | bar: 2019 to 2051
F4_Industrial_Industrial - Firm_Existing_Space Heating_Natural Gas_Furnace_E2 | F4 | Industrial | Industrial - Firm | Existing | Space Heating | Natural Gas | Furnace | E2 | RVT BC Ratio | 29.1127 | 29.1384 | 29.1665 | 29.2085 | 29.2683 | 29.3592 | 29.4229 | 29.4722 | 29.5269 | 29.5775 | 29.6124 | 29.6339 | 29.6531 | 29.6704 | 29.6931 | 29.7023 | 29.7184 | 29.7488 | 29.7809 | 29.8184 | 29.8627 | 29.8998 | 29.9288 | 29.9507 | 29.9653 | 29.9695 | 29.9618 | 29.9458 | 29.9332 | 29.927 | 29.9315 | 29.9332 | 29.9332
F4_Industrial_Industrial - Firm_Existing_Space Heating_Natural Gas_Furnace_E3 | F4 | Industrial | Industrial - Firm | Existing | Space Heating | Natural Gas | Furnace | E3 | RVT BC Ratio | 21.8977 | 21.917 | 21.9381 | 21.9696 | 22.0144 | 22.0827 | 22.1305 | 22.1675 | 22.2085 | 22.2465 | 22.2727 | 22.2888 | 22.3032 | 22.3162 | 22.3332 | 22.3401 | 22.3522 | 22.375 | 22.3992 | 22.4273 | 22.4605 | 22.4884 | 22.5101 | 22.5266 | 22.5375 | 22.5407 | 22.5349 | 22.5229 | 22.5134 | 22.5088 | 22.5122 | 22.5135 | 22.5135
F4_Industrial_Industrial - Firm_Existing_Space Heating_Natural Gas_Furnace_E4 | F4 | Industrial | Industrial - Firm | Existing | Space Heating | Natural Gas | Furnace | E4 | RVT BC Ratio | 0 | 0 | 0 | 0 | 0 | 0 | 0 | 0 | 0 | 0 | 0 | 0 | 0 | 0 | 0 | 0 | 0 | 0 | 0 | 0 | 0 | 0 | 0 | 0 | 0 | 0 | 0 | 0 | 0 | 0 | 0 | 0 | 0
F4_Industrial_Industrial - Firm_Existing_Space Heating_Natural Gas_Furnace_E5 | F4 | Industrial | Industrial - Firm | Existing | Space Heating | Natural Gas | Furnace | E5 | RVT BC Ratio | 0 | 0 | 0 | 0 | 0 | 0 | 0 | 0 | 0 | 0 | 0 | 0 | 0 | 0 | 0 | 0 | 0 | 0 | 0 | 0 | 0 | 0 | 0 | 0 | 0 | 0 | 0 | 0 | 0 | 0 | 0 | 0 | 0
F4_Industrial_Industrial - Firm_Existing_Space Heating_Natural Gas_Furnace_E6 | F4 | Industrial | Industrial - Firm | Existing | Space Heating | Natural Gas | Furnace | E6 | RVT BC Ratio | 0 | 0 | 0 | 0 | 0 | 0 | 0 | 0 | 0 | 0 | 0 | 0 | 0 | 0 | 0 | 0 | 0 | 0 | 0 | 0 | 0 | 0 | 0 | 0 | 0 | 0 | 0 | 0 | 0 | 0 | 0 | 0 | 0
F4_Industrial_Industrial - Firm_Existing_Space Heating_Natural Gas_Furnace_E7 | F4 | Industrial | Industrial - Firm | Existing | Space Heating | Natural Gas | Furnace | E7 | RVT BC Ratio | 0 | 0 | 0 | 0 | 0 | 0 | 0 | 0 | 0 | 0 | 0 | 0 | 0 | 0 | 0 | 0 | 0 | 0 | 0 | 0 | 0 | 0 | 0 | 0 | 0 | 0 | 0 | 0 | 0 | 0 | 0 | 0 | 0
F4_Industrial_Industrial - Firm_Existing_Space Heating_Natural Gas_Furnace_E8 | F4 | Industrial | Industrial - Firm | Existing | Space Heating | Natural Gas | Furnace | E8 | RVT BC Ratio | 0 | 0 | 0 | 0 | 0 | 0 | 0 | 0 | 0 | 0 | 0 | 0 | 0 | 0 | 0 | 0 | 0 | 0 | 0 | 0 | 0 | 0 | 0 | 0 | 0 | 0 | 0 | 0 | 0 | 0 | 0 | 0 | 0
F4_Industrial_Industrial - Firm_Existing_Space Heating_Natural Gas_Furnace_E9 | F4 | Industrial | Industrial - Firm | Existing | Space Heating | Natural Gas | Furnace | E9 | RVT BC Ratio | 0 | 0 | 0 | 0 | 0 | 0 | 0 | 0 | 0 | 0 | 0 | 0 | 0 | 0 | 0 | 0 | 0 | 0 | 0 | 0 | 0 | 0 | 0 | 0 | 0 | 0 | 0 | 0 | 0 | 0 | 0 | 0 | 0
F4_Industrial_Industrial - Firm_Existing_Space Heating_Natural Gas_Furnace_E10 | F4 | Industrial | Industrial - Firm | Existing | Space Heating | Natural Gas | Furnace | E10 | RVT BC Ratio | 0 | 0 | 0 | 0 | 0 | 0 | 0 | 0 | 0 | 0 | 0 | 0 | 0 | 0 | 0 | 0 | 0 | 0 | 0 | 0 | 0 | 0 | 0 | 0 | 0 | 0 | 0 | 0 | 0 | 0 | 0 | 0 | 0
F5_Industrial_Industrial - Firm_Existing_Space Heating_Natural Gas_Furnace_E1 | F5 | Industrial | Industrial - Firm | Existing | Space Heating | Natural Gas | Furnace | E1 | RIM BC Ratio | bar: 2019 to 2051
F5_Industrial_Industrial - Firm_Existing_Space Heating_Natural Gas_Furnace_E2 | F5 | Industrial | Industrial - Firm | Existing | Space Heating | Natural Gas | Furnace | E2 | RIM BC Ratio | 0.82263 | 0.82264 | 0.82265 | 0.82267 | 0.8227 | 0.82273 | 0.82276 | 0.82278 | 0.8228 | 0.82282 | 0.82283 | 0.82284 | 0.82285 | 0.82286 | 0.82287 | 0.82287 | 0.82288 | 0.82289 | 0.8229 | 0.82292 | 0.82293 | 0.82295 | 0.82296 | 0.82297 | 0.82297 | 0.82297 | 0.82297 | 0.82296 | 0.82296 | 0.82296 | 0.82296 | 0.82296 | 0.82296
F5_Industrial_Industrial - Firm_Existing_Space Heating_Natural Gas_Furnace_E3 | F5 | Industrial | Industrial - Firm | Existing | Space Heating | Natural Gas | Furnace | E3 | RIM BC Ratio | 0.8187 | 0.81872 | 0.81873 | 0.81875 | 0.81879 | 0.81884 | 0.81887 | 0.8189 | 0.81892 | 0.81895 | 0.81897 | 0.81898 | 0.81899 | 0.819 | 0.81901 | 0.81902 | 0.81902 | 0.81904 | 0.81906 | 0.81908 | 0.8191 | 0.81912 | 0.81913 | 0.81914 | 0.81915 | 0.81915 | 0.81915 | 0.81914 | 0.81914 | 0.81913 | 0.81913 | 0.81914 | 0.81914
F5_Industrial_Industrial - Firm_Existing_Space Heating_Natural Gas_Furnace_E4 | F5 | Industrial | Industrial - Firm | Existing | Space Heating | Natural Gas | Furnace | E4 | RIM BC Ratio | 0 | 0 | 0 | 0 | 0 | 0 | 0 | 0 | 0 | 0 | 0 | 0 | 0 | 0 | 0 | 0 | 0 | 0 | 0 | 0 | 0 | 0 | 0 | 0 | 0 | 0 | 0 | 0 | 0 | 0 | 0 | 0 | 0
F5_Industrial_Industrial - Firm_Existing_Space Heating_Natural Gas_Furnace_E5 | F5 | Industrial | Industrial - Firm | Existing | Space Heating | Natural Gas | Furnace | E5 | RIM BC Ratio | 0 | 0 | 0 | 0 | 0 | 0 | 0 | 0 | 0 | 0 | 0 | 0 | 0 | 0 | 0 | 0 | 0 | 0 | 0 | 0 | 0 | 0 | 0 | 0 | 0 | 0 | 0 | 0 | 0 | 0 | 0 | 0 | 0
F5_Industrial_Industrial - Firm_Existing_Space Heating_Natural Gas_Furnace_E6 | F5 | Industrial | Industrial - Firm | Existing | Space Heating | Natural Gas | Furnace | E6 | RIM BC Ratio | 0 | 0 | 0 | 0 | 0 | 0 | 0 | 0 | 0 | 0 | 0 | 0 | 0 | 0 | 0 | 0 | 0 | 0 | 0 | 0 | 0 | 0 | 0 | 0 | 0 | 0 | 0 | 0 | 0 | 0 | 0 | 0 | 0
F5_Industrial_Industrial - Firm_Existing_Space Heating_Natural Gas_Furnace_E7 | F5 | Industrial | Industrial - Firm | Existing | Space Heating | Natural Gas | Furnace | E7 | RIM BC Ratio | 0 | 0 | 0 | 0 | 0 | 0 | 0 | 0 | 0 | 0 | 0 | 0 | 0 | 0 | 0 | 0 | 0 | 0 | 0 | 0 | 0 | 0 | 0 | 0 | 0 | 0 | 0 | 0 | 0 | 0 | 0 | 0 | 0
F5_Industrial_Industrial - Firm_Existing_Space Heating_Natural Gas_Furnace_E8 | F5 | Industrial | Industrial - Firm | Existing | Space Heating | Natural Gas | Furnace | E8 | RIM BC Ratio | 0 | 0 | 0 | 0 | 0 | 0 | 0 | 0 | 0 | 0 | 0 | 0 | 0 | 0 | 0 | 0 | 0 | 0 | 0 | 0 | 0 | 0 | 0 | 0 | 0 | 0 | 0 | 0 | 0 | 0 | 0 | 0 | 0
F5_Industrial_Industrial - Firm_Existing_Space Heating_Natural Gas_Furnace_E9 | F5 | Industrial | Industrial - Firm | Existing | Space Heating | Natural Gas | Furnace | E9 | RIM BC Ratio | 0 | 0 | 0 | 0 | 0 | 0 | 0 | 0 | 0 | 0 | 0 | 0 | 0 | 0 | 0 | 0 | 0 | 0 | 0 | 0 | 0 | 0 | 0 | 0 | 0 | 0 | 0 | 0 | 0 | 0 | 0 | 0 | 0
F5_Industrial_Industrial - Firm_Existing_Space Heating_Natural Gas_Furnace_E10 | F5 | Industrial | Industrial - Firm | Existing | Space Heating | Natural Gas | Furnace | E10 | RIM BC Ratio | 0 | 0 | 0 | 0 | 0 | 0 | 0 | 0 | 0 | 0 | 0 | 0 | 0 | 0 | 0 | 0 | 0 | 0 | 0 | 0 | 0 | 0 | 0 | 0 | 0 | 0 | 0 | 0 | 0 | 0 | 0 | 0 | 0
F0_Industrial_Industrial - Firm_Existing_Space Heating_Natural Gas_Boiler_E0 | F0 | Industrial | Industrial - Firm | Existing | Space Heating | Natural Gas | Boiler | E0 | Economic Unit | AFUE 97% | AFUE 97% | AFUE 97% | AFUE 97% | AFUE 97% | AFUE 97% | AFUE 97% | AFUE 97% | AFUE 97% | AFUE 97% | AFUE 97% | AFUE 97% | AFUE 97% | AFUE 97% | AFUE 97% | AFUE 97% | AFUE 97% | AFUE 97% | AFUE 97% | AFUE 97% | AFUE 97% | AFUE 97% | AFUE 97% | AFUE 97% | AFUE 97% | AFUE 97% | AFUE 97% | AFUE 97% | AFUE 97% | AFUE 97% | AFUE 97% | AFUE 97% | AFUE 97%
F1_Industrial_Industrial - Firm_Existing_Space Heating_Natural Gas_Boiler_E1 | F1 | Industrial | Industrial - Firm | Existing | Space Heating | Natural Gas | Boiler | E1 | CCE | 0 | 0 | 0 | 0 | 0 | 0 | 0 | 0 | 0 | 0 | 0 | 0 | 0 | 0 | 0 | 0 | 0 | 0 | 0 | 0 | 0 | 0 | 0 | 0 | 0 | 0 | 0 | 0 | 0 | 0 | 0 | 0 | 0
F1_Industrial_Industrial - Firm_Existing_Space Heating_Natural Gas_Boiler_E2 | F1 | Industrial | Industrial - Firm | Existing | Space Heating | Natural Gas | Boiler | E2 | CCE | 0.32835 | 0.32835 | 0.3301 | 0.33187 | 0.33365 | 0.33545 | 0.33728 | 0.33912 | 0.34099 | 0.34287 | 0.34478 | 0.34671 | 0.34865 | 0.35062 | 0.35262 | 0.35463 | 0.35667 | 0.35873 | 0.36082 | 0.36293 | 0.36506 | 0.36722 | 0.36941 | 0.37162 | 0.37386 | 0.37611 | 0.37841 | 0.38073 | 0.38308 | 0.38546 | 0.38787 | 0.39031 | 0.39031
F1_Industrial_Industrial - Firm_Existing_Space Heating_Natural Gas_Boiler_E3 | F1 | Industrial | Industrial - Firm | Existing | Space Heating | Natural Gas | Boiler | E3 | CCE | 0.33164 | 0.33164 | 0.3334 | 0.33519 | 0.33699 | 0.33881 | 0.34066 | 0.34252 | 0.3444 | 0.3463 | 0.34823 | 0.35017 | 0.35214 | 0.35413 | 0.35614 | 0.35818 | 0.36024 | 0.36232 | 0.36443 | 0.36656 | 0.36872 | 0.37089 | 0.3731 | 0.37534 | 0.3776 | 0.37988 | 0.3822 | 0.38454 | 0.38691 | 0.38931 | 0.39175 | 0.39421 | 0.39421
F1_Industrial_Industrial - Firm_Existing_Space Heating_Natural Gas_Boiler_E4 | F1 | Industrial | Industrial - Firm | Existing | Space Heating | Natural Gas | Boiler | E4 | CCE | 1973.7341 | 1973.7341 | 1984.2473 | 1994.8622 | 2005.5915 | 2016.4251 | 2027.3999 | 2038.4811 | 2049.6854 | 2061.0033 | 2072.4679 | 2084.0501 | 2095.7601 | 2107.5927 | 2119.5823 | 2131.6947 | 2143.9469 | 2156.3267 | 2168.8784 | 2181.5647 | 2194.4003 | 2207.3492 | 2220.5064 | 2233.7967 | 2247.2517 | 2260.8316 | 2274.638 | 2288.58 | 2302.7006 | 2316.9802 | 2331.4745 | 2346.1347 | 2346.1347
F1_Industrial_Industrial - Firm_Existing_Space Heating_Natural Gas_Boiler_E5 | F1 | Industrial | Industrial - Firm | Existing | Space Heating | Natural Gas | Boiler | E5 | CCE | 0 | 0 | 0 | 0 | 0 | 0 | 0 | 0 | 0 | 0 | 0 | 0 | 0 | 0 | 0 | 0 | 0 | 0 | 0 | 0 | 0 | 0 | 0 | 0 | 0 | 0 | 0 | 0 | 0 | 0 | 0 | 0 | 0
F1_Industrial_Industrial - Firm_Existing_Space Heating_Natural Gas_Boiler_E6 | F1 | Industrial | Industrial - Firm | Existing | Space Heating | Natural Gas | Boiler | E6 | CCE | 0 | 0 | 0 | 0 | 0 | 0 | 0 | 0 | 0 | 0 | 0 | 0 | 0 | 0 | 0 | 0 | 0 | 0 | 0 | 0 | 0 | 0 | 0 | 0 | 0 | 0 | 0 | 0 | 0 | 0 | 0 | 0 | 0
F1_Industrial_Industrial - Firm_Existing_Space Heating_Natural Gas_Boiler_E7 | F1 | Industrial | Industrial - Firm | Existing | Space Heating | Natural Gas | Boiler | E7 | CCE | 0 | 0 | 0 | 0 | 0 | 0 | 0 | 0 | 0 | 0 | 0 | 0 | 0 | 0 | 0 | 0 | 0 | 0 | 0 | 0 | 0 | 0 | 0 | 0 | 0 | 0 | 0 | 0 | 0 | 0 | 0 | 0 | 0
F1_Industrial_Industrial - Firm_Existing_Space Heating_Natural Gas_Boiler_E8 | F1 | Industrial | Industrial - Firm | Existing | Space Heating | Natural Gas | Boiler | E8 | CCE | 0 | 0 | 0 | 0 | 0 | 0 | 0 | 0 | 0 | 0 | 0 | 0 | 0 | 0 | 0 | 0 | 0 | 0 | 0 | 0 | 0 | 0 | 0 | 0 | 0 | 0 | 0 | 0 | 0 | 0 | 0 | 0 | 0
F1_Industrial_Industrial - Firm_Existing_Space Heating_Natural Gas_Boiler_E9 | F1 | Industrial | Industrial - Firm | Existing | Space Heating | Natural Gas | Boiler | E9 | CCE | 0 | 0 | 0 | 0 | 0 | 0 | 0 | 0 | 0 | 0 | 0 | 0 | 0 | 0 | 0 | 0 | 0 | 0 | 0 | 0 | 0 | 0 | 0 | 0 | 0 | 0 | 0 | 0 | 0 | 0 | 0 | 0 | 0
F1_Industrial_Industrial - Firm_Existing_Space Heating_Natural Gas_Boiler_E10 | F1 | Industrial | Industrial - Firm | Existing | Space Heating | Natural Gas | Boiler | E10 | CCE | 0 | 0 | 0 | 0 | 0 | 0 | 0 | 0 | 0 | 0 | 0 | 0 | 0 | 0 | 0 | 0 | 0 | 0 | 0 | 0 | 0 | 0 | 0 | 0 | 0 | 0 | 0 | 0 | 0 | 0 | 0 | 0 | 0
F2_Industrial_Industrial - Firm_Existing_Space Heating_Natural Gas_Boiler_E1 | F2 | Industrial | Industrial - Firm | Existing | Space Heating | Natural Gas | Boiler | E1 | TRC BC Ratio | bar: 2019 to 2051
F2_Industrial_Industrial - Firm_Existing_Space Heating_Natural Gas_Boiler_E2 | F2 | Industrial | Industrial - Firm | Existing | Space Heating | Natural Gas | Boiler | E2 | TRC BC Ratio | 5.476 | 5.4812 | 5.4869 | 5.4952 | 5.5065 | 5.5233 | 5.5351 | 5.5441 | 5.5539 | 5.5628 | 5.5688 | 5.5726 | 5.5761 | 5.5792 | 5.5833 | 5.585 | 5.5879 | 5.5934 | 5.5992 | 5.606 | 5.6139 | 5.6206 | 5.6259 | 5.6298 | 5.6324 | 5.6332 | 5.6318 | 5.6289 | 5.6266 | 5.6255 | 5.6263 | 5.6267 | 5.6267
F2_Industrial_Industrial - Firm_Existing_Space Heating_Natural Gas_Boiler_E3 | F2 | Industrial | Industrial - Firm | Existing | Space Heating | Natural Gas | Boiler | E3 | TRC BC Ratio | 5.4217 | 5.4269 | 5.4326 | 5.4407 | 5.4519 | 5.4686 | 5.4803 | 5.4892 | 5.4988 | 5.5077 | 5.5137 | 5.5174 | 5.5208 | 5.524 | 5.528 | 5.5297 | 5.5325 | 5.538 | 5.5437 | 5.5504 | 5.5583 | 5.5649 | 5.5701 | 5.574 | 5.5766 | 5.5774 | 5.576 | 5.5732 | 5.5709 | 5.5698 | 5.5706 | 5.5709 | 5.5709
F2_Industrial_Industrial - Firm_Existing_Space Heating_Natural Gas_Boiler_E4 | F2 | Industrial | Industrial - Firm | Existing | Space Heating | Natural Gas | Boiler | E4 | TRC BC Ratio | 0.00092443 | 0.00092541 | 0.00092653 | 0.00092793 | 0.00092964 | 0.00093182 | 0.00093357 | 0.00093502 | 0.00093641 | 0.00093761 | 0.00093847 | 0.00093901 | 0.00093942 | 0.00093972 | 0.00094003 | 0.00094008 | 0.00094022 | 0.0009406 | 0.00094105 | 0.00094163 | 0.00094232 | 0.0009429 | 0.00094334 | 0.00094368 | 0.0009439 | 0.00094397 | 0.00094385 | 0.0009436 | 0.00094341 | 0.00094332 | 0.00094338 | 0.00094341 | 0.00094341
F2_Industrial_Industrial - Firm_Existing_Space Heating_Natural Gas_Boiler_E5 | F2 | Industrial | Industrial - Firm | Existing | Space Heating | Natural Gas | Boiler | E5 | TRC BC Ratio | 0 | 0 | 0 | 0 | 0 | 0 | 0 | 0 | 0 | 0 | 0 | 0 | 0 | 0 | 0 | 0 | 0 | 0 | 0 | 0 | 0 | 0 | 0 | 0 | 0 | 0 | 0 | 0 | 0 | 0 | 0 | 0 | 0
F2_Industrial_Industrial - Firm_Existing_Space Heating_Natural Gas_Boiler_E6 | F2 | Industrial | Industrial - Firm | Existing | Space Heating | Natural Gas | Boiler | E6 | TRC BC Ratio | 0 | 0 | 0 | 0 | 0 | 0 | 0 | 0 | 0 | 0 | 0 | 0 | 0 | 0 | 0 | 0 | 0 | 0 | 0 | 0 | 0 | 0 | 0 | 0 | 0 | 0 | 0 | 0 | 0 | 0 | 0 | 0 | 0
F2_Industrial_Industrial - Firm_Existing_Space Heating_Natural Gas_Boiler_E7 | F2 | Industrial | Industrial - Firm | Existing | Space Heating | Natural Gas | Boiler | E7 | TRC BC Ratio | 0 | 0 | 0 | 0 | 0 | 0 | 0 | 0 | 0 | 0 | 0 | 0 | 0 | 0 | 0 | 0 | 0 | 0 | 0 | 0 | 0 | 0 | 0 | 0 | 0 | 0 | 0 | 0 | 0 | 0 | 0 | 0 | 0
F2_Industrial_Industrial - Firm_Existing_Space Heating_Natural Gas_Boiler_E8 | F2 | Industrial | Industrial - Firm | Existing | Space Heating | Natural Gas | Boiler | E8 | TRC BC Ratio | 0 | 0 | 0 | 0 | 0 | 0 | 0 | 0 | 0 | 0 | 0 | 0 | 0 | 0 | 0 | 0 | 0 | 0 | 0 | 0 | 0 | 0 | 0 | 0 | 0 | 0 | 0 | 0 | 0 | 0 | 0 | 0 | 0
F2_Industrial_Industrial - Firm_Existing_Space Heating_Natural Gas_Boiler_E9 | F2 | Industrial | Industrial - Firm | Existing | Space Heating | Natural Gas | Boiler | E9 | TRC BC Ratio | 0 | 0 | 0 | 0 | 0 | 0 | 0 | 0 | 0 | 0 | 0 | 0 | 0 | 0 | 0 | 0 | 0 | 0 | 0 | 0 | 0 | 0 | 0 | 0 | 0 | 0 | 0 | 0 | 0 | 0 | 0 | 0 | 0
F2_Industrial_Industrial - Firm_Existing_Space Heating_Natural Gas_Boiler_E10 | F2 | Industrial | Industrial - Firm | Existing | Space Heating | Natural Gas | Boiler | E10 | TRC BC Ratio | 0 | 0 | 0 | 0 | 0 | 0 | 0 | 0 | 0 | 0 | 0 | 0 | 0 | 0 | 0 | 0 | 0 | 0 | 0 | 0 | 0 | 0 | 0 | 0 | 0 | 0 | 0 | 0 | 0 | 0 | 0 | 0 | 0
F3_Industrial_Industrial - Firm_Existing_Space Heating_Natural Gas_Boiler_E1 | F3 | Industrial | Industrial - Firm | Existing | Space Heating | Natural Gas | Boiler | E1 | PACT BC Ratio | bar: 2019 to 2051
F3_Industrial_Industrial - Firm_Existing_Space Heating_Natural Gas_Boiler_E2 | F3 | Industrial | Industrial - Firm | Existing | Space Heating | Natural Gas | Boiler | E2 | PACT BC Ratio | 5.6389 | 5.6443 | 5.6502 | 5.6587 | 5.6704 | 5.6877 | 5.6998 | 5.7091 | 5.7191 | 5.7283 | 5.7346 | 5.7385 | 5.742 | 5.7453 | 5.7495 | 5.7512 | 5.7542 | 5.7599 | 5.7658 | 5.7728 | 5.781 | 5.7879 | 5.7933 | 5.7974 | 5.8001 | 5.8009 | 5.7994 | 5.7964 | 5.7941 | 5.793 | 5.7938 | 5.7941 | 5.7941
F3_Industrial_Industrial - Firm_Existing_Space Heating_Natural Gas_Boiler_E3 | F3 | Industrial | Industrial - Firm | Existing | Space Heating | Natural Gas | Boiler | E3 | PACT BC Ratio | 5.5831 | 5.5884 | 5.5943 | 5.6027 | 5.6142 | 5.6314 | 5.6434 | 5.6525 | 5.6625 | 5.6716 | 5.6778 | 5.6816 | 5.6851 | 5.6884 | 5.6925 | 5.6942 | 5.6972 | 5.7028 | 5.7087 | 5.7156 | 5.7237 | 5.7306 | 5.7359 | 5.7399 | 5.7426 | 5.7434 | 5.742 | 5.739 | 5.7367 | 5.7356 | 5.7364 | 5.7367 | 5.7367
F3_Industrial_Industrial - Firm_Existing_Space Heating_Natural Gas_Boiler_E4 | F3 | Industrial | Industrial - Firm | Existing | Space Heating | Natural Gas | Boiler | E4 | PACT BC Ratio | 0.00095194 | 0.00095296 | 0.00095411 | 0.00095555 | 0.00095731 | 0.00095955 | 0.00096135 | 0.00096284 | 0.00096428 | 0.00096551 | 0.0009664 | 0.00096696 | 0.00096738 | 0.00096769 | 0.00096801 | 0.00096806 | 0.0009682 | 0.00096859 | 0.00096906 | 0.00096965 | 0.00097037 | 0.00097096 | 0.00097142 | 0.00097176 | 0.000972 | 0.00097206 | 0.00097194 | 0.00097169 | 0.00097149 | 0.00097139 | 0.00097146 | 0.00097149 | 0.00097149
F3_Industrial_Industrial - Firm_Existing_Space Heating_Natural Gas_Boiler_E5 | F3 | Industrial | Industrial - Firm | Existing | Space Heating | Natural Gas | Boiler | E5 | PACT BC Ratio | 0 | 0 | 0 | 0 | 0 | 0 | 0 | 0 | 0 | 0 | 0 | 0 | 0 | 0 | 0 | 0 | 0 | 0 | 0 | 0 | 0 | 0 | 0 | 0 | 0 | 0 | 0 | 0 | 0 | 0 | 0 | 0 | 0
F3_Industrial_Industrial - Firm_Existing_Space Heating_Natural Gas_Boiler_E6 | F3 | Industrial | Industrial - Firm | Existing | Space Heating | Natural Gas | Boiler | E6 | PACT BC Ratio | 0 | 0 | 0 | 0 | 0 | 0 | 0 | 0 | 0 | 0 | 0 | 0 | 0 | 0 | 0 | 0 | 0 | 0 | 0 | 0 | 0 | 0 | 0 | 0 | 0 | 0 | 0 | 0 | 0 | 0 | 0 | 0 | 0
F3_Industrial_Industrial - Firm_Existing_Space Heating_Natural Gas_Boiler_E7 | F3 | Industrial | Industrial - Firm | Existing | Space Heating | Natural Gas | Boiler | E7 | PACT BC Ratio | 0 | 0 | 0 | 0 | 0 | 0 | 0 | 0 | 0 | 0 | 0 | 0 | 0 | 0 | 0 | 0 | 0 | 0 | 0 | 0 | 0 | 0 | 0 | 0 | 0 | 0 | 0 | 0 | 0 | 0 | 0 | 0 | 0
F3_Industrial_Industrial - Firm_Existing_Space Heating_Natural Gas_Boiler_E8 | F3 | Industrial | Industrial - Firm | Existing | Space Heating | Natural Gas | Boiler | E8 | PACT BC Ratio | 0 | 0 | 0 | 0 | 0 | 0 | 0 | 0 | 0 | 0 | 0 | 0 | 0 | 0 | 0 | 0 | 0 | 0 | 0 | 0 | 0 | 0 | 0 | 0 | 0 | 0 | 0 | 0 | 0 | 0 | 0 | 0 | 0
F3_Industrial_Industrial - Firm_Existing_Space Heating_Natural Gas_Boiler_E9 | F3 | Industrial | Industrial - Firm | Existing | Space Heating | Natural Gas | Boiler | E9 | PACT BC Ratio | 0 | 0 | 0 | 0 | 0 | 0 | 0 | 0 | 0 | 0 | 0 | 0 | 0 | 0 | 0 | 0 | 0 | 0 | 0 | 0 | 0 | 0 | 0 | 0 | 0 | 0 | 0 | 0 | 0 | 0 | 0 | 0 | 0
F3_Industrial_Industrial - Firm_Existing_Space Heating_Natural Gas_Boiler_E10 | F3 | Industrial | Industrial - Firm | Existing | Space Heating | Natural Gas | Boiler | E10 | PACT BC Ratio | 0 | 0 | 0 | 0 | 0 | 0 | 0 | 0 | 0 | 0 | 0 | 0 | 0 | 0 | 0 | 0 | 0 | 0 | 0 | 0 | 0 | 0 | 0 | 0 | 0 | 0 | 0 | 0 | 0 | 0 | 0 | 0 | 0
F4_Industrial_Industrial - Firm_Existing_Space Heating_Natural Gas_Boiler_E1 | F4 | Industrial | Industrial - Firm | Existing | Space Heating | Natural Gas | Boiler | E1 | RVT BC Ratio | bar: 2019 to 2051
F4_Industrial_Industrial - Firm_Existing_Space Heating_Natural Gas_Boiler_E2 | F4 | Industrial | Industrial - Firm | Existing | Space Heating | Natural Gas | Boiler | E2 | RVT BC Ratio | 14.2939 | 14.3066 | 14.3206 | 14.3407 | 14.3683 | 14.4093 | 14.438 | 14.46 | 14.4838 | 14.5055 | 14.5203 | 14.5295 | 14.538 | 14.5457 | 14.5557 | 14.5597 | 14.5668 | 14.5802 | 14.5943 | 14.6108 | 14.6303 | 14.6466 | 14.6593 | 14.669 | 14.6754 | 14.6773 | 14.6739 | 14.6668 | 14.6613 | 14.6586 | 14.6605 | 14.6613 | 14.6613
F4_Industrial_Industrial - Firm_Existing_Space Heating_Natural Gas_Boiler_E3 | F4 | Industrial | Industrial - Firm | Existing | Space Heating | Natural Gas | Boiler | E3 | RVT BC Ratio | 14.1616 | 14.1742 | 14.1881 | 14.2079 | 14.2353 | 14.2759 | 14.3043 | 14.326 | 14.3496 | 14.3711 | 14.3858 | 14.3949 | 14.4033 | 14.4109 | 14.4208 | 14.4248 | 14.4318 | 14.4451 | 14.4591 | 14.4754 | 14.4947 | 14.5108 | 14.5234 | 14.533 | 14.5393 | 14.5412 | 14.5378 | 14.5308 | 14.5253 | 14.5227 | 14.5246 | 14.5254 | 14.5254
F4_Industrial_Industrial - Firm_Existing_Space Heating_Natural Gas_Boiler_E4 | F4 | Industrial | Industrial - Firm | Existing | Space Heating | Natural Gas | Boiler | E4 | RVT BC Ratio | 0.94343 | 0.94343 | 0.94344 | 0.94344 | 0.94344 | 0.94345 | 0.94345 | 0.94346 | 0.94346 | 0.94346 | 0.94346 | 0.94347 | 0.94347 | 0.94347 | 0.94347 | 0.94347 | 0.94347 | 0.94347 | 0.94347 | 0.94347 | 0.94347 | 0.94348 | 0.94348 | 0.94348 | 0.94348 | 0.94348 | 0.94348 | 0.94348 | 0.94348 | 0.94348 | 0.94348 | 0.94348 | 0.94348
F4_Industrial_Industrial - Firm_Existing_Space Heating_Natural Gas_Boiler_E5 | F4 | Industrial | Industrial - Firm | Existing | Space Heating | Natural Gas | Boiler | E5 | RVT BC Ratio | 0 | 0 | 0 | 0 | 0 | 0 | 0 | 0 | 0 | 0 | 0 | 0 | 0 | 0 | 0 | 0 | 0 | 0 | 0 | 0 | 0 | 0 | 0 | 0 | 0 | 0 | 0 | 0 | 0 | 0 | 0 | 0 | 0
F4_Industrial_Industrial - Firm_Existing_Space Heating_Natural Gas_Boiler_E6 | F4 | Industrial | Industrial - Firm | Existing | Space Heating | Natural Gas | Boiler | E6 | RVT BC Ratio | 0 | 0 | 0 | 0 | 0 | 0 | 0 | 0 | 0 | 0 | 0 | 0 | 0 | 0 | 0 | 0 | 0 | 0 | 0 | 0 | 0 | 0 | 0 | 0 | 0 | 0 | 0 | 0 | 0 | 0 | 0 | 0 | 0
F4_Industrial_Industrial - Firm_Existing_Space Heating_Natural Gas_Boiler_E7 | F4 | Industrial | Industrial - Firm | Existing | Space Heating | Natural Gas | Boiler | E7 | RVT BC Ratio | 0 | 0 | 0 | 0 | 0 | 0 | 0 | 0 | 0 | 0 | 0 | 0 | 0 | 0 | 0 | 0 | 0 | 0 | 0 | 0 | 0 | 0 | 0 | 0 | 0 | 0 | 0 | 0 | 0 | 0 | 0 | 0 | 0
F4_Industrial_Industrial - Firm_Existing_Space Heating_Natural Gas_Boiler_E8 | F4 | Industrial | Industrial - Firm | Existing | Space Heating | Natural Gas | Boiler | E8 | RVT BC Ratio | 0 | 0 | 0 | 0 | 0 | 0 | 0 | 0 | 0 | 0 | 0 | 0 | 0 | 0 | 0 | 0 | 0 | 0 | 0 | 0 | 0 | 0 | 0 | 0 | 0 | 0 | 0 | 0 | 0 | 0 | 0 | 0 | 0
F4_Industrial_Industrial - Firm_Existing_Space Heating_Natural Gas_Boiler_E9 | F4 | Industrial | Industrial - Firm | Existing | Space Heating | Natural Gas | Boiler | E9 | RVT BC Ratio | 0 | 0 | 0 | 0 | 0 | 0 | 0 | 0 | 0 | 0 | 0 | 0 | 0 | 0 | 0 | 0 | 0 | 0 | 0 | 0 | 0 | 0 | 0 | 0 | 0 | 0 | 0 | 0 | 0 | 0 | 0 | 0 | 0
F4_Industrial_Industrial - Firm_Existing_Space Heating_Natural Gas_Boiler_E10 | F4 | Industrial | Industrial - Firm | Existing | Space Heating | Natural Gas | Boiler | E10 | RVT BC Ratio | 0 | 0 | 0 | 0 | 0 | 0 | 0 | 0 | 0 | 0 | 0 | 0 | 0 | 0 | 0 | 0 | 0 | 0 | 0 | 0 | 0 | 0 | 0 | 0 | 0 | 0 | 0 | 0 | 0 | 0 | 0 | 0 | 0
F5_Industrial_Industrial - Firm_Existing_Space Heating_Natural Gas_Boiler_E1 | F5 | Industrial | Industrial - Firm | Existing | Space Heating | Natural Gas | Boiler | E1 | RIM BC Ratio | bar: 2019 to 2051
F5_Industrial_Industrial - Firm_Existing_Space Heating_Natural Gas_Boiler_E2 | F5 | Industrial | Industrial - Firm | Existing | Space Heating | Natural Gas | Boiler | E2 | RIM BC Ratio | 0.72706 | 0.72715 | 0.72725 | 0.72739 | 0.72758 | 0.72786 | 0.72806 | 0.72821 | 0.72838 | 0.72853 | 0.72863 | 0.72869 | 0.72875 | 0.7288 | 0.72887 | 0.72889 | 0.72894 | 0.72903 | 0.72913 | 0.72924 | 0.72937 | 0.72948 | 0.72957 | 0.72963 | 0.72967 | 0.72969 | 0.72966 | 0.72962 | 0.72958 | 0.72956 | 0.72957 | 0.72958 | 0.72958
F5_Industrial_Industrial - Firm_Existing_Space Heating_Natural Gas_Boiler_E3 | F5 | Industrial | Industrial - Firm | Existing | Space Heating | Natural Gas | Boiler | E3 | RIM BC Ratio | 0.72612 | 0.72621 | 0.72631 | 0.72645 | 0.72665 | 0.72693 | 0.72713 | 0.72728 | 0.72745 | 0.7276 | 0.7277 | 0.72776 | 0.72782 | 0.72787 | 0.72794 | 0.72797 | 0.72802 | 0.72811 | 0.72821 | 0.72832 | 0.72845 | 0.72856 | 0.72865 | 0.72871 | 0.72876 | 0.72877 | 0.72875 | 0.7287 | 0.72866 | 0.72864 | 0.72866 | 0.72866 | 0.72866
F5_Industrial_Industrial - Firm_Existing_Space Heating_Natural Gas_Boiler_E4 | F5 | Industrial | Industrial - Firm | Existing | Space Heating | Natural Gas | Boiler | E4 | RIM BC Ratio | 0.00095086 | 0.00095187 | 0.00095302 | 0.00095445 | 0.00095621 | 0.00095845 | 0.00096024 | 0.00096173 | 0.00096316 | 0.0009644 | 0.00096528 | 0.00096584 | 0.00096626 | 0.00096657 | 0.00096689 | 0.00096694 | 0.00096708 | 0.00096747 | 0.00096794 | 0.00096853 | 0.00096924 | 0.00096983 | 0.00097029 | 0.00097063 | 0.00097086 | 0.00097093 | 0.00097081 | 0.00097056 | 0.00097036 | 0.00097026 | 0.00097033 | 0.00097036 | 0.00097036
F5_Industrial_Industrial - Firm_Existing_Space Heating_Natural Gas_Boiler_E5 | F5 | Industrial | Industrial - Firm | Existing | Space Heating | Natural Gas | Boiler | E5 | RIM BC Ratio | 0 | 0 | 0 | 0 | 0 | 0 | 0 | 0 | 0 | 0 | 0 | 0 | 0 | 0 | 0 | 0 | 0 | 0 | 0 | 0 | 0 | 0 | 0 | 0 | 0 | 0 | 0 | 0 | 0 | 0 | 0 | 0 | 0
F5_Industrial_Industrial - Firm_Existing_Space Heating_Natural Gas_Boiler_E6 | F5 | Industrial | Industrial - Firm | Existing | Space Heating | Natural Gas | Boiler | E6 | RIM BC Ratio | 0 | 0 | 0 | 0 | 0 | 0 | 0 | 0 | 0 | 0 | 0 | 0 | 0 | 0 | 0 | 0 | 0 | 0 | 0 | 0 | 0 | 0 | 0 | 0 | 0 | 0 | 0 | 0 | 0 | 0 | 0 | 0 | 0
F5_Industrial_Industrial - Firm_Existing_Space Heating_Natural Gas_Boiler_E7 | F5 | Industrial | Industrial - Firm | Existing | Space Heating | Natural Gas | Boiler | E7 | RIM BC Ratio | 0 | 0 | 0 | 0 | 0 | 0 | 0 | 0 | 0 | 0 | 0 | 0 | 0 | 0 | 0 | 0 | 0 | 0 | 0 | 0 | 0 | 0 | 0 | 0 | 0 | 0 | 0 | 0 | 0 | 0 | 0 | 0 | 0
F5_Industrial_Industrial - Firm_Existing_Space Heating_Natural Gas_Boiler_E8 | F5 | Industrial | Industrial - Firm | Existing | Space Heating | Natural Gas | Boiler | E8 | RIM BC Ratio | 0 | 0 | 0 | 0 | 0 | 0 | 0 | 0 | 0 | 0 | 0 | 0 | 0 | 0 | 0 | 0 | 0 | 0 | 0 | 0 | 0 | 0 | 0 | 0 | 0 | 0 | 0 | 0 | 0 | 0 | 0 | 0 | 0
F5_Industrial_Industrial - Firm_Existing_Space Heating_Natural Gas_Boiler_E9 | F5 | Industrial | Industrial - Firm | Existing | Space Heating | Natural Gas | Boiler | E9 | RIM BC Ratio | 0 | 0 | 0 | 0 | 0 | 0 | 0 | 0 | 0 | 0 | 0 | 0 | 0 | 0 | 0 | 0 | 0 | 0 | 0 | 0 | 0 | 0 | 0 | 0 | 0 | 0 | 0 | 0 | 0 | 0 | 0 | 0 | 0
F5_Industrial_Industrial - Firm_Existing_Space Heating_Natural Gas_Boiler_E10 | F5 | Industrial | Industrial - Firm | Existing | Space Heating | Natural Gas | Boiler | E10 | RIM BC Ratio | 0 | 0 | 0 | 0 | 0 | 0 | 0 | 0 | 0 | 0 | 0 | 0 | 0 | 0 | 0 | 0 | 0 | 0 | 0 | 0 | 0 | 0 | 0 | 0 | 0 | 0 | 0 | 0 | 0 | 0 | 0 | 0 | 0
F0_Industrial_Industrial - Firm_Existing_Space Heating_Natural Gas_Unit Heater_E0 | F0 | Industrial | Industrial - Firm | Existing | Space Heating | Natural Gas | Unit Heater | E0 | Economic Unit | Infrared Radiant | Infrared Radiant | Infrared Radiant | Infrared Radiant | Infrared Radiant | Infrared Radiant | Infrared Radiant | Infrared Radiant | Infrared Radiant | Infrared Radiant | Infrared Radiant | Infrared Radiant | Infrared Radiant | Infrared Radiant | Infrared Radiant | Infrared Radiant | Infrared Radiant | Infrared Radiant | Infrared Radiant | Infrared Radiant | Infrared Radiant | Infrared Radiant | Infrared Radiant | Infrared Radiant | Infrared Radiant | Infrared Radiant | Infrared Radiant | Infrared Radiant | Infrared Radiant | Infrared Radiant | Infrared Radiant | Infrared Radiant | Infrared Radiant
F1_Industrial_Industrial - Firm_Existing_Space Heating_Natural Gas_Unit Heater_E1 | F1 | Industrial | Industrial - Firm | Existing | Space Heating | Natural Gas | Unit Heater | E1 | CCE | 0 | 0 | 0 | 0 | 0 | 0 | 0 | 0 | 0 | 0 | 0 | 0 | 0 | 0 | 0 | 0 | 0 | 0 | 0 | 0 | 0 | 0 | 0 | 0 | 0 | 0 | 0 | 0 | 0 | 0 | 0 | 0 | 0
F1_Industrial_Industrial - Firm_Existing_Space Heating_Natural Gas_Unit Heater_E2 | F1 | Industrial | Industrial - Firm | Existing | Space Heating | Natural Gas | Unit Heater | E2 | CCE | 2.7438 | 2.7438 | 2.7584 | 2.7731 | 2.788 | 2.8031 | 2.8184 | 2.8338 | 2.8493 | 2.8651 | 2.881 | 2.8971 | 2.9134 | 2.9298 | 2.9465 | 2.9633 | 2.9804 | 2.9976 | 3.015 | 3.0327 | 3.0505 | 3.0685 | 3.0868 | 3.1053 | 3.124 | 3.1429 | 3.1621 | 3.1814 | 3.2011 | 3.2209 | 3.2411 | 3.2614 | 3.2614
F1_Industrial_Industrial - Firm_Existing_Space Heating_Natural Gas_Unit Heater_E3 | F1 | Industrial | Industrial - Firm | Existing | Space Heating | Natural Gas | Unit Heater | E3 | CCE | 0.13769 | 0.13769 | 0.13842 | 0.13916 | 0.13991 | 0.14067 | 0.14143 | 0.1422 | 0.14299 | 0.14378 | 0.14458 | 0.14538 | 0.1462 | 0.14703 | 0.14786 | 0.14871 | 0.14956 | 0.15043 | 0.1513 | 0.15219 | 0.15308 | 0.15398 | 0.1549 | 0.15583 | 0.15677 | 0.15772 | 0.15868 | 0.15965 | 0.16064 | 0.16163 | 0.16264 | 0.16367 | 0.16367
F1_Industrial_Industrial - Firm_Existing_Space Heating_Natural Gas_Unit Heater_E4 | F1 | Industrial | Industrial - Firm | Existing | Space Heating | Natural Gas | Unit Heater | E4 | CCE | 0 | 0 | 0 | 0 | 0 | 0 | 0 | 0 | 0 | 0 | 0 | 0 | 0 | 0 | 0 | 0 | 0 | 0 | 0 | 0 | 0 | 0 | 0 | 0 | 0 | 0 | 0 | 0 | 0 | 0 | 0 | 0 | 0
F1_Industrial_Industrial - Firm_Existing_Space Heating_Natural Gas_Unit Heater_E5 | F1 | Industrial | Industrial - Firm | Existing | Space Heating | Natural Gas | Unit Heater | E5 | CCE | 0 | 0 | 0 | 0 | 0 | 0 | 0 | 0 | 0 | 0 | 0 | 0 | 0 | 0 | 0 | 0 | 0 | 0 | 0 | 0 | 0 | 0 | 0 | 0 | 0 | 0 | 0 | 0 | 0 | 0 | 0 | 0 | 0
F1_Industrial_Industrial - Firm_Existing_Space Heating_Natural Gas_Unit Heater_E6 | F1 | Industrial | Industrial - Firm | Existing | Space Heating | Natural Gas | Unit Heater | E6 | CCE | 0 | 0 | 0 | 0 | 0 | 0 | 0 | 0 | 0 | 0 | 0 | 0 | 0 | 0 | 0 | 0 | 0 | 0 | 0 | 0 | 0 | 0 | 0 | 0 | 0 | 0 | 0 | 0 | 0 | 0 | 0 | 0 | 0
F1_Industrial_Industrial - Firm_Existing_Space Heating_Natural Gas_Unit Heater_E7 | F1 | Industrial | Industrial - Firm | Existing | Space Heating | Natural Gas | Unit Heater | E7 | CCE | 0 | 0 | 0 | 0 | 0 | 0 | 0 | 0 | 0 | 0 | 0 | 0 | 0 | 0 | 0 | 0 | 0 | 0 | 0 | 0 | 0 | 0 | 0 | 0 | 0 | 0 | 0 | 0 | 0 | 0 | 0 | 0 | 0
F1_Industrial_Industrial - Firm_Existing_Space Heating_Natural Gas_Unit Heater_E8 | F1 | Industrial | Industrial - Firm | Existing | Space Heating | Natural Gas | Unit Heater | E8 | CCE | 0 | 0 | 0 | 0 | 0 | 0 | 0 | 0 | 0 | 0 | 0 | 0 | 0 | 0 | 0 | 0 | 0 | 0 | 0 | 0 | 0 | 0 | 0 | 0 | 0 | 0 | 0 | 0 | 0 | 0 | 0 | 0 | 0
F1_Industrial_Industrial - Firm_Existing_Space Heating_Natural Gas_Unit Heater_E9 | F1 | Industrial | Industrial - Firm | Existing | Space Heating | Natural Gas | Unit Heater | E9 | CCE | 0 | 0 | 0 | 0 | 0 | 0 | 0 | 0 | 0 | 0 | 0 | 0 | 0 | 0 | 0 | 0 | 0 | 0 | 0 | 0 | 0 | 0 | 0 | 0 | 0 | 0 | 0 | 0 | 0 | 0 | 0 | 0 | 0
F1_Industrial_Industrial - Firm_Existing_Space Heating_Natural Gas_Unit Heater_E10 | F1 | Industrial | Industrial - Firm | Existing | Space Heating | Natural Gas | Unit Heater | E10 | CCE | 0 | 0 | 0 | 0 | 0 | 0 | 0 | 0 | 0 | 0 | 0 | 0 | 0 | 0 | 0 | 0 | 0 | 0 | 0 | 0 | 0 | 0 | 0 | 0 | 0 | 0 | 0 | 0 | 0 | 0 | 0 | 0 | 0
F2_Industrial_Industrial - Firm_Existing_Space Heating_Natural Gas_Unit Heater_E1 | F2 | Industrial | Industrial - Firm | Existing | Space Heating | Natural Gas | Unit Heater | E1 | TRC BC Ratio | bar: 2019 to 2051
F2_Industrial_Industrial - Firm_Existing_Space Heating_Natural Gas_Unit Heater_E2 | F2 | Industrial | Industrial - Firm | Existing | Space Heating | Natural Gas | Unit Heater | E2 | TRC BC Ratio | 0.65138 | 0.65212 | 0.65293 | 0.65414 | 0.65587 | 0.65858 | 0.66018 | 0.66116 | 0.6623 | 0.66333 | 0.66391 | 0.6642 | 0.66461 | 0.66513 | 0.66597 | 0.66644 | 0.66715 | 0.66833 | 0.66949 | 0.67079 | 0.6723 | 0.67358 | 0.67458 | 0.67534 | 0.67584 | 0.67599 | 0.67572 | 0.67517 | 0.67473 | 0.67452 | 0.67467 | 0.67473 | 0.67473
F2_Industrial_Industrial - Firm_Existing_Space Heating_Natural Gas_Unit Heater_E3 | F2 | Industrial | Industrial - Firm | Existing | Space Heating | Natural Gas | Unit Heater | E3 | TRC BC Ratio | 13.0783 | 13.1115 | 13.1524 | 13.2069 | 13.2753 | 13.3771 | 13.4236 | 13.4331 | 13.4408 | 13.4385 | 13.4179 | 13.3947 | 13.3863 | 13.3943 | 13.4241 | 13.4475 | 13.4825 | 13.5345 | 13.5826 | 13.6317 | 13.6848 | 13.7308 | 13.7676 | 13.7954 | 13.8139 | 13.8193 | 13.8094 | 13.7891 | 13.7731 | 13.7654 | 13.771 | 13.7732 | 13.7732
F2_Industrial_Industrial - Firm_Existing_Space Heating_Natural Gas_Unit Heater_E4 | F2 | Industrial | Industrial - Firm | Existing | Space Heating | Natural Gas | Unit Heater | E4 | TRC BC Ratio | 0 | 0 | 0 | 0 | 0 | 0 | 0 | 0 | 0 | 0 | 0 | 0 | 0 | 0 | 0 | 0 | 0 | 0 | 0 | 0 | 0 | 0 | 0 | 0 | 0 | 0 | 0 | 0 | 0 | 0 | 0 | 0 | 0
F2_Industrial_Industrial - Firm_Existing_Space Heating_Natural Gas_Unit Heater_E5 | F2 | Industrial | Industrial - Firm | Existing | Space Heating | Natural Gas | Unit Heater | E5 | TRC BC Ratio | 0 | 0 | 0 | 0 | 0 | 0 | 0 | 0 | 0 | 0 | 0 | 0 | 0 | 0 | 0 | 0 | 0 | 0 | 0 | 0 | 0 | 0 | 0 | 0 | 0 | 0 | 0 | 0 | 0 | 0 | 0 | 0 | 0
F2_Industrial_Industrial - Firm_Existing_Space Heating_Natural Gas_Unit Heater_E6 | F2 | Industrial | Industrial - Firm | Existing | Space Heating | Natural Gas | Unit Heater | E6 | TRC BC Ratio | 0 | 0 | 0 | 0 | 0 | 0 | 0 | 0 | 0 | 0 | 0 | 0 | 0 | 0 | 0 | 0 | 0 | 0 | 0 | 0 | 0 | 0 | 0 | 0 | 0 | 0 | 0 | 0 | 0 | 0 | 0 | 0 | 0
F2_Industrial_Industrial - Firm_Existing_Space Heating_Natural Gas_Unit Heater_E7 | F2 | Industrial | Industrial - Firm | Existing | Space Heating | Natural Gas | Unit Heater | E7 | TRC BC Ratio | 0 | 0 | 0 | 0 | 0 | 0 | 0 | 0 | 0 | 0 | 0 | 0 | 0 | 0 | 0 | 0 | 0 | 0 | 0 | 0 | 0 | 0 | 0 | 0 | 0 | 0 | 0 | 0 | 0 | 0 | 0 | 0 | 0
F2_Industrial_Industrial - Firm_Existing_Space Heating_Natural Gas_Unit Heater_E8 | F2 | Industrial | Industrial - Firm | Existing | Space Heating | Natural Gas | Unit Heater | E8 | TRC BC Ratio | 0 | 0 | 0 | 0 | 0 | 0 | 0 | 0 | 0 | 0 | 0 | 0 | 0 | 0 | 0 | 0 | 0 | 0 | 0 | 0 | 0 | 0 | 0 | 0 | 0 | 0 | 0 | 0 | 0 | 0 | 0 | 0 | 0
F2_Industrial_Industrial - Firm_Existing_Space Heating_Natural Gas_Unit Heater_E9 | F2 | Industrial | Industrial - Firm | Existing | Space Heating | Natural Gas | Unit Heater | E9 | TRC BC Ratio | 0 | 0 | 0 | 0 | 0 | 0 | 0 | 0 | 0 | 0 | 0 | 0 | 0 | 0 | 0 | 0 | 0 | 0 | 0 | 0 | 0 | 0 | 0 | 0 | 0 | 0 | 0 | 0 | 0 | 0 | 0 | 0 | 0
F2_Industrial_Industrial - Firm_Existing_Space Heating_Natural Gas_Unit Heater_E10 | F2 | Industrial | Industrial - Firm | Existing | Space Heating | Natural Gas | Unit Heater | E10 | TRC BC Ratio | 0 | 0 | 0 | 0 | 0 | 0 | 0 | 0 | 0 | 0 | 0 | 0 | 0 | 0 | 0 | 0 | 0 | 0 | 0 | 0 | 0 | 0 | 0 | 0 | 0 | 0 | 0 | 0 | 0 | 0 | 0 | 0 | 0
F3_Industrial_Industrial - Firm_Existing_Space Heating_Natural Gas_Unit Heater_E1 | F3 | Industrial | Industrial - Firm | Existing | Space Heating | Natural Gas | Unit Heater | E1 | PACT BC Ratio | bar: 2019 to 2051
F3_Industrial_Industrial - Firm_Existing_Space Heating_Natural Gas_Unit Heater_E2 | F3 | Industrial | Industrial - Firm | Existing | Space Heating | Natural Gas | Unit Heater | E2 | PACT BC Ratio | 1.3797 | 1.3812 | 1.3829 | 1.3855 | 1.3892 | 1.3949 | 1.3983 | 1.4004 | 1.4028 | 1.405 | 1.4062 | 1.4068 | 1.4077 | 1.4088 | 1.4106 | 1.4115 | 1.4131 | 1.4155 | 1.418 | 1.4208 | 1.424 | 1.4267 | 1.4288 | 1.4304 | 1.4315 | 1.4318 | 1.4312 | 1.43 | 1.4291 | 1.4287 | 1.429 | 1.4291 | 1.4291
F3_Industrial_Industrial - Firm_Existing_Space Heating_Natural Gas_Unit Heater_E3 | F3 | Industrial | Industrial - Firm | Existing | Space Heating | Natural Gas | Unit Heater | E3 | PACT BC Ratio | 27.7006 | 27.7708 | 27.8575 | 27.9729 | 28.1177 | 28.3333 | 28.4319 | 28.452 | 28.4683 | 28.4634 | 28.4198 | 28.3706 | 28.3528 | 28.3698 | 28.4329 | 28.4826 | 28.5566 | 28.6668 | 28.7687 | 28.8726 | 28.985 | 29.0825 | 29.1604 | 29.2193 | 29.2586 | 29.2699 | 29.2491 | 29.2061 | 29.1722 | 29.1558 | 29.1678 | 29.1724 | 29.1724
F3_Industrial_Industrial - Firm_Existing_Space Heating_Natural Gas_Unit Heater_E4 | F3 | Industrial | Industrial - Firm | Existing | Space Heating | Natural Gas | Unit Heater | E4 | PACT BC Ratio | 0 | 0 | 0 | 0 | 0 | 0 | 0 | 0 | 0 | 0 | 0 | 0 | 0 | 0 | 0 | 0 | 0 | 0 | 0 | 0 | 0 | 0 | 0 | 0 | 0 | 0 | 0 | 0 | 0 | 0 | 0 | 0 | 0
F3_Industrial_Industrial - Firm_Existing_Space Heating_Natural Gas_Unit Heater_E5 | F3 | Industrial | Industrial - Firm | Existing | Space Heating | Natural Gas | Unit Heater | E5 | PACT BC Ratio | 0 | 0 | 0 | 0 | 0 | 0 | 0 | 0 | 0 | 0 | 0 | 0 | 0 | 0 | 0 | 0 | 0 | 0 | 0 | 0 | 0 | 0 | 0 | 0 | 0 | 0 | 0 | 0 | 0 | 0 | 0 | 0 | 0
F3_Industrial_Industrial - Firm_Existing_Space Heating_Natural Gas_Unit Heater_E6 | F3 | Industrial | Industrial - Firm | Existing | Space Heating | Natural Gas | Unit Heater | E6 | PACT BC Ratio | 0 | 0 | 0 | 0 | 0 | 0 | 0 | 0 | 0 | 0 | 0 | 0 | 0 | 0 | 0 | 0 | 0 | 0 | 0 | 0 | 0 | 0 | 0 | 0 | 0 | 0 | 0 | 0 | 0 | 0 | 0 | 0 | 0
F3_Industrial_Industrial - Firm_Existing_Space Heating_Natural Gas_Unit Heater_E7 | F3 | Industrial | Industrial - Firm | Existing | Space Heating | Natural Gas | Unit Heater | E7 | PACT BC Ratio | 0 | 0 | 0 | 0 | 0 | 0 | 0 | 0 | 0 | 0 | 0 | 0 | 0 | 0 | 0 | 0 | 0 | 0 | 0 | 0 | 0 | 0 | 0 | 0 | 0 | 0 | 0 | 0 | 0 | 0 | 0 | 0 | 0
F3_Industrial_Industrial - Firm_Existing_Space Heating_Natural Gas_Unit Heater_E8 | F3 | Industrial | Industrial - Firm | Existing | Space Heating | Natural Gas | Unit Heater | E8 | PACT BC Ratio | 0 | 0 | 0 | 0 | 0 | 0 | 0 | 0 | 0 | 0 | 0 | 0 | 0 | 0 | 0 | 0 | 0 | 0 | 0 | 0 | 0 | 0 | 0 | 0 | 0 | 0 | 0 | 0 | 0 | 0 | 0 | 0 | 0
F3_Industrial_Industrial - Firm_Existing_Space Heating_Natural Gas_Unit Heater_E9 | F3 | Industrial | Industrial - Firm | Existing | Space Heating | Natural Gas | Unit Heater | E9 | PACT BC Ratio | 0 | 0 | 0 | 0 | 0 | 0 | 0 | 0 | 0 | 0 | 0 | 0 | 0 | 0 | 0 | 0 | 0 | 0 | 0 | 0 | 0 | 0 | 0 | 0 | 0 | 0 | 0 | 0 | 0 | 0 | 0 | 0 | 0
F3_Industrial_Industrial - Firm_Existing_Space Heating_Natural Gas_Unit Heater_E10 | F3 | Industrial | Industrial - Firm | Existing | Space Heating | Natural Gas | Unit Heater | E10 | PACT BC Ratio | 0 | 0 | 0 | 0 | 0 | 0 | 0 | 0 | 0 | 0 | 0 | 0 | 0 | 0 | 0 | 0 | 0 | 0 | 0 | 0 | 0 | 0 | 0 | 0 | 0 | 0 | 0 | 0 | 0 | 0 | 0 | 0 | 0
F4_Industrial_Industrial - Firm_Existing_Space Heating_Natural Gas_Unit Heater_E1 | F4 | Industrial | Industrial - Firm | Existing | Space Heating | Natural Gas | Unit Heater | E1 | RVT BC Ratio | bar: 2019 to 2051
F4_Industrial_Industrial - Firm_Existing_Space Heating_Natural Gas_Unit Heater_E2 | F4 | Industrial | Industrial - Firm | Existing | Space Heating | Natural Gas | Unit Heater | E2 | RVT BC Ratio | 1.3355 | 1.3367 | 1.338 | 1.3399 | 1.3426 | 1.347 | 1.3495 | 1.3511 | 1.3529 | 1.3545 | 1.3555 | 1.3559 | 1.3566 | 1.3574 | 1.3587 | 1.3595 | 1.3606 | 1.3625 | 1.3643 | 1.3664 | 1.3688 | 1.3708 | 1.3724 | 1.3736 | 1.3744 | 1.3747 | 1.3742 | 1.3734 | 1.3727 | 1.3723 | 1.3726 | 1.3727 | 1.3727
F4_Industrial_Industrial - Firm_Existing_Space Heating_Natural Gas_Unit Heater_E3 | F4 | Industrial | Industrial - Firm | Existing | Space Heating | Natural Gas | Unit Heater | E3 | RVT BC Ratio | 21.1155 | 21.1683 | 21.2335 | 21.3202 | 21.4291 | 21.5911 | 21.6651 | 21.6802 | 21.6925 | 21.6888 | 21.656 | 21.6191 | 21.6057 | 21.6185 | 21.6659 | 21.7032 | 21.7588 | 21.8417 | 21.9183 | 21.9964 | 22.0808 | 22.1541 | 22.2126 | 22.2569 | 22.2864 | 22.2949 | 22.2792 | 22.2469 | 22.2215 | 22.2091 | 22.2181 | 22.2216 | 22.2216
F4_Industrial_Industrial - Firm_Existing_Space Heating_Natural Gas_Unit Heater_E4 | F4 | Industrial | Industrial - Firm | Existing | Space Heating | Natural Gas | Unit Heater | E4 | RVT BC Ratio | 0 | 0 | 0 | 0 | 0 | 0 | 0 | 0 | 0 | 0 | 0 | 0 | 0 | 0 | 0 | 0 | 0 | 0 | 0 | 0 | 0 | 0 | 0 | 0 | 0 | 0 | 0 | 0 | 0 | 0 | 0 | 0 | 0
F4_Industrial_Industrial - Firm_Existing_Space Heating_Natural Gas_Unit Heater_E5 | F4 | Industrial | Industrial - Firm | Existing | Space Heating | Natural Gas | Unit Heater | E5 | RVT BC Ratio | 0 | 0 | 0 | 0 | 0 | 0 | 0 | 0 | 0 | 0 | 0 | 0 | 0 | 0 | 0 | 0 | 0 | 0 | 0 | 0 | 0 | 0 | 0 | 0 | 0 | 0 | 0 | 0 | 0 | 0 | 0 | 0 | 0
F4_Industrial_Industrial - Firm_Existing_Space Heating_Natural Gas_Unit Heater_E6 | F4 | Industrial | Industrial - Firm | Existing | Space Heating | Natural Gas | Unit Heater | E6 | RVT BC Ratio | 0 | 0 | 0 | 0 | 0 | 0 | 0 | 0 | 0 | 0 | 0 | 0 | 0 | 0 | 0 | 0 | 0 | 0 | 0 | 0 | 0 | 0 | 0 | 0 | 0 | 0 | 0 | 0 | 0 | 0 | 0 | 0 | 0
F4_Industrial_Industrial - Firm_Existing_Space Heating_Natural Gas_Unit Heater_E7 | F4 | Industrial | Industrial - Firm | Existing | Space Heating | Natural Gas | Unit Heater | E7 | RVT BC Ratio | 0 | 0 | 0 | 0 | 0 | 0 | 0 | 0 | 0 | 0 | 0 | 0 | 0 | 0 | 0 | 0 | 0 | 0 | 0 | 0 | 0 | 0 | 0 | 0 | 0 | 0 | 0 | 0 | 0 | 0 | 0 | 0 | 0
F4_Industrial_Industrial - Firm_Existing_Space Heating_Natural Gas_Unit Heater_E8 | F4 | Industrial | Industrial - Firm | Existing | Space Heating | Natural Gas | Unit Heater | E8 | RVT BC Ratio | 0 | 0 | 0 | 0 | 0 | 0 | 0 | 0 | 0 | 0 | 0 | 0 | 0 | 0 | 0 | 0 | 0 | 0 | 0 | 0 | 0 | 0 | 0 | 0 | 0 | 0 | 0 | 0 | 0 | 0 | 0 | 0 | 0
F4_Industrial_Industrial - Firm_Existing_Space Heating_Natural Gas_Unit Heater_E9 | F4 | Industrial | Industrial - Firm | Existing | Space Heating | Natural Gas | Unit Heater | E9 | RVT BC Ratio | 0 | 0 | 0 | 0 | 0 | 0 | 0 | 0 | 0 | 0 | 0 | 0 | 0 | 0 | 0 | 0 | 0 | 0 | 0 | 0 | 0 | 0 | 0 | 0 | 0 | 0 | 0 | 0 | 0 | 0 | 0 | 0 | 0
F4_Industrial_Industrial - Firm_Existing_Space Heating_Natural Gas_Unit Heater_E10 | F4 | Industrial | Industrial - Firm | Existing | Space Heating | Natural Gas | Unit Heater | E10 | RVT BC Ratio | 0 | 0 | 0 | 0 | 0 | 0 | 0 | 0 | 0 | 0 | 0 | 0 | 0 | 0 | 0 | 0 | 0 | 0 | 0 | 0 | 0 | 0 | 0 | 0 | 0 | 0 | 0 | 0 | 0 | 0 | 0 | 0 | 0
F5_Industrial_Industrial - Firm_Existing_Space Heating_Natural Gas_Unit Heater_E1 | F5 | Industrial | Industrial - Firm | Existing | Space Heating | Natural Gas | Unit Heater | E1 | RIM BC Ratio | bar: 2019 to 2051
F5_Industrial_Industrial - Firm_Existing_Space Heating_Natural Gas_Unit Heater_E2 | F5 | Industrial | Industrial - Firm | Existing | Space Heating | Natural Gas | Unit Heater | E2 | RIM BC Ratio | 0.52005 | 0.52027 | 0.52052 | 0.52088 | 0.5214 | 0.52221 | 0.52268 | 0.52297 | 0.52331 | 0.52361 | 0.52378 | 0.52387 | 0.52398 | 0.52414 | 0.52438 | 0.52452 | 0.52473 | 0.52507 | 0.52541 | 0.52579 | 0.52622 | 0.52659 | 0.52688 | 0.5271 | 0.52725 | 0.52729 | 0.52721 | 0.52705 | 0.52693 | 0.52687 | 0.52691 | 0.52693 | 0.52693
F5_Industrial_Industrial - Firm_Existing_Space Heating_Natural Gas_Unit Heater_E3 | F5 | Industrial | Industrial - Firm | Existing | Space Heating | Natural Gas | Unit Heater | E3 | RIM BC Ratio | 0.81026 | 0.81032 | 0.8104 | 0.81049 | 0.81062 | 0.81079 | 0.81087 | 0.81089 | 0.8109 | 0.8109 | 0.81086 | 0.81082 | 0.81081 | 0.81082 | 0.81088 | 0.81092 | 0.81098 | 0.81106 | 0.81115 | 0.81123 | 0.81132 | 0.81139 | 0.81145 | 0.8115 | 0.81153 | 0.81154 | 0.81152 | 0.81149 | 0.81146 | 0.81145 | 0.81146 | 0.81146 | 0.81146
F5_Industrial_Industrial - Firm_Existing_Space Heating_Natural Gas_Unit Heater_E4 | F5 | Industrial | Industrial - Firm | Existing | Space Heating | Natural Gas | Unit Heater | E4 | RIM BC Ratio | 0 | 0 | 0 | 0 | 0 | 0 | 0 | 0 | 0 | 0 | 0 | 0 | 0 | 0 | 0 | 0 | 0 | 0 | 0 | 0 | 0 | 0 | 0 | 0 | 0 | 0 | 0 | 0 | 0 | 0 | 0 | 0 | 0
F5_Industrial_Industrial - Firm_Existing_Space Heating_Natural Gas_Unit Heater_E5 | F5 | Industrial | Industrial - Firm | Existing | Space Heating | Natural Gas | Unit Heater | E5 | RIM BC Ratio | 0 | 0 | 0 | 0 | 0 | 0 | 0 | 0 | 0 | 0 | 0 | 0 | 0 | 0 | 0 | 0 | 0 | 0 | 0 | 0 | 0 | 0 | 0 | 0 | 0 | 0 | 0 | 0 | 0 | 0 | 0 | 0 | 0
F5_Industrial_Industrial - Firm_Existing_Space Heating_Natural Gas_Unit Heater_E6 | F5 | Industrial | Industrial - Firm | Existing | Space Heating | Natural Gas | Unit Heater | E6 | RIM BC Ratio | 0 | 0 | 0 | 0 | 0 | 0 | 0 | 0 | 0 | 0 | 0 | 0 | 0 | 0 | 0 | 0 | 0 | 0 | 0 | 0 | 0 | 0 | 0 | 0 | 0 | 0 | 0 | 0 | 0 | 0 | 0 | 0 | 0
F5_Industrial_Industrial - Firm_Existing_Space Heating_Natural Gas_Unit Heater_E7 | F5 | Industrial | Industrial - Firm | Existing | Space Heating | Natural Gas | Unit Heater | E7 | RIM BC Ratio | 0 | 0 | 0 | 0 | 0 | 0 | 0 | 0 | 0 | 0 | 0 | 0 | 0 | 0 | 0 | 0 | 0 | 0 | 0 | 0 | 0 | 0 | 0 | 0 | 0 | 0 | 0 | 0 | 0 | 0 | 0 | 0 | 0
F5_Industrial_Industrial - Firm_Existing_Space Heating_Natural Gas_Unit Heater_E8 | F5 | Industrial | Industrial - Firm | Existing | Space Heating | Natural Gas | Unit Heater | E8 | RIM BC Ratio | 0 | 0 | 0 | 0 | 0 | 0 | 0 | 0 | 0 | 0 | 0 | 0 | 0 | 0 | 0 | 0 | 0 | 0 | 0 | 0 | 0 | 0 | 0 | 0 | 0 | 0 | 0 | 0 | 0 | 0 | 0 | 0 | 0
F5_Industrial_Industrial - Firm_Existing_Space Heating_Natural Gas_Unit Heater_E9 | F5 | Industrial | Industrial - Firm | Existing | Space Heating | Natural Gas | Unit Heater | E9 | RIM BC Ratio | 0 | 0 | 0 | 0 | 0 | 0 | 0 | 0 | 0 | 0 | 0 | 0 | 0 | 0 | 0 | 0 | 0 | 0 | 0 | 0 | 0 | 0 | 0 | 0 | 0 | 0 | 0 | 0 | 0 | 0 | 0 | 0 | 0
F5_Industrial_Industrial - Firm_Existing_Space Heating_Natural Gas_Unit Heater_E10 | F5 | Industrial | Industrial - Firm | Existing | Space Heating | Natural Gas | Unit Heater | E10 | RIM BC Ratio | 0 | 0 | 0 | 0 | 0 | 0 | 0 | 0 | 0 | 0 | 0 | 0 | 0 | 0 | 0 | 0 | 0 | 0 | 0 | 0 | 0 | 0 | 0 | 0 | 0 | 0 | 0 | 0 | 0 | 0 | 0 | 0 | 0
F0_Industrial_Industrial - Firm_Existing_Process_Natural Gas_Process Heating_E0 | F0 | Industrial | Industrial - Firm | Existing | Process | Natural Gas | Process Heating | E0 | Economic Unit | Standard | Standard | Standard | Standard | Standard | Standard | Standard | Standard | Standard | Standard | Standard | Standard | Standard | Standard | Standard | Standard | Standard | Standard | Standard | Standard | Standard | Standard | Standard | Standard | Standard | Standard | Standard | Standard | Standard | Standard | Standard | Standard | Standard
F1_Industrial_Industrial - Firm_Existing_Process_Natural Gas_Process Heating_E1 | F1 | Industrial | Industrial - Firm | Existing | Process | Natural Gas | Process Heating | E1 | CCE | 0 | 0 | 0 | 0 | 0 | 0 | 0 | 0 | 0 | 0 | 0 | 0 | 0 | 0 | 0 | 0 | 0 | 0 | 0 | 0 | 0 | 0 | 0 | 0 | 0 | 0 | 0 | 0 | 0 | 0 | 0 | 0 | 0
F1_Industrial_Industrial - Firm_Existing_Process_Natural Gas_Process Heating_E2 | F1 | Industrial | Industrial - Firm | Existing | Process | Natural Gas | Process Heating | E2 | CCE | 0 | 0 | 0 | 0 | 0 | 0 | 0 | 0 | 0 | 0 | 0 | 0 | 0 | 0 | 0 | 0 | 0 | 0 | 0 | 0 | 0 | 0 | 0 | 0 | 0 | 0 | 0 | 0 | 0 | 0 | 0 | 0 | 0
F1_Industrial_Industrial - Firm_Existing_Process_Natural Gas_Process Heating_E3 | F1 | Industrial | Industrial - Firm | Existing | Process | Natural Gas | Process Heating | E3 | CCE | 0 | 0 | 0 | 0 | 0 | 0 | 0 | 0 | 0 | 0 | 0 | 0 | 0 | 0 | 0 | 0 | 0 | 0 | 0 | 0 | 0 | 0 | 0 | 0 | 0 | 0 | 0 | 0 | 0 | 0 | 0 | 0 | 0
F1_Industrial_Industrial - Firm_Existing_Process_Natural Gas_Process Heating_E4 | F1 | Industrial | Industrial - Firm | Existing | Process | Natural Gas | Process Heating | E4 | CCE | 0 | 0 | 0 | 0 | 0 | 0 | 0 | 0 | 0 | 0 | 0 | 0 | 0 | 0 | 0 | 0 | 0 | 0 | 0 | 0 | 0 | 0 | 0 | 0 | 0 | 0 | 0 | 0 | 0 | 0 | 0 | 0 | 0
F1_Industrial_Industrial - Firm_Existing_Process_Natural Gas_Process Heating_E5 | F1 | Industrial | Industrial - Firm | Existing | Process | Natural Gas | Process Heating | E5 | CCE | 0 | 0 | 0 | 0 | 0 | 0 | 0 | 0 | 0 | 0 | 0 | 0 | 0 | 0 | 0 | 0 | 0 | 0 | 0 | 0 | 0 | 0 | 0 | 0 | 0 | 0 | 0 | 0 | 0 | 0 | 0 | 0 | 0
F1_Industrial_Industrial - Firm_Existing_Process_Natural Gas_Process Heating_E6 | F1 | Industrial | Industrial - Firm | Existing | Process | Natural Gas | Process Heating | E6 | CCE | 0 | 0 | 0 | 0 | 0 | 0 | 0 | 0 | 0 | 0 | 0 | 0 | 0 | 0 | 0 | 0 | 0 | 0 | 0 | 0 | 0 | 0 | 0 | 0 | 0 | 0 | 0 | 0 | 0 | 0 | 0 | 0 | 0
F1_Industrial_Industrial - Firm_Existing_Process_Natural Gas_Process Heating_E7 | F1 | Industrial | Industrial - Firm | Existing | Process | Natural Gas | Process Heating | E7 | CCE | 0 | 0 | 0 | 0 | 0 | 0 | 0 | 0 | 0 | 0 | 0 | 0 | 0 | 0 | 0 | 0 | 0 | 0 | 0 | 0 | 0 | 0 | 0 | 0 | 0 | 0 | 0 | 0 | 0 | 0 | 0 | 0 | 0
F1_Industrial_Industrial - Firm_Existing_Process_Natural Gas_Process Heating_E8 | F1 | Industrial | Industrial - Firm | Existing | Process | Natural Gas | Process Heating | E8 | CCE | 0 | 0 | 0 | 0 | 0 | 0 | 0 | 0 | 0 | 0 | 0 | 0 | 0 | 0 | 0 | 0 | 0 | 0 | 0 | 0 | 0 | 0 | 0 | 0 | 0 | 0 | 0 | 0 | 0 | 0 | 0 | 0 | 0
F1_Industrial_Industrial - Firm_Existing_Process_Natural Gas_Process Heating_E9 | F1 | Industrial | Industrial - Firm | Existing | Process | Natural Gas | Process Heating | E9 | CCE | 0 | 0 | 0 | 0 | 0 | 0 | 0 | 0 | 0 | 0 | 0 | 0 | 0 | 0 | 0 | 0 | 0 | 0 | 0 | 0 | 0 | 0 | 0 | 0 | 0 | 0 | 0 | 0 | 0 | 0 | 0 | 0 | 0
F1_Industrial_Industrial - Firm_Existing_Process_Natural Gas_Process Heating_E10 | F1 | Industrial | Industrial - Firm | Existing | Process | Natural Gas | Process Heating | E10 | CCE | 0 | 0 | 0 | 0 | 0 | 0 | 0 | 0 | 0 | 0 | 0 | 0 | 0 | 0 | 0 | 0 | 0 | 0 | 0 | 0 | 0 | 0 | 0 | 0 | 0 | 0 | 0 | 0 | 0 | 0 | 0 | 0 | 0
F2_Industrial_Industrial - Firm_Existing_Process_Natural Gas_Process Heating_E1 | F2 | Industrial | Industrial - Firm | Existing | Process | Natural Gas | Process Heating | E1 | TRC BC Ratio | bar: 2019 to 2051
F2_Industrial_Industrial - Firm_Existing_Process_Natural Gas_Process Heating_E2 | F2 | Industrial | Industrial - Firm | Existing | Process | Natural Gas | Process Heating | E2 | TRC BC Ratio | 0 | 0 | 0 | 0 | 0 | 0 | 0 | 0 | 0 | 0 | 0 | 0 | 0 | 0 | 0 | 0 | 0 | 0 | 0 | 0 | 0 | 0 | 0 | 0 | 0 | 0 | 0 | 0 | 0 | 0 | 0 | 0 | 0
F2_Industrial_Industrial - Firm_Existing_Process_Natural Gas_Process Heating_E3 | F2 | Industrial | Industrial - Firm | Existing | Process | Natural Gas | Process Heating | E3 | TRC BC Ratio | 0 | 0 | 0 | 0 | 0 | 0 | 0 | 0 | 0 | 0 | 0 | 0 | 0 | 0 | 0 | 0 | 0 | 0 | 0 | 0 | 0 | 0 | 0 | 0 | 0 | 0 | 0 | 0 | 0 | 0 | 0 | 0 | 0
F2_Industrial_Industrial - Firm_Existing_Process_Natural Gas_Process Heating_E4 | F2 | Industrial | Industrial - Firm | Existing | Process | Natural Gas | Process Heating | E4 | TRC BC Ratio | 0 | 0 | 0 | 0 | 0 | 0 | 0 | 0 | 0 | 0 | 0 | 0 | 0 | 0 | 0 | 0 | 0 | 0 | 0 | 0 | 0 | 0 | 0 | 0 | 0 | 0 | 0 | 0 | 0 | 0 | 0 | 0 | 0
F2_Industrial_Industrial - Firm_Existing_Process_Natural Gas_Process Heating_E5 | F2 | Industrial | Industrial - Firm | Existing | Process | Natural Gas | Process Heating | E5 | TRC BC Ratio | 0 | 0 | 0 | 0 | 0 | 0 | 0 | 0 | 0 | 0 | 0 | 0 | 0 | 0 | 0 | 0 | 0 | 0 | 0 | 0 | 0 | 0 | 0 | 0 | 0 | 0 | 0 | 0 | 0 | 0 | 0 | 0 | 0
F2_Industrial_Industrial - Firm_Existing_Process_Natural Gas_Process Heating_E6 | F2 | Industrial | Industrial - Firm | Existing | Process | Natural Gas | Process Heating | E6 | TRC BC Ratio | 0 | 0 | 0 | 0 | 0 | 0 | 0 | 0 | 0 | 0 | 0 | 0 | 0 | 0 | 0 | 0 | 0 | 0 | 0 | 0 | 0 | 0 | 0 | 0 | 0 | 0 | 0 | 0 | 0 | 0 | 0 | 0 | 0
F2_Industrial_Industrial - Firm_Existing_Process_Natural Gas_Process Heating_E7 | F2 | Industrial | Industrial - Firm | Existing | Process | Natural Gas | Process Heating | E7 | TRC BC Ratio | 0 | 0 | 0 | 0 | 0 | 0 | 0 | 0 | 0 | 0 | 0 | 0 | 0 | 0 | 0 | 0 | 0 | 0 | 0 | 0 | 0 | 0 | 0 | 0 | 0 | 0 | 0 | 0 | 0 | 0 | 0 | 0 | 0
F2_Industrial_Industrial - Firm_Existing_Process_Natural Gas_Process Heating_E8 | F2 | Industrial | Industrial - Firm | Existing | Process | Natural Gas | Process Heating | E8 | TRC BC Ratio | 0 | 0 | 0 | 0 | 0 | 0 | 0 | 0 | 0 | 0 | 0 | 0 | 0 | 0 | 0 | 0 | 0 | 0 | 0 | 0 | 0 | 0 | 0 | 0 | 0 | 0 | 0 | 0 | 0 | 0 | 0 | 0 | 0
F2_Industrial_Industrial - Firm_Existing_Process_Natural Gas_Process Heating_E9 | F2 | Industrial | Industrial - Firm | Existing | Process | Natural Gas | Process Heating | E9 | TRC BC Ratio | 0 | 0 | 0 | 0 | 0 | 0 | 0 | 0 | 0 | 0 | 0 | 0 | 0 | 0 | 0 | 0 | 0 | 0 | 0 | 0 | 0 | 0 | 0 | 0 | 0 | 0 | 0 | 0 | 0 | 0 | 0 | 0 | 0
F2_Industrial_Industrial - Firm_Existing_Process_Natural Gas_Process Heating_E10 | F2 | Industrial | Industrial - Firm | Existing | Process | Natural Gas | Process Heating | E10 | TRC BC Ratio | 0 | 0 | 0 | 0 | 0 | 0 | 0 | 0 | 0 | 0 | 0 | 0 | 0 | 0 | 0 | 0 | 0 | 0 | 0 | 0 | 0 | 0 | 0 | 0 | 0 | 0 | 0 | 0 | 0 | 0 | 0 | 0 | 0
F3_Industrial_Industrial - Firm_Existing_Process_Natural Gas_Process Heating_E1 | F3 | Industrial | Industrial - Firm | Existing | Process | Natural Gas | Process Heating | E1 | PACT BC Ratio | bar: 2019 to 2051
F3_Industrial_Industrial - Firm_Existing_Process_Natural Gas_Process Heating_E2 | F3 | Industrial | Industrial - Firm | Existing | Process | Natural Gas | Process Heating | E2 | PACT BC Ratio | 0 | 0 | 0 | 0 | 0 | 0 | 0 | 0 | 0 | 0 | 0 | 0 | 0 | 0 | 0 | 0 | 0 | 0 | 0 | 0 | 0 | 0 | 0 | 0 | 0 | 0 | 0 | 0 | 0 | 0 | 0 | 0 | 0
F3_Industrial_Industrial - Firm_Existing_Process_Natural Gas_Process Heating_E3 | F3 | Industrial | Industrial - Firm | Existing | Process | Natural Gas | Process Heating | E3 | PACT BC Ratio | 0 | 0 | 0 | 0 | 0 | 0 | 0 | 0 | 0 | 0 | 0 | 0 | 0 | 0 | 0 | 0 | 0 | 0 | 0 | 0 | 0 | 0 | 0 | 0 | 0 | 0 | 0 | 0 | 0 | 0 | 0 | 0 | 0
F3_Industrial_Industrial - Firm_Existing_Process_Natural Gas_Process Heating_E4 | F3 | Industrial | Industrial - Firm | Existing | Process | Natural Gas | Process Heating | E4 | PACT BC Ratio | 0 | 0 | 0 | 0 | 0 | 0 | 0 | 0 | 0 | 0 | 0 | 0 | 0 | 0 | 0 | 0 | 0 | 0 | 0 | 0 | 0 | 0 | 0 | 0 | 0 | 0 | 0 | 0 | 0 | 0 | 0 | 0 | 0
F3_Industrial_Industrial - Firm_Existing_Process_Natural Gas_Process Heating_E5 | F3 | Industrial | Industrial - Firm | Existing | Process | Natural Gas | Process Heating | E5 | PACT BC Ratio | 0 | 0 | 0 | 0 | 0 | 0 | 0 | 0 | 0 | 0 | 0 | 0 | 0 | 0 | 0 | 0 | 0 | 0 | 0 | 0 | 0 | 0 | 0 | 0 | 0 | 0 | 0 | 0 | 0 | 0 | 0 | 0 | 0
F3_Industrial_Industrial - Firm_Existing_Process_Natural Gas_Process Heating_E6 | F3 | Industrial | Industrial - Firm | Existing | Process | Natural Gas | Process Heating | E6 | PACT BC Ratio | 0 | 0 | 0 | 0 | 0 | 0 | 0 | 0 | 0 | 0 | 0 | 0 | 0 | 0 | 0 | 0 | 0 | 0 | 0 | 0 | 0 | 0 | 0 | 0 | 0 | 0 | 0 | 0 | 0 | 0 | 0 | 0 | 0
F3_Industrial_Industrial - Firm_Existing_Process_Natural Gas_Process Heating_E7 | F3 | Industrial | Industrial - Firm | Existing | Process | Natural Gas | Process Heating | E7 | PACT BC Ratio | 0 | 0 | 0 | 0 | 0 | 0 | 0 | 0 | 0 | 0 | 0 | 0 | 0 | 0 | 0 | 0 | 0 | 0 | 0 | 0 | 0 | 0 | 0 | 0 | 0 | 0 | 0 | 0 | 0 | 0 | 0 | 0 | 0
F3_Industrial_Industrial - Firm_Existing_Process_Natural Gas_Process Heating_E8 | F3 | Industrial | Industrial - Firm | Existing | Process | Natural Gas | Process Heating | E8 | PACT BC Ratio | 0 | 0 | 0 | 0 | 0 | 0 | 0 | 0 | 0 | 0 | 0 | 0 | 0 | 0 | 0 | 0 | 0 | 0 | 0 | 0 | 0 | 0 | 0 | 0 | 0 | 0 | 0 | 0 | 0 | 0 | 0 | 0 | 0
F3_Industrial_Industrial - Firm_Existing_Process_Natural Gas_Process Heating_E9 | F3 | Industrial | Industrial - Firm | Existing | Process | Natural Gas | Process Heating | E9 | PACT BC Ratio | 0 | 0 | 0 | 0 | 0 | 0 | 0 | 0 | 0 | 0 | 0 | 0 | 0 | 0 | 0 | 0 | 0 | 0 | 0 | 0 | 0 | 0 | 0 | 0 | 0 | 0 | 0 | 0 | 0 | 0 | 0 | 0 | 0
F3_Industrial_Industrial - Firm_Existing_Process_Natural Gas_Process Heating_E10 | F3 | Industrial | Industrial - Firm | Existing | Process | Natural Gas | Process Heating | E10 | PACT BC Ratio | 0 | 0 | 0 | 0 | 0 | 0 | 0 | 0 | 0 | 0 | 0 | 0 | 0 | 0 | 0 | 0 | 0 | 0 | 0 | 0 | 0 | 0 | 0 | 0 | 0 | 0 | 0 | 0 | 0 | 0 | 0 | 0 | 0
F4_Industrial_Industrial - Firm_Existing_Process_Natural Gas_Process Heating_E1 | F4 | Industrial | Industrial - Firm | Existing | Process | Natural Gas | Process Heating | E1 | RVT BC Ratio | bar: 2019 to 2051
F4_Industrial_Industrial - Firm_Existing_Process_Natural Gas_Process Heating_E2 | F4 | Industrial | Industrial - Firm | Existing | Process | Natural Gas | Process Heating | E2 | RVT BC Ratio | 0 | 0 | 0 | 0 | 0 | 0 | 0 | 0 | 0 | 0 | 0 | 0 | 0 | 0 | 0 | 0 | 0 | 0 | 0 | 0 | 0 | 0 | 0 | 0 | 0 | 0 | 0 | 0 | 0 | 0 | 0 | 0 | 0
F4_Industrial_Industrial - Firm_Existing_Process_Natural Gas_Process Heating_E3 | F4 | Industrial | Industrial - Firm | Existing | Process | Natural Gas | Process Heating | E3 | RVT BC Ratio | 0 | 0 | 0 | 0 | 0 | 0 | 0 | 0 | 0 | 0 | 0 | 0 | 0 | 0 | 0 | 0 | 0 | 0 | 0 | 0 | 0 | 0 | 0 | 0 | 0 | 0 | 0 | 0 | 0 | 0 | 0 | 0 | 0
F4_Industrial_Industrial - Firm_Existing_Process_Natural Gas_Process Heating_E4 | F4 | Industrial | Industrial - Firm | Existing | Process | Natural Gas | Process Heating | E4 | RVT BC Ratio | 0 | 0 | 0 | 0 | 0 | 0 | 0 | 0 | 0 | 0 | 0 | 0 | 0 | 0 | 0 | 0 | 0 | 0 | 0 | 0 | 0 | 0 | 0 | 0 | 0 | 0 | 0 | 0 | 0 | 0 | 0 | 0 | 0
F4_Industrial_Industrial - Firm_Existing_Process_Natural Gas_Process Heating_E5 | F4 | Industrial | Industrial - Firm | Existing | Process | Natural Gas | Process Heating | E5 | RVT BC Ratio | 0 | 0 | 0 | 0 | 0 | 0 | 0 | 0 | 0 | 0 | 0 | 0 | 0 | 0 | 0 | 0 | 0 | 0 | 0 | 0 | 0 | 0 | 0 | 0 | 0 | 0 | 0 | 0 | 0 | 0 | 0 | 0 | 0
F4_Industrial_Industrial - Firm_Existing_Process_Natural Gas_Process Heating_E6 | F4 | Industrial | Industrial - Firm | Existing | Process | Natural Gas | Process Heating | E6 | RVT BC Ratio | 0 | 0 | 0 | 0 | 0 | 0 | 0 | 0 | 0 | 0 | 0 | 0 | 0 | 0 | 0 | 0 | 0 | 0 | 0 | 0 | 0 | 0 | 0 | 0 | 0 | 0 | 0 | 0 | 0 | 0 | 0 | 0 | 0
F4_Industrial_Industrial - Firm_Existing_Process_Natural Gas_Process Heating_E7 | F4 | Industrial | Industrial - Firm | Existing | Process | Natural Gas | Process Heating | E7 | RVT BC Ratio | 0 | 0 | 0 | 0 | 0 | 0 | 0 | 0 | 0 | 0 | 0 | 0 | 0 | 0 | 0 | 0 | 0 | 0 | 0 | 0 | 0 | 0 | 0 | 0 | 0 | 0 | 0 | 0 | 0 | 0 | 0 | 0 | 0
F4_Industrial_Industrial - Firm_Existing_Process_Natural Gas_Process Heating_E8 | F4 | Industrial | Industrial - Firm | Existing | Process | Natural Gas | Process Heating | E8 | RVT BC Ratio | 0 | 0 | 0 | 0 | 0 | 0 | 0 | 0 | 0 | 0 | 0 | 0 | 0 | 0 | 0 | 0 | 0 | 0 | 0 | 0 | 0 | 0 | 0 | 0 | 0 | 0 | 0 | 0 | 0 | 0 | 0 | 0 | 0
F4_Industrial_Industrial - Firm_Existing_Process_Natural Gas_Process Heating_E9 | F4 | Industrial | Industrial - Firm | Existing | Process | Natural Gas | Process Heating | E9 | RVT BC Ratio | 0 | 0 | 0 | 0 | 0 | 0 | 0 | 0 | 0 | 0 | 0 | 0 | 0 | 0 | 0 | 0 | 0 | 0 | 0 | 0 | 0 | 0 | 0 | 0 | 0 | 0 | 0 | 0 | 0 | 0 | 0 | 0 | 0
F4_Industrial_Industrial - Firm_Existing_Process_Natural Gas_Process Heating_E10 | F4 | Industrial | Industrial - Firm | Existing | Process | Natural Gas | Process Heating | E10 | RVT BC Ratio | 0 | 0 | 0 | 0 | 0 | 0 | 0 | 0 | 0 | 0 | 0 | 0 | 0 | 0 | 0 | 0 | 0 | 0 | 0 | 0 | 0 | 0 | 0 | 0 | 0 | 0 | 0 | 0 | 0 | 0 | 0 | 0 | 0
F5_Industrial_Industrial - Firm_Existing_Process_Natural Gas_Process Heating_E1 | F5 | Industrial | Industrial - Firm | Existing | Process | Natural Gas | Process Heating | E1 | RIM BC Ratio | bar: 2019 to 2051
F5_Industrial_Industrial - Firm_Existing_Process_Natural Gas_Process Heating_E2 | F5 | Industrial | Industrial - Firm | Existing | Process | Natural Gas | Process Heating | E2 | RIM BC Ratio | 0 | 0 | 0 | 0 | 0 | 0 | 0 | 0 | 0 | 0 | 0 | 0 | 0 | 0 | 0 | 0 | 0 | 0 | 0 | 0 | 0 | 0 | 0 | 0 | 0 | 0 | 0 | 0 | 0 | 0 | 0 | 0 | 0
F5_Industrial_Industrial - Firm_Existing_Process_Natural Gas_Process Heating_E3 | F5 | Industrial | Industrial - Firm | Existing | Process | Natural Gas | Process Heating | E3 | RIM BC Ratio | 0 | 0 | 0 | 0 | 0 | 0 | 0 | 0 | 0 | 0 | 0 | 0 | 0 | 0 | 0 | 0 | 0 | 0 | 0 | 0 | 0 | 0 | 0 | 0 | 0 | 0 | 0 | 0 | 0 | 0 | 0 | 0 | 0
F5_Industrial_Industrial - Firm_Existing_Process_Natural Gas_Process Heating_E4 | F5 | Industrial | Industrial - Firm | Existing | Process | Natural Gas | Process Heating | E4 | RIM BC Ratio | 0 | 0 | 0 | 0 | 0 | 0 | 0 | 0 | 0 | 0 | 0 | 0 | 0 | 0 | 0 | 0 | 0 | 0 | 0 | 0 | 0 | 0 | 0 | 0 | 0 | 0 | 0 | 0 | 0 | 0 | 0 | 0 | 0
F5_Industrial_Industrial - Firm_Existing_Process_Natural Gas_Process Heating_E5 | F5 | Industrial | Industrial - Firm | Existing | Process | Natural Gas | Process Heating | E5 | RIM BC Ratio | 0 | 0 | 0 | 0 | 0 | 0 | 0 | 0 | 0 | 0 | 0 | 0 | 0 | 0 | 0 | 0 | 0 | 0 | 0 | 0 | 0 | 0 | 0 | 0 | 0 | 0 | 0 | 0 | 0 | 0 | 0 | 0 | 0
F5_Industrial_Industrial - Firm_Existing_Process_Natural Gas_Process Heating_E6 | F5 | Industrial | Industrial - Firm | Existing | Process | Natural Gas | Process Heating | E6 | RIM BC Ratio | 0 | 0 | 0 | 0 | 0 | 0 | 0 | 0 | 0 | 0 | 0 | 0 | 0 | 0 | 0 | 0 | 0 | 0 | 0 | 0 | 0 | 0 | 0 | 0 | 0 | 0 | 0 | 0 | 0 | 0 | 0 | 0 | 0
F5_Industrial_Industrial - Firm_Existing_Process_Natural Gas_Process Heating_E7 | F5 | Industrial | Industrial - Firm | Existing | Process | Natural Gas | Process Heating | E7 | RIM BC Ratio | 0 | 0 | 0 | 0 | 0 | 0 | 0 | 0 | 0 | 0 | 0 | 0 | 0 | 0 | 0 | 0 | 0 | 0 | 0 | 0 | 0 | 0 | 0 | 0 | 0 | 0 | 0 | 0 | 0 | 0 | 0 | 0 | 0
F5_Industrial_Industrial - Firm_Existing_Process_Natural Gas_Process Heating_E8 | F5 | Industrial | Industrial - Firm | Existing | Process | Natural Gas | Process Heating | E8 | RIM BC Ratio | 0 | 0 | 0 | 0 | 0 | 0 | 0 | 0 | 0 | 0 | 0 | 0 | 0 | 0 | 0 | 0 | 0 | 0 | 0 | 0 | 0 | 0 | 0 | 0 | 0 | 0 | 0 | 0 | 0 | 0 | 0 | 0 | 0
F5_Industrial_Industrial - Firm_Existing_Process_Natural Gas_Process Heating_E9 | F5 | Industrial | Industrial - Firm | Existing | Process | Natural Gas | Process Heating | E9 | RIM BC Ratio | 0 | 0 | 0 | 0 | 0 | 0 | 0 | 0 | 0 | 0 | 0 | 0 | 0 | 0 | 0 | 0 | 0 | 0 | 0 | 0 | 0 | 0 | 0 | 0 | 0 | 0 | 0 | 0 | 0 | 0 | 0 | 0 | 0
F5_Industrial_Industrial - Firm_Existing_Process_Natural Gas_Process Heating_E10 | F5 | Industrial | Industrial - Firm | Existing | Process | Natural Gas | Process Heating | E10 | RIM BC Ratio | 0 | 0 | 0 | 0 | 0 | 0 | 0 | 0 | 0 | 0 | 0 | 0 | 0 | 0 | 0 | 0 | 0 | 0 | 0 | 0 | 0 | 0 | 0 | 0 | 0 | 0 | 0 | 0 | 0 | 0 | 0 | 0 | 0
F0_Industrial_Industrial - Firm_Existing_Process_Natural Gas_Process Boiler_E0 | F0 | Industrial | Industrial - Firm | Existing | Process | Natural Gas | Process Boiler | E0 | Economic Unit | EF .80 | EF .80 | EF .80 | EF .80 | EF .80 | EF .80 | EF .80 | EF .80 | EF .80 | EF .80 | EF .80 | EF .80 | EF .80 | EF .80 | EF .80 | EF .80 | EF .80 | EF .80 | EF .80 | EF .80 | EF .80 | EF .80 | EF .80 | EF .80 | EF .80 | EF .80 | EF .80 | EF .80 | EF .80 | EF .80 | EF .80 | EF .80 | EF .80
F1_Industrial_Industrial - Firm_Existing_Process_Natural Gas_Process Boiler_E1 | F1 | Industrial | Industrial - Firm | Existing | Process | Natural Gas | Process Boiler | E1 | CCE | 0 | 0 | 0 | 0 | 0 | 0 | 0 | 0 | 0 | 0 | 0 | 0 | 0 | 0 | 0 | 0 | 0 | 0 | 0 | 0 | 0 | 0 | 0 | 0 | 0 | 0 | 0 | 0 | 0 | 0 | 0 | 0 | 0
F1_Industrial_Industrial - Firm_Existing_Process_Natural Gas_Process Boiler_E2 | F1 | Industrial | Industrial - Firm | Existing | Process | Natural Gas | Process Boiler | E2 | CCE | 0 | 0 | 0 | 0 | 0 | 0 | 0 | 0 | 0 | 0 | 0 | 0 | 0 | 0 | 0 | 0 | 0 | 0 | 0 | 0 | 0 | 0 | 0 | 0 | 0 | 0 | 0 | 0 | 0 | 0 | 0 | 0 | 0
F1_Industrial_Industrial - Firm_Existing_Process_Natural Gas_Process Boiler_E3 | F1 | Industrial | Industrial - Firm | Existing | Process | Natural Gas | Process Boiler | E3 | CCE | 0 | 0 | 0 | 0 | 0 | 0 | 0 | 0 | 0 | 0 | 0 | 0 | 0 | 0 | 0 | 0 | 0 | 0 | 0 | 0 | 0 | 0 | 0 | 0 | 0 | 0 | 0 | 0 | 0 | 0 | 0 | 0 | 0
F1_Industrial_Industrial - Firm_Existing_Process_Natural Gas_Process Boiler_E4 | F1 | Industrial | Industrial - Firm | Existing | Process | Natural Gas | Process Boiler | E4 | CCE | 0 | 0 | 0 | 0 | 0 | 0 | 0 | 0 | 0 | 0 | 0 | 0 | 0 | 0 | 0 | 0 | 0 | 0 | 0 | 0 | 0 | 0 | 0 | 0 | 0 | 0 | 0 | 0 | 0 | 0 | 0 | 0 | 0
F1_Industrial_Industrial - Firm_Existing_Process_Natural Gas_Process Boiler_E5 | F1 | Industrial | Industrial - Firm | Existing | Process | Natural Gas | Process Boiler | E5 | CCE | 0 | 0 | 0 | 0 | 0 | 0 | 0 | 0 | 0 | 0 | 0 | 0 | 0 | 0 | 0 | 0 | 0 | 0 | 0 | 0 | 0 | 0 | 0 | 0 | 0 | 0 | 0 | 0 | 0 | 0 | 0 | 0 | 0
F1_Industrial_Industrial - Firm_Existing_Process_Natural Gas_Process Boiler_E6 | F1 | Industrial | Industrial - Firm | Existing | Process | Natural Gas | Process Boiler | E6 | CCE | 0 | 0 | 0 | 0 | 0 | 0 | 0 | 0 | 0 | 0 | 0 | 0 | 0 | 0 | 0 | 0 | 0 | 0 | 0 | 0 | 0 | 0 | 0 | 0 | 0 | 0 | 0 | 0 | 0 | 0 | 0 | 0 | 0
F1_Industrial_Industrial - Firm_Existing_Process_Natural Gas_Process Boiler_E7 | F1 | Industrial | Industrial - Firm | Existing | Process | Natural Gas | Process Boiler | E7 | CCE | 0 | 0 | 0 | 0 | 0 | 0 | 0 | 0 | 0 | 0 | 0 | 0 | 0 | 0 | 0 | 0 | 0 | 0 | 0 | 0 | 0 | 0 | 0 | 0 | 0 | 0 | 0 | 0 | 0 | 0 | 0 | 0 | 0
F1_Industrial_Industrial - Firm_Existing_Process_Natural Gas_Process Boiler_E8 | F1 | Industrial | Industrial - Firm | Existing | Process | Natural Gas | Process Boiler | E8 | CCE | 0 | 0 | 0 | 0 | 0 | 0 | 0 | 0 | 0 | 0 | 0 | 0 | 0 | 0 | 0 | 0 | 0 | 0 | 0 | 0 | 0 | 0 | 0 | 0 | 0 | 0 | 0 | 0 | 0 | 0 | 0 | 0 | 0
F1_Industrial_Industrial - Firm_Existing_Process_Natural Gas_Process Boiler_E9 | F1 | Industrial | Industrial - Firm | Existing | Process | Natural Gas | Process Boiler | E9 | CCE | 0 | 0 | 0 | 0 | 0 | 0 | 0 | 0 | 0 | 0 | 0 | 0 | 0 | 0 | 0 | 0 | 0 | 0 | 0 | 0 | 0 | 0 | 0 | 0 | 0 | 0 | 0 | 0 | 0 | 0 | 0 | 0 | 0
F1_Industrial_Industrial - Firm_Existing_Process_Natural Gas_Process Boiler_E10 | F1 | Industrial | Industrial - Firm | Existing | Process | Natural Gas | Process Boiler | E10 | CCE | 0 | 0 | 0 | 0 | 0 | 0 | 0 | 0 | 0 | 0 | 0 | 0 | 0 | 0 | 0 | 0 | 0 | 0 | 0 | 0 | 0 | 0 | 0 | 0 | 0 | 0 | 0 | 0 | 0 | 0 | 0 | 0 | 0
F2_Industrial_Industrial - Firm_Existing_Process_Natural Gas_Process Boiler_E1 | F2 | Industrial | Industrial - Firm | Existing | Process | Natural Gas | Process Boiler | E1 | TRC BC Ratio | bar: 2019 to 2051
F2_Industrial_Industrial - Firm_Existing_Process_Natural Gas_Process Boiler_E2 | F2 | Industrial | Industrial - Firm | Existing | Process | Natural Gas | Process Boiler | E2 | TRC BC Ratio | 0 | 0 | 0 | 0 | 0 | 0 | 0 | 0 | 0 | 0 | 0 | 0 | 0 | 0 | 0 | 0 | 0 | 0 | 0 | 0 | 0 | 0 | 0 | 0 | 0 | 0 | 0 | 0 | 0 | 0 | 0 | 0 | 0
F2_Industrial_Industrial - Firm_Existing_Process_Natural Gas_Process Boiler_E3 | F2 | Industrial | Industrial - Firm | Existing | Process | Natural Gas | Process Boiler | E3 | TRC BC Ratio | 0 | 0 | 0 | 0 | 0 | 0 | 0 | 0 | 0 | 0 | 0 | 0 | 0 | 0 | 0 | 0 | 0 | 0 | 0 | 0 | 0 | 0 | 0 | 0 | 0 | 0 | 0 | 0 | 0 | 0 | 0 | 0 | 0
F2_Industrial_Industrial - Firm_Existing_Process_Natural Gas_Process Boiler_E4 | F2 | Industrial | Industrial - Firm | Existing | Process | Natural Gas | Process Boiler | E4 | TRC BC Ratio | 0 | 0 | 0 | 0 | 0 | 0 | 0 | 0 | 0 | 0 | 0 | 0 | 0 | 0 | 0 | 0 | 0 | 0 | 0 | 0 | 0 | 0 | 0 | 0 | 0 | 0 | 0 | 0 | 0 | 0 | 0 | 0 | 0
F2_Industrial_Industrial - Firm_Existing_Process_Natural Gas_Process Boiler_E5 | F2 | Industrial | Industrial - Firm | Existing | Process | Natural Gas | Process Boiler | E5 | TRC BC Ratio | 0 | 0 | 0 | 0 | 0 | 0 | 0 | 0 | 0 | 0 | 0 | 0 | 0 | 0 | 0 | 0 | 0 | 0 | 0 | 0 | 0 | 0 | 0 | 0 | 0 | 0 | 0 | 0 | 0 | 0 | 0 | 0 | 0
F2_Industrial_Industrial - Firm_Existing_Process_Natural Gas_Process Boiler_E6 | F2 | Industrial | Industrial - Firm | Existing | Process | Natural Gas | Process Boiler | E6 | TRC BC Ratio | 0 | 0 | 0 | 0 | 0 | 0 | 0 | 0 | 0 | 0 | 0 | 0 | 0 | 0 | 0 | 0 | 0 | 0 | 0 | 0 | 0 | 0 | 0 | 0 | 0 | 0 | 0 | 0 | 0 | 0 | 0 | 0 | 0
F2_Industrial_Industrial - Firm_Existing_Process_Natural Gas_Process Boiler_E7 | F2 | Industrial | Industrial - Firm | Existing | Process | Natural Gas | Process Boiler | E7 | TRC BC Ratio | 0 | 0 | 0 | 0 | 0 | 0 | 0 | 0 | 0 | 0 | 0 | 0 | 0 | 0 | 0 | 0 | 0 | 0 | 0 | 0 | 0 | 0 | 0 | 0 | 0 | 0 | 0 | 0 | 0 | 0 | 0 | 0 | 0
F2_Industrial_Industrial - Firm_Existing_Process_Natural Gas_Process Boiler_E8 | F2 | Industrial | Industrial - Firm | Existing | Process | Natural Gas | Process Boiler | E8 | TRC BC Ratio | 0 | 0 | 0 | 0 | 0 | 0 | 0 | 0 | 0 | 0 | 0 | 0 | 0 | 0 | 0 | 0 | 0 | 0 | 0 | 0 | 0 | 0 | 0 | 0 | 0 | 0 | 0 | 0 | 0 | 0 | 0 | 0 | 0
F2_Industrial_Industrial - Firm_Existing_Process_Natural Gas_Process Boiler_E9 | F2 | Industrial | Industrial - Firm | Existing | Process | Natural Gas | Process Boiler | E9 | TRC BC Ratio | 0 | 0 | 0 | 0 | 0 | 0 | 0 | 0 | 0 | 0 | 0 | 0 | 0 | 0 | 0 | 0 | 0 | 0 | 0 | 0 | 0 | 0 | 0 | 0 | 0 | 0 | 0 | 0 | 0 | 0 | 0 | 0 | 0
F2_Industrial_Industrial - Firm_Existing_Process_Natural Gas_Process Boiler_E10 | F2 | Industrial | Industrial - Firm | Existing | Process | Natural Gas | Process Boiler | E10 | TRC BC Ratio | 0 | 0 | 0 | 0 | 0 | 0 | 0 | 0 | 0 | 0 | 0 | 0 | 0 | 0 | 0 | 0 | 0 | 0 | 0 | 0 | 0 | 0 | 0 | 0 | 0 | 0 | 0 | 0 | 0 | 0 | 0 | 0 | 0
F3_Industrial_Industrial - Firm_Existing_Process_Natural Gas_Process Boiler_E1 | F3 | Industrial | Industrial - Firm | Existing | Process | Natural Gas | Process Boiler | E1 | PACT BC Ratio | bar: 2019 to 2051
F3_Industrial_Industrial - Firm_Existing_Process_Natural Gas_Process Boiler_E2 | F3 | Industrial | Industrial - Firm | Existing | Process | Natural Gas | Process Boiler | E2 | PACT BC Ratio | 0 | 0 | 0 | 0 | 0 | 0 | 0 | 0 | 0 | 0 | 0 | 0 | 0 | 0 | 0 | 0 | 0 | 0 | 0 | 0 | 0 | 0 | 0 | 0 | 0 | 0 | 0 | 0 | 0 | 0 | 0 | 0 | 0
F3_Industrial_Industrial - Firm_Existing_Process_Natural Gas_Process Boiler_E3 | F3 | Industrial | Industrial - Firm | Existing | Process | Natural Gas | Process Boiler | E3 | PACT BC Ratio | 0 | 0 | 0 | 0 | 0 | 0 | 0 | 0 | 0 | 0 | 0 | 0 | 0 | 0 | 0 | 0 | 0 | 0 | 0 | 0 | 0 | 0 | 0 | 0 | 0 | 0 | 0 | 0 | 0 | 0 | 0 | 0 | 0
F3_Industrial_Industrial - Firm_Existing_Process_Natural Gas_Process Boiler_E4 | F3 | Industrial | Industrial - Firm | Existing | Process | Natural Gas | Process Boiler | E4 | PACT BC Ratio | 0 | 0 | 0 | 0 | 0 | 0 | 0 | 0 | 0 | 0 | 0 | 0 | 0 | 0 | 0 | 0 | 0 | 0 | 0 | 0 | 0 | 0 | 0 | 0 | 0 | 0 | 0 | 0 | 0 | 0 | 0 | 0 | 0
F3_Industrial_Industrial - Firm_Existing_Process_Natural Gas_Process Boiler_E5 | F3 | Industrial | Industrial - Firm | Existing | Process | Natural Gas | Process Boiler | E5 | PACT BC Ratio | 0 | 0 | 0 | 0 | 0 | 0 | 0 | 0 | 0 | 0 | 0 | 0 | 0 | 0 | 0 | 0 | 0 | 0 | 0 | 0 | 0 | 0 | 0 | 0 | 0 | 0 | 0 | 0 | 0 | 0 | 0 | 0 | 0
F3_Industrial_Industrial - Firm_Existing_Process_Natural Gas_Process Boiler_E6 | F3 | Industrial | Industrial - Firm | Existing | Process | Natural Gas | Process Boiler | E6 | PACT BC Ratio | 0 | 0 | 0 | 0 | 0 | 0 | 0 | 0 | 0 | 0 | 0 | 0 | 0 | 0 | 0 | 0 | 0 | 0 | 0 | 0 | 0 | 0 | 0 | 0 | 0 | 0 | 0 | 0 | 0 | 0 | 0 | 0 | 0
F3_Industrial_Industrial - Firm_Existing_Process_Natural Gas_Process Boiler_E7 | F3 | Industrial | Industrial - Firm | Existing | Process | Natural Gas | Process Boiler | E7 | PACT BC Ratio | 0 | 0 | 0 | 0 | 0 | 0 | 0 | 0 | 0 | 0 | 0 | 0 | 0 | 0 | 0 | 0 | 0 | 0 | 0 | 0 | 0 | 0 | 0 | 0 | 0 | 0 | 0 | 0 | 0 | 0 | 0 | 0 | 0
F3_Industrial_Industrial - Firm_Existing_Process_Natural Gas_Process Boiler_E8 | F3 | Industrial | Industrial - Firm | Existing | Process | Natural Gas | Process Boiler | E8 | PACT BC Ratio | 0 | 0 | 0 | 0 | 0 | 0 | 0 | 0 | 0 | 0 | 0 | 0 | 0 | 0 | 0 | 0 | 0 | 0 | 0 | 0 | 0 | 0 | 0 | 0 | 0 | 0 | 0 | 0 | 0 | 0 | 0 | 0 | 0
F3_Industrial_Industrial - Firm_Existing_Process_Natural Gas_Process Boiler_E9 | F3 | Industrial | Industrial - Firm | Existing | Process | Natural Gas | Process Boiler | E9 | PACT BC Ratio | 0 | 0 | 0 | 0 | 0 | 0 | 0 | 0 | 0 | 0 | 0 | 0 | 0 | 0 | 0 | 0 | 0 | 0 | 0 | 0 | 0 | 0 | 0 | 0 | 0 | 0 | 0 | 0 | 0 | 0 | 0 | 0 | 0
F3_Industrial_Industrial - Firm_Existing_Process_Natural Gas_Process Boiler_E10 | F3 | Industrial | Industrial - Firm | Existing | Process | Natural Gas | Process Boiler | E10 | PACT BC Ratio | 0 | 0 | 0 | 0 | 0 | 0 | 0 | 0 | 0 | 0 | 0 | 0 | 0 | 0 | 0 | 0 | 0 | 0 | 0 | 0 | 0 | 0 | 0 | 0 | 0 | 0 | 0 | 0 | 0 | 0 | 0 | 0 | 0
F4_Industrial_Industrial - Firm_Existing_Process_Natural Gas_Process Boiler_E1 | F4 | Industrial | Industrial - Firm | Existing | Process | Natural Gas | Process Boiler | E1 | RVT BC Ratio | bar: 2019 to 2051
F4_Industrial_Industrial - Firm_Existing_Process_Natural Gas_Process Boiler_E2 | F4 | Industrial | Industrial - Firm | Existing | Process | Natural Gas | Process Boiler | E2 | RVT BC Ratio | 0 | 0 | 0 | 0 | 0 | 0 | 0 | 0 | 0 | 0 | 0 | 0 | 0 | 0 | 0 | 0 | 0 | 0 | 0 | 0 | 0 | 0 | 0 | 0 | 0 | 0 | 0 | 0 | 0 | 0 | 0 | 0 | 0
F4_Industrial_Industrial - Firm_Existing_Process_Natural Gas_Process Boiler_E3 | F4 | Industrial | Industrial - Firm | Existing | Process | Natural Gas | Process Boiler | E3 | RVT BC Ratio | 0 | 0 | 0 | 0 | 0 | 0 | 0 | 0 | 0 | 0 | 0 | 0 | 0 | 0 | 0 | 0 | 0 | 0 | 0 | 0 | 0 | 0 | 0 | 0 | 0 | 0 | 0 | 0 | 0 | 0 | 0 | 0 | 0
F4_Industrial_Industrial - Firm_Existing_Process_Natural Gas_Process Boiler_E4 | F4 | Industrial | Industrial - Firm | Existing | Process | Natural Gas | Process Boiler | E4 | RVT BC Ratio | 0 | 0 | 0 | 0 | 0 | 0 | 0 | 0 | 0 | 0 | 0 | 0 | 0 | 0 | 0 | 0 | 0 | 0 | 0 | 0 | 0 | 0 | 0 | 0 | 0 | 0 | 0 | 0 | 0 | 0 | 0 | 0 | 0
F4_Industrial_Industrial - Firm_Existing_Process_Natural Gas_Process Boiler_E5 | F4 | Industrial | Industrial - Firm | Existing | Process | Natural Gas | Process Boiler | E5 | RVT BC Ratio | 0 | 0 | 0 | 0 | 0 | 0 | 0 | 0 | 0 | 0 | 0 | 0 | 0 | 0 | 0 | 0 | 0 | 0 | 0 | 0 | 0 | 0 | 0 | 0 | 0 | 0 | 0 | 0 | 0 | 0 | 0 | 0 | 0
F4_Industrial_Industrial - Firm_Existing_Process_Natural Gas_Process Boiler_E6 | F4 | Industrial | Industrial - Firm | Existing | Process | Natural Gas | Process Boiler | E6 | RVT BC Ratio | 0 | 0 | 0 | 0 | 0 | 0 | 0 | 0 | 0 | 0 | 0 | 0 | 0 | 0 | 0 | 0 | 0 | 0 | 0 | 0 | 0 | 0 | 0 | 0 | 0 | 0 | 0 | 0 | 0 | 0 | 0 | 0 | 0
F4_Industrial_Industrial - Firm_Existing_Process_Natural Gas_Process Boiler_E7 | F4 | Industrial | Industrial - Firm | Existing | Process | Natural Gas | Process Boiler | E7 | RVT BC Ratio | 0 | 0 | 0 | 0 | 0 | 0 | 0 | 0 | 0 | 0 | 0 | 0 | 0 | 0 | 0 | 0 | 0 | 0 | 0 | 0 | 0 | 0 | 0 | 0 | 0 | 0 | 0 | 0 | 0 | 0 | 0 | 0 | 0
F4_Industrial_Industrial - Firm_Existing_Process_Natural Gas_Process Boiler_E8 | F4 | Industrial | Industrial - Firm | Existing | Process | Natural Gas | Process Boiler | E8 | RVT BC Ratio | 0 | 0 | 0 | 0 | 0 | 0 | 0 | 0 | 0 | 0 | 0 | 0 | 0 | 0 | 0 | 0 | 0 | 0 | 0 | 0 | 0 | 0 | 0 | 0 | 0 | 0 | 0 | 0 | 0 | 0 | 0 | 0 | 0
F4_Industrial_Industrial - Firm_Existing_Process_Natural Gas_Process Boiler_E9 | F4 | Industrial | Industrial - Firm | Existing | Process | Natural Gas | Process Boiler | E9 | RVT BC Ratio | 0 | 0 | 0 | 0 | 0 | 0 | 0 | 0 | 0 | 0 | 0 | 0 | 0 | 0 | 0 | 0 | 0 | 0 | 0 | 0 | 0 | 0 | 0 | 0 | 0 | 0 | 0 | 0 | 0 | 0 | 0 | 0 | 0
F4_Industrial_Industrial - Firm_Existing_Process_Natural Gas_Process Boiler_E10 | F4 | Industrial | Industrial - Firm | Existing | Process | Natural Gas | Process Boiler | E10 | RVT BC Ratio | 0 | 0 | 0 | 0 | 0 | 0 | 0 | 0 | 0 | 0 | 0 | 0 | 0 | 0 | 0 | 0 | 0 | 0 | 0 | 0 | 0 | 0 | 0 | 0 | 0 | 0 | 0 | 0 | 0 | 0 | 0 | 0 | 0
F5_Industrial_Industrial - Firm_Existing_Process_Natural Gas_Process Boiler_E1 | F5 | Industrial | Industrial - Firm | Existing | Process | Natural Gas | Process Boiler | E1 | RIM BC Ratio | bar: 2019 to 2051
F5_Industrial_Industrial - Firm_Existing_Process_Natural Gas_Process Boiler_E2 | F5 | Industrial | Industrial - Firm | Existing | Process | Natural Gas | Process Boiler | E2 | RIM BC Ratio | 0 | 0 | 0 | 0 | 0 | 0 | 0 | 0 | 0 | 0 | 0 | 0 | 0 | 0 | 0 | 0 | 0 | 0 | 0 | 0 | 0 | 0 | 0 | 0 | 0 | 0 | 0 | 0 | 0 | 0 | 0 | 0 | 0
F5_Industrial_Industrial - Firm_Existing_Process_Natural Gas_Process Boiler_E3 | F5 | Industrial | Industrial - Firm | Existing | Process | Natural Gas | Process Boiler | E3 | RIM BC Ratio | 0 | 0 | 0 | 0 | 0 | 0 | 0 | 0 | 0 | 0 | 0 | 0 | 0 | 0 | 0 | 0 | 0 | 0 | 0 | 0 | 0 | 0 | 0 | 0 | 0 | 0 | 0 | 0 | 0 | 0 | 0 | 0 | 0
F5_Industrial_Industrial - Firm_Existing_Process_Natural Gas_Process Boiler_E4 | F5 | Industrial | Industrial - Firm | Existing | Process | Natural Gas | Process Boiler | E4 | RIM BC Ratio | 0 | 0 | 0 | 0 | 0 | 0 | 0 | 0 | 0 | 0 | 0 | 0 | 0 | 0 | 0 | 0 | 0 | 0 | 0 | 0 | 0 | 0 | 0 | 0 | 0 | 0 | 0 | 0 | 0 | 0 | 0 | 0 | 0
F5_Industrial_Industrial - Firm_Existing_Process_Natural Gas_Process Boiler_E5 | F5 | Industrial | Industrial - Firm | Existing | Process | Natural Gas | Process Boiler | E5 | RIM BC Ratio | 0 | 0 | 0 | 0 | 0 | 0 | 0 | 0 | 0 | 0 | 0 | 0 | 0 | 0 | 0 | 0 | 0 | 0 | 0 | 0 | 0 | 0 | 0 | 0 | 0 | 0 | 0 | 0 | 0 | 0 | 0 | 0 | 0
F5_Industrial_Industrial - Firm_Existing_Process_Natural Gas_Process Boiler_E6 | F5 | Industrial | Industrial - Firm | Existing | Process | Natural Gas | Process Boiler | E6 | RIM BC Ratio | 0 | 0 | 0 | 0 | 0 | 0 | 0 | 0 | 0 | 0 | 0 | 0 | 0 | 0 | 0 | 0 | 0 | 0 | 0 | 0 | 0 | 0 | 0 | 0 | 0 | 0 | 0 | 0 | 0 | 0 | 0 | 0 | 0
F5_Industrial_Industrial - Firm_Existing_Process_Natural Gas_Process Boiler_E7 | F5 | Industrial | Industrial - Firm | Existing | Process | Natural Gas | Process Boiler | E7 | RIM BC Ratio | 0 | 0 | 0 | 0 | 0 | 0 | 0 | 0 | 0 | 0 | 0 | 0 | 0 | 0 | 0 | 0 | 0 | 0 | 0 | 0 | 0 | 0 | 0 | 0 | 0 | 0 | 0 | 0 | 0 | 0 | 0 | 0 | 0
F5_Industrial_Industrial - Firm_Existing_Process_Natural Gas_Process Boiler_E8 | F5 | Industrial | Industrial - Firm | Existing | Process | Natural Gas | Process Boiler | E8 | RIM BC Ratio | 0 | 0 | 0 | 0 | 0 | 0 | 0 | 0 | 0 | 0 | 0 | 0 | 0 | 0 | 0 | 0 | 0 | 0 | 0 | 0 | 0 | 0 | 0 | 0 | 0 | 0 | 0 | 0 | 0 | 0 | 0 | 0 | 0
F5_Industrial_Industrial - Firm_Existing_Process_Natural Gas_Process Boiler_E9 | F5 | Industrial | Industrial - Firm | Existing | Process | Natural Gas | Process Boiler | E9 | RIM BC Ratio | 0 | 0 | 0 | 0 | 0 | 0 | 0 | 0 | 0 | 0 | 0 | 0 | 0 | 0 | 0 | 0 | 0 | 0 | 0 | 0 | 0 | 0 | 0 | 0 | 0 | 0 | 0 | 0 | 0 | 0 | 0 | 0 | 0
F5_Industrial_Industrial - Firm_Existing_Process_Natural Gas_Process Boiler_E10 | F5 | Industrial | Industrial - Firm | Existing | Process | Natural Gas | Process Boiler | E10 | RIM BC Ratio | 0 | 0 | 0 | 0 | 0 | 0 | 0 | 0 | 0 | 0 | 0 | 0 | 0 | 0 | 0 | 0 | 0 | 0 | 0 | 0 | 0 | 0 | 0 | 0 | 0 | 0 | 0 | 0 | 0 | 0 | 0 | 0 | 0
F0_Industrial_Industrial - Firm_Existing_Process_Natural Gas_Process Cooling_E0 | F0 | Industrial | Industrial - Firm | Existing | Process | Natural Gas | Process Cooling | E0 | Economic Unit | Standard | Standard | Standard | Standard | Standard | Standard | Standard | Standard | Standard | Standard | Standard | Standard | Standard | Standard | Standard | Standard | Standard | Standard | Standard | Standard | Standard | Standard | Standard | Standard | Standard | Standard | Standard | Standard | Standard | Standard | Standard | Standard | Standard
F1_Industrial_Industrial - Firm_Existing_Process_Natural Gas_Process Cooling_E1 | F1 | Industrial | Industrial - Firm | Existing | Process | Natural Gas | Process Cooling | E1 | CCE | 0 | 0 | 0 | 0 | 0 | 0 | 0 | 0 | 0 | 0 | 0 | 0 | 0 | 0 | 0 | 0 | 0 | 0 | 0 | 0 | 0 | 0 | 0 | 0 | 0 | 0 | 0 | 0 | 0 | 0 | 0 | 0 | 0
F1_Industrial_Industrial - Firm_Existing_Process_Natural Gas_Process Cooling_E2 | F1 | Industrial | Industrial - Firm | Existing | Process | Natural Gas | Process Cooling | E2 | CCE | 0 | 0 | 0 | 0 | 0 | 0 | 0 | 0 | 0 | 0 | 0 | 0 | 0 | 0 | 0 | 0 | 0 | 0 | 0 | 0 | 0 | 0 | 0 | 0 | 0 | 0 | 0 | 0 | 0 | 0 | 0 | 0 | 0
F1_Industrial_Industrial - Firm_Existing_Process_Natural Gas_Process Cooling_E3 | F1 | Industrial | Industrial - Firm | Existing | Process | Natural Gas | Process Cooling | E3 | CCE | 0 | 0 | 0 | 0 | 0 | 0 | 0 | 0 | 0 | 0 | 0 | 0 | 0 | 0 | 0 | 0 | 0 | 0 | 0 | 0 | 0 | 0 | 0 | 0 | 0 | 0 | 0 | 0 | 0 | 0 | 0 | 0 | 0
F1_Industrial_Industrial - Firm_Existing_Process_Natural Gas_Process Cooling_E4 | F1 | Industrial | Industrial - Firm | Existing | Process | Natural Gas | Process Cooling | E4 | CCE | 0 | 0 | 0 | 0 | 0 | 0 | 0 | 0 | 0 | 0 | 0 | 0 | 0 | 0 | 0 | 0 | 0 | 0 | 0 | 0 | 0 | 0 | 0 | 0 | 0 | 0 | 0 | 0 | 0 | 0 | 0 | 0 | 0
F1_Industrial_Industrial - Firm_Existing_Process_Natural Gas_Process Cooling_E5 | F1 | Industrial | Industrial - Firm | Existing | Process | Natural Gas | Process Cooling | E5 | CCE | 0 | 0 | 0 | 0 | 0 | 0 | 0 | 0 | 0 | 0 | 0 | 0 | 0 | 0 | 0 | 0 | 0 | 0 | 0 | 0 | 0 | 0 | 0 | 0 | 0 | 0 | 0 | 0 | 0 | 0 | 0 | 0 | 0
F1_Industrial_Industrial - Firm_Existing_Process_Natural Gas_Process Cooling_E6 | F1 | Industrial | Industrial - Firm | Existing | Process | Natural Gas | Process Cooling | E6 | CCE | 0 | 0 | 0 | 0 | 0 | 0 | 0 | 0 | 0 | 0 | 0 | 0 | 0 | 0 | 0 | 0 | 0 | 0 | 0 | 0 | 0 | 0 | 0 | 0 | 0 | 0 | 0 | 0 | 0 | 0 | 0 | 0 | 0
F1_Industrial_Industrial - Firm_Existing_Process_Natural Gas_Process Cooling_E7 | F1 | Industrial | Industrial - Firm | Existing | Process | Natural Gas | Process Cooling | E7 | CCE | 0 | 0 | 0 | 0 | 0 | 0 | 0 | 0 | 0 | 0 | 0 | 0 | 0 | 0 | 0 | 0 | 0 | 0 | 0 | 0 | 0 | 0 | 0 | 0 | 0 | 0 | 0 | 0 | 0 | 0 | 0 | 0 | 0
F1_Industrial_Industrial - Firm_Existing_Process_Natural Gas_Process Cooling_E8 | F1 | Industrial | Industrial - Firm | Existing | Process | Natural Gas | Process Cooling | E8 | CCE | 0 | 0 | 0 | 0 | 0 | 0 | 0 | 0 | 0 | 0 | 0 | 0 | 0 | 0 | 0 | 0 | 0 | 0 | 0 | 0 | 0 | 0 | 0 | 0 | 0 | 0 | 0 | 0 | 0 | 0 | 0 | 0 | 0
F1_Industrial_Industrial - Firm_Existing_Process_Natural Gas_Process Cooling_E9 | F1 | Industrial | Industrial - Firm | Existing | Process | Natural Gas | Process Cooling | E9 | CCE | 0 | 0 | 0 | 0 | 0 | 0 | 0 | 0 | 0 | 0 | 0 | 0 | 0 | 0 | 0 | 0 | 0 | 0 | 0 | 0 | 0 | 0 | 0 | 0 | 0 | 0 | 0 | 0 | 0 | 0 | 0 | 0 | 0
F1_Industrial_Industrial - Firm_Existing_Process_Natural Gas_Process Cooling_E10 | F1 | Industrial | Industrial - Firm | Existing | Process | Natural Gas | Process Cooling | E10 | CCE | 0 | 0 | 0 | 0 | 0 | 0 | 0 | 0 | 0 | 0 | 0 | 0 | 0 | 0 | 0 | 0 | 0 | 0 | 0 | 0 | 0 | 0 | 0 | 0 | 0 | 0 | 0 | 0 | 0 | 0 | 0 | 0 | 0
F2_Industrial_Industrial - Firm_Existing_Process_Natural Gas_Process Cooling_E1 | F2 | Industrial | Industrial - Firm | Existing | Process | Natural Gas | Process Cooling | E1 | TRC BC Ratio | bar: 2019 to 2051
F2_Industrial_Industrial - Firm_Existing_Process_Natural Gas_Process Cooling_E2 | F2 | Industrial | Industrial - Firm | Existing | Process | Natural Gas | Process Cooling | E2 | TRC BC Ratio | 0 | 0 | 0 | 0 | 0 | 0 | 0 | 0 | 0 | 0 | 0 | 0 | 0 | 0 | 0 | 0 | 0 | 0 | 0 | 0 | 0 | 0 | 0 | 0 | 0 | 0 | 0 | 0 | 0 | 0 | 0 | 0 | 0
F2_Industrial_Industrial - Firm_Existing_Process_Natural Gas_Process Cooling_E3 | F2 | Industrial | Industrial - Firm | Existing | Process | Natural Gas | Process Cooling | E3 | TRC BC Ratio | 0 | 0 | 0 | 0 | 0 | 0 | 0 | 0 | 0 | 0 | 0 | 0 | 0 | 0 | 0 | 0 | 0 | 0 | 0 | 0 | 0 | 0 | 0 | 0 | 0 | 0 | 0 | 0 | 0 | 0 | 0 | 0 | 0
F2_Industrial_Industrial - Firm_Existing_Process_Natural Gas_Process Cooling_E4 | F2 | Industrial | Industrial - Firm | Existing | Process | Natural Gas | Process Cooling | E4 | TRC BC Ratio | 0 | 0 | 0 | 0 | 0 | 0 | 0 | 0 | 0 | 0 | 0 | 0 | 0 | 0 | 0 | 0 | 0 | 0 | 0 | 0 | 0 | 0 | 0 | 0 | 0 | 0 | 0 | 0 | 0 | 0 | 0 | 0 | 0
F2_Industrial_Industrial - Firm_Existing_Process_Natural Gas_Process Cooling_E5 | F2 | Industrial | Industrial - Firm | Existing | Process | Natural Gas | Process Cooling | E5 | TRC BC Ratio | 0 | 0 | 0 | 0 | 0 | 0 | 0 | 0 | 0 | 0 | 0 | 0 | 0 | 0 | 0 | 0 | 0 | 0 | 0 | 0 | 0 | 0 | 0 | 0 | 0 | 0 | 0 | 0 | 0 | 0 | 0 | 0 | 0
F2_Industrial_Industrial - Firm_Existing_Process_Natural Gas_Process Cooling_E6 | F2 | Industrial | Industrial - Firm | Existing | Process | Natural Gas | Process Cooling | E6 | TRC BC Ratio | 0 | 0 | 0 | 0 | 0 | 0 | 0 | 0 | 0 | 0 | 0 | 0 | 0 | 0 | 0 | 0 | 0 | 0 | 0 | 0 | 0 | 0 | 0 | 0 | 0 | 0 | 0 | 0 | 0 | 0 | 0 | 0 | 0
F2_Industrial_Industrial - Firm_Existing_Process_Natural Gas_Process Cooling_E7 | F2 | Industrial | Industrial - Firm | Existing | Process | Natural Gas | Process Cooling | E7 | TRC BC Ratio | 0 | 0 | 0 | 0 | 0 | 0 | 0 | 0 | 0 | 0 | 0 | 0 | 0 | 0 | 0 | 0 | 0 | 0 | 0 | 0 | 0 | 0 | 0 | 0 | 0 | 0 | 0 | 0 | 0 | 0 | 0 | 0 | 0
F2_Industrial_Industrial - Firm_Existing_Process_Natural Gas_Process Cooling_E8 | F2 | Industrial | Industrial - Firm | Existing | Process | Natural Gas | Process Cooling | E8 | TRC BC Ratio | 0 | 0 | 0 | 0 | 0 | 0 | 0 | 0 | 0 | 0 | 0 | 0 | 0 | 0 | 0 | 0 | 0 | 0 | 0 | 0 | 0 | 0 | 0 | 0 | 0 | 0 | 0 | 0 | 0 | 0 | 0 | 0 | 0
F2_Industrial_Industrial - Firm_Existing_Process_Natural Gas_Process Cooling_E9 | F2 | Industrial | Industrial - Firm | Existing | Process | Natural Gas | Process Cooling | E9 | TRC BC Ratio | 0 | 0 | 0 | 0 | 0 | 0 | 0 | 0 | 0 | 0 | 0 | 0 | 0 | 0 | 0 | 0 | 0 | 0 | 0 | 0 | 0 | 0 | 0 | 0 | 0 | 0 | 0 | 0 | 0 | 0 | 0 | 0 | 0
F2_Industrial_Industrial - Firm_Existing_Process_Natural Gas_Process Cooling_E10 | F2 | Industrial | Industrial - Firm | Existing | Process | Natural Gas | Process Cooling | E10 | TRC BC Ratio | 0 | 0 | 0 | 0 | 0 | 0 | 0 | 0 | 0 | 0 | 0 | 0 | 0 | 0 | 0 | 0 | 0 | 0 | 0 | 0 | 0 | 0 | 0 | 0 | 0 | 0 | 0 | 0 | 0 | 0 | 0 | 0 | 0
F3_Industrial_Industrial - Firm_Existing_Process_Natural Gas_Process Cooling_E1 | F3 | Industrial | Industrial - Firm | Existing | Process | Natural Gas | Process Cooling | E1 | PACT BC Ratio | bar: 2019 to 2051
F3_Industrial_Industrial - Firm_Existing_Process_Natural Gas_Process Cooling_E2 | F3 | Industrial | Industrial - Firm | Existing | Process | Natural Gas | Process Cooling | E2 | PACT BC Ratio | 0 | 0 | 0 | 0 | 0 | 0 | 0 | 0 | 0 | 0 | 0 | 0 | 0 | 0 | 0 | 0 | 0 | 0 | 0 | 0 | 0 | 0 | 0 | 0 | 0 | 0 | 0 | 0 | 0 | 0 | 0 | 0 | 0
F3_Industrial_Industrial - Firm_Existing_Process_Natural Gas_Process Cooling_E3 | F3 | Industrial | Industrial - Firm | Existing | Process | Natural Gas | Process Cooling | E3 | PACT BC Ratio | 0 | 0 | 0 | 0 | 0 | 0 | 0 | 0 | 0 | 0 | 0 | 0 | 0 | 0 | 0 | 0 | 0 | 0 | 0 | 0 | 0 | 0 | 0 | 0 | 0 | 0 | 0 | 0 | 0 | 0 | 0 | 0 | 0
F3_Industrial_Industrial - Firm_Existing_Process_Natural Gas_Process Cooling_E4 | F3 | Industrial | Industrial - Firm | Existing | Process | Natural Gas | Process Cooling | E4 | PACT BC Ratio | 0 | 0 | 0 | 0 | 0 | 0 | 0 | 0 | 0 | 0 | 0 | 0 | 0 | 0 | 0 | 0 | 0 | 0 | 0 | 0 | 0 | 0 | 0 | 0 | 0 | 0 | 0 | 0 | 0 | 0 | 0 | 0 | 0
F3_Industrial_Industrial - Firm_Existing_Process_Natural Gas_Process Cooling_E5 | F3 | Industrial | Industrial - Firm | Existing | Process | Natural Gas | Process Cooling | E5 | PACT BC Ratio | 0 | 0 | 0 | 0 | 0 | 0 | 0 | 0 | 0 | 0 | 0 | 0 | 0 | 0 | 0 | 0 | 0 | 0 | 0 | 0 | 0 | 0 | 0 | 0 | 0 | 0 | 0 | 0 | 0 | 0 | 0 | 0 | 0
F3_Industrial_Industrial - Firm_Existing_Process_Natural Gas_Process Cooling_E6 | F3 | Industrial | Industrial - Firm | Existing | Process | Natural Gas | Process Cooling | E6 | PACT BC Ratio | 0 | 0 | 0 | 0 | 0 | 0 | 0 | 0 | 0 | 0 | 0 | 0 | 0 | 0 | 0 | 0 | 0 | 0 | 0 | 0 | 0 | 0 | 0 | 0 | 0 | 0 | 0 | 0 | 0 | 0 | 0 | 0 | 0
F3_Industrial_Industrial - Firm_Existing_Process_Natural Gas_Process Cooling_E7 | F3 | Industrial | Industrial - Firm | Existing | Process | Natural Gas | Process Cooling | E7 | PACT BC Ratio | 0 | 0 | 0 | 0 | 0 | 0 | 0 | 0 | 0 | 0 | 0 | 0 | 0 | 0 | 0 | 0 | 0 | 0 | 0 | 0 | 0 | 0 | 0 | 0 | 0 | 0 | 0 | 0 | 0 | 0 | 0 | 0 | 0
F3_Industrial_Industrial - Firm_Existing_Process_Natural Gas_Process Cooling_E8 | F3 | Industrial | Industrial - Firm | Existing | Process | Natural Gas | Process Cooling | E8 | PACT BC Ratio | 0 | 0 | 0 | 0 | 0 | 0 | 0 | 0 | 0 | 0 | 0 | 0 | 0 | 0 | 0 | 0 | 0 | 0 | 0 | 0 | 0 | 0 | 0 | 0 | 0 | 0 | 0 | 0 | 0 | 0 | 0 | 0 | 0
F3_Industrial_Industrial - Firm_Existing_Process_Natural Gas_Process Cooling_E9 | F3 | Industrial | Industrial - Firm | Existing | Process | Natural Gas | Process Cooling | E9 | PACT BC Ratio | 0 | 0 | 0 | 0 | 0 | 0 | 0 | 0 | 0 | 0 | 0 | 0 | 0 | 0 | 0 | 0 | 0 | 0 | 0 | 0 | 0 | 0 | 0 | 0 | 0 | 0 | 0 | 0 | 0 | 0 | 0 | 0 | 0
F3_Industrial_Industrial - Firm_Existing_Process_Natural Gas_Process Cooling_E10 | F3 | Industrial | Industrial - Firm | Existing | Process | Natural Gas | Process Cooling | E10 | PACT BC Ratio | 0 | 0 | 0 | 0 | 0 | 0 | 0 | 0 | 0 | 0 | 0 | 0 | 0 | 0 | 0 | 0 | 0 | 0 | 0 | 0 | 0 | 0 | 0 | 0 | 0 | 0 | 0 | 0 | 0 | 0 | 0 | 0 | 0
F4_Industrial_Industrial - Firm_Existing_Process_Natural Gas_Process Cooling_E1 | F4 | Industrial | Industrial - Firm | Existing | Process | Natural Gas | Process Cooling | E1 | RVT BC Ratio | bar: 2019 to 2051
F4_Industrial_Industrial - Firm_Existing_Process_Natural Gas_Process Cooling_E2 | F4 | Industrial | Industrial - Firm | Existing | Process | Natural Gas | Process Cooling | E2 | RVT BC Ratio | 0 | 0 | 0 | 0 | 0 | 0 | 0 | 0 | 0 | 0 | 0 | 0 | 0 | 0 | 0 | 0 | 0 | 0 | 0 | 0 | 0 | 0 | 0 | 0 | 0 | 0 | 0 | 0 | 0 | 0 | 0 | 0 | 0
F4_Industrial_Industrial - Firm_Existing_Process_Natural Gas_Process Cooling_E3 | F4 | Industrial | Industrial - Firm | Existing | Process | Natural Gas | Process Cooling | E3 | RVT BC Ratio | 0 | 0 | 0 | 0 | 0 | 0 | 0 | 0 | 0 | 0 | 0 | 0 | 0 | 0 | 0 | 0 | 0 | 0 | 0 | 0 | 0 | 0 | 0 | 0 | 0 | 0 | 0 | 0 | 0 | 0 | 0 | 0 | 0
F4_Industrial_Industrial - Firm_Existing_Process_Natural Gas_Process Cooling_E4 | F4 | Industrial | Industrial - Firm | Existing | Process | Natural Gas | Process Cooling | E4 | RVT BC Ratio | 0 | 0 | 0 | 0 | 0 | 0 | 0 | 0 | 0 | 0 | 0 | 0 | 0 | 0 | 0 | 0 | 0 | 0 | 0 | 0 | 0 | 0 | 0 | 0 | 0 | 0 | 0 | 0 | 0 | 0 | 0 | 0 | 0
F4_Industrial_Industrial - Firm_Existing_Process_Natural Gas_Process Cooling_E5 | F4 | Industrial | Industrial - Firm | Existing | Process | Natural Gas | Process Cooling | E5 | RVT BC Ratio | 0 | 0 | 0 | 0 | 0 | 0 | 0 | 0 | 0 | 0 | 0 | 0 | 0 | 0 | 0 | 0 | 0 | 0 | 0 | 0 | 0 | 0 | 0 | 0 | 0 | 0 | 0 | 0 | 0 | 0 | 0 | 0 | 0
F4_Industrial_Industrial - Firm_Existing_Process_Natural Gas_Process Cooling_E6 | F4 | Industrial | Industrial - Firm | Existing | Process | Natural Gas | Process Cooling | E6 | RVT BC Ratio | 0 | 0 | 0 | 0 | 0 | 0 | 0 | 0 | 0 | 0 | 0 | 0 | 0 | 0 | 0 | 0 | 0 | 0 | 0 | 0 | 0 | 0 | 0 | 0 | 0 | 0 | 0 | 0 | 0 | 0 | 0 | 0 | 0
F4_Industrial_Industrial - Firm_Existing_Process_Natural Gas_Process Cooling_E7 | F4 | Industrial | Industrial - Firm | Existing | Process | Natural Gas | Process Cooling | E7 | RVT BC Ratio | 0 | 0 | 0 | 0 | 0 | 0 | 0 | 0 | 0 | 0 | 0 | 0 | 0 | 0 | 0 | 0 | 0 | 0 | 0 | 0 | 0 | 0 | 0 | 0 | 0 | 0 | 0 | 0 | 0 | 0 | 0 | 0 | 0
F4_Industrial_Industrial - Firm_Existing_Process_Natural Gas_Process Cooling_E8 | F4 | Industrial | Industrial - Firm | Existing | Process | Natural Gas | Process Cooling | E8 | RVT BC Ratio | 0 | 0 | 0 | 0 | 0 | 0 | 0 | 0 | 0 | 0 | 0 | 0 | 0 | 0 | 0 | 0 | 0 | 0 | 0 | 0 | 0 | 0 | 0 | 0 | 0 | 0 | 0 | 0 | 0 | 0 | 0 | 0 | 0
F4_Industrial_Industrial - Firm_Existing_Process_Natural Gas_Process Cooling_E9 | F4 | Industrial | Industrial - Firm | Existing | Process | Natural Gas | Process Cooling | E9 | RVT BC Ratio | 0 | 0 | 0 | 0 | 0 | 0 | 0 | 0 | 0 | 0 | 0 | 0 | 0 | 0 | 0 | 0 | 0 | 0 | 0 | 0 | 0 | 0 | 0 | 0 | 0 | 0 | 0 | 0 | 0 | 0 | 0 | 0 | 0
F4_Industrial_Industrial - Firm_Existing_Process_Natural Gas_Process Cooling_E10 | F4 | Industrial | Industrial - Firm | Existing | Process | Natural Gas | Process Cooling | E10 | RVT BC Ratio | 0 | 0 | 0 | 0 | 0 | 0 | 0 | 0 | 0 | 0 | 0 | 0 | 0 | 0 | 0 | 0 | 0 | 0 | 0 | 0 | 0 | 0 | 0 | 0 | 0 | 0 | 0 | 0 | 0 | 0 | 0 | 0 | 0
F5_Industrial_Industrial - Firm_Existing_Process_Natural Gas_Process Cooling_E1 | F5 | Industrial | Industrial - Firm | Existing | Process | Natural Gas | Process Cooling | E1 | RIM BC Ratio | bar: 2019 to 2051
F5_Industrial_Industrial - Firm_Existing_Process_Natural Gas_Process Cooling_E2 | F5 | Industrial | Industrial - Firm | Existing | Process | Natural Gas | Process Cooling | E2 | RIM BC Ratio | 0 | 0 | 0 | 0 | 0 | 0 | 0 | 0 | 0 | 0 | 0 | 0 | 0 | 0 | 0 | 0 | 0 | 0 | 0 | 0 | 0 | 0 | 0 | 0 | 0 | 0 | 0 | 0 | 0 | 0 | 0 | 0 | 0
F5_Industrial_Industrial - Firm_Existing_Process_Natural Gas_Process Cooling_E3 | F5 | Industrial | Industrial - Firm | Existing | Process | Natural Gas | Process Cooling | E3 | RIM BC Ratio | 0 | 0 | 0 | 0 | 0 | 0 | 0 | 0 | 0 | 0 | 0 | 0 | 0 | 0 | 0 | 0 | 0 | 0 | 0 | 0 | 0 | 0 | 0 | 0 | 0 | 0 | 0 | 0 | 0 | 0 | 0 | 0 | 0
F5_Industrial_Industrial - Firm_Existing_Process_Natural Gas_Process Cooling_E4 | F5 | Industrial | Industrial - Firm | Existing | Process | Natural Gas | Process Cooling | E4 | RIM BC Ratio | 0 | 0 | 0 | 0 | 0 | 0 | 0 | 0 | 0 | 0 | 0 | 0 | 0 | 0 | 0 | 0 | 0 | 0 | 0 | 0 | 0 | 0 | 0 | 0 | 0 | 0 | 0 | 0 | 0 | 0 | 0 | 0 | 0
F5_Industrial_Industrial - Firm_Existing_Process_Natural Gas_Process Cooling_E5 | F5 | Industrial | Industrial - Firm | Existing | Process | Natural Gas | Process Cooling | E5 | RIM BC Ratio | 0 | 0 | 0 | 0 | 0 | 0 | 0 | 0 | 0 | 0 | 0 | 0 | 0 | 0 | 0 | 0 | 0 | 0 | 0 | 0 | 0 | 0 | 0 | 0 | 0 | 0 | 0 | 0 | 0 | 0 | 0 | 0 | 0
F5_Industrial_Industrial - Firm_Existing_Process_Natural Gas_Process Cooling_E6 | F5 | Industrial | Industrial - Firm | Existing | Process | Natural Gas | Process Cooling | E6 | RIM BC Ratio | 0 | 0 | 0 | 0 | 0 | 0 | 0 | 0 | 0 | 0 | 0 | 0 | 0 | 0 | 0 | 0 | 0 | 0 | 0 | 0 | 0 | 0 | 0 | 0 | 0 | 0 | 0 | 0 | 0 | 0 | 0 | 0 | 0
F5_Industrial_Industrial - Firm_Existing_Process_Natural Gas_Process Cooling_E7 | F5 | Industrial | Industrial - Firm | Existing | Process | Natural Gas | Process Cooling | E7 | RIM BC Ratio | 0 | 0 | 0 | 0 | 0 | 0 | 0 | 0 | 0 | 0 | 0 | 0 | 0 | 0 | 0 | 0 | 0 | 0 | 0 | 0 | 0 | 0 | 0 | 0 | 0 | 0 | 0 | 0 | 0 | 0 | 0 | 0 | 0
F5_Industrial_Industrial - Firm_Existing_Process_Natural Gas_Process Cooling_E8 | F5 | Industrial | Industrial - Firm | Existing | Process | Natural Gas | Process Cooling | E8 | RIM BC Ratio | 0 | 0 | 0 | 0 | 0 | 0 | 0 | 0 | 0 | 0 | 0 | 0 | 0 | 0 | 0 | 0 | 0 | 0 | 0 | 0 | 0 | 0 | 0 | 0 | 0 | 0 | 0 | 0 | 0 | 0 | 0 | 0 | 0
F5_Industrial_Industrial - Firm_Existing_Process_Natural Gas_Process Cooling_E9 | F5 | Industrial | Industrial - Firm | Existing | Process | Natural Gas | Process Cooling | E9 | RIM BC Ratio | 0 | 0 | 0 | 0 | 0 | 0 | 0 | 0 | 0 | 0 | 0 | 0 | 0 | 0 | 0 | 0 | 0 | 0 | 0 | 0 | 0 | 0 | 0 | 0 | 0 | 0 | 0 | 0 | 0 | 0 | 0 | 0 | 0
F5_Industrial_Industrial - Firm_Existing_Process_Natural Gas_Process Cooling_E10 | F5 | Industrial | Industrial - Firm | Existing | Process | Natural Gas | Process Cooling | E10 | RIM BC Ratio | 0 | 0 | 0 | 0 | 0 | 0 | 0 | 0 | 0 | 0 | 0 | 0 | 0 | 0 | 0 | 0 | 0 | 0 | 0 | 0 | 0 | 0 | 0 | 0 | 0 | 0 | 0 | 0 | 0 | 0 | 0 | 0 | 0
F0_Industrial_Industrial - Firm_Existing_Process_Natural Gas_Other Process_E0 | F0 | Industrial | Industrial - Firm | Existing | Process | Natural Gas | Other Process | E0 | Economic Unit | Standard | Standard | Standard | Standard | Standard | Standard | Standard | Standard | Standard | Standard | Standard | Standard | Standard | Standard | Standard | Standard | Standard | Standard | Standard | Standard | Standard | Standard | Standard | Standard | Standard | Standard | Standard | Standard | Standard | Standard | Standard | Standard | Standard
F1_Industrial_Industrial - Firm_Existing_Process_Natural Gas_Other Process_E1 | F1 | Industrial | Industrial - Firm | Existing | Process | Natural Gas | Other Process | E1 | CCE | 0 | 0 | 0 | 0 | 0 | 0 | 0 | 0 | 0 | 0 | 0 | 0 | 0 | 0 | 0 | 0 | 0 | 0 | 0 | 0 | 0 | 0 | 0 | 0 | 0 | 0 | 0 | 0 | 0 | 0 | 0 | 0 | 0
F1_Industrial_Industrial - Firm_Existing_Process_Natural Gas_Other Process_E2 | F1 | Industrial | Industrial - Firm | Existing | Process | Natural Gas | Other Process | E2 | CCE | 0 | 0 | 0 | 0 | 0 | 0 | 0 | 0 | 0 | 0 | 0 | 0 | 0 | 0 | 0 | 0 | 0 | 0 | 0 | 0 | 0 | 0 | 0 | 0 | 0 | 0 | 0 | 0 | 0 | 0 | 0 | 0 | 0
F1_Industrial_Industrial - Firm_Existing_Process_Natural Gas_Other Process_E3 | F1 | Industrial | Industrial - Firm | Existing | Process | Natural Gas | Other Process | E3 | CCE | 0 | 0 | 0 | 0 | 0 | 0 | 0 | 0 | 0 | 0 | 0 | 0 | 0 | 0 | 0 | 0 | 0 | 0 | 0 | 0 | 0 | 0 | 0 | 0 | 0 | 0 | 0 | 0 | 0 | 0 | 0 | 0 | 0
F1_Industrial_Industrial - Firm_Existing_Process_Natural Gas_Other Process_E4 | F1 | Industrial | Industrial - Firm | Existing | Process | Natural Gas | Other Process | E4 | CCE | 0 | 0 | 0 | 0 | 0 | 0 | 0 | 0 | 0 | 0 | 0 | 0 | 0 | 0 | 0 | 0 | 0 | 0 | 0 | 0 | 0 | 0 | 0 | 0 | 0 | 0 | 0 | 0 | 0 | 0 | 0 | 0 | 0
F1_Industrial_Industrial - Firm_Existing_Process_Natural Gas_Other Process_E5 | F1 | Industrial | Industrial - Firm | Existing | Process | Natural Gas | Other Process | E5 | CCE | 0 | 0 | 0 | 0 | 0 | 0 | 0 | 0 | 0 | 0 | 0 | 0 | 0 | 0 | 0 | 0 | 0 | 0 | 0 | 0 | 0 | 0 | 0 | 0 | 0 | 0 | 0 | 0 | 0 | 0 | 0 | 0 | 0
F1_Industrial_Industrial - Firm_Existing_Process_Natural Gas_Other Process_E6 | F1 | Industrial | Industrial - Firm | Existing | Process | Natural Gas | Other Process | E6 | CCE | 0 | 0 | 0 | 0 | 0 | 0 | 0 | 0 | 0 | 0 | 0 | 0 | 0 | 0 | 0 | 0 | 0 | 0 | 0 | 0 | 0 | 0 | 0 | 0 | 0 | 0 | 0 | 0 | 0 | 0 | 0 | 0 | 0
F1_Industrial_Industrial - Firm_Existing_Process_Natural Gas_Other Process_E7 | F1 | Industrial | Industrial - Firm | Existing | Process | Natural Gas | Other Process | E7 | CCE | 0 | 0 | 0 | 0 | 0 | 0 | 0 | 0 | 0 | 0 | 0 | 0 | 0 | 0 | 0 | 0 | 0 | 0 | 0 | 0 | 0 | 0 | 0 | 0 | 0 | 0 | 0 | 0 | 0 | 0 | 0 | 0 | 0
F1_Industrial_Industrial - Firm_Existing_Process_Natural Gas_Other Process_E8 | F1 | Industrial | Industrial - Firm | Existing | Process | Natural Gas | Other Process | E8 | CCE | 0 | 0 | 0 | 0 | 0 | 0 | 0 | 0 | 0 | 0 | 0 | 0 | 0 | 0 | 0 | 0 | 0 | 0 | 0 | 0 | 0 | 0 | 0 | 0 | 0 | 0 | 0 | 0 | 0 | 0 | 0 | 0 | 0
F1_Industrial_Industrial - Firm_Existing_Process_Natural Gas_Other Process_E9 | F1 | Industrial | Industrial - Firm | Existing | Process | Natural Gas | Other Process | E9 | CCE | 0 | 0 | 0 | 0 | 0 | 0 | 0 | 0 | 0 | 0 | 0 | 0 | 0 | 0 | 0 | 0 | 0 | 0 | 0 | 0 | 0 | 0 | 0 | 0 | 0 | 0 | 0 | 0 | 0 | 0 | 0 | 0 | 0
F1_Industrial_Industrial - Firm_Existing_Process_Natural Gas_Other Process_E10 | F1 | Industrial | Industrial - Firm | Existing | Process | Natural Gas | Other Process | E10 | CCE | 0 | 0 | 0 | 0 | 0 | 0 | 0 | 0 | 0 | 0 | 0 | 0 | 0 | 0 | 0 | 0 | 0 | 0 | 0 | 0 | 0 | 0 | 0 | 0 | 0 | 0 | 0 | 0 | 0 | 0 | 0 | 0 | 0
F2_Industrial_Industrial - Firm_Existing_Process_Natural Gas_Other Process_E1 | F2 | Industrial | Industrial - Firm | Existing | Process | Natural Gas | Other Process | E1 | TRC BC Ratio | bar: 2019 to 2051
F2_Industrial_Industrial - Firm_Existing_Process_Natural Gas_Other Process_E2 | F2 | Industrial | Industrial - Firm | Existing | Process | Natural Gas | Other Process | E2 | TRC BC Ratio | 0 | 0 | 0 | 0 | 0 | 0 | 0 | 0 | 0 | 0 | 0 | 0 | 0 | 0 | 0 | 0 | 0 | 0 | 0 | 0 | 0 | 0 | 0 | 0 | 0 | 0 | 0 | 0 | 0 | 0 | 0 | 0 | 0
F2_Industrial_Industrial - Firm_Existing_Process_Natural Gas_Other Process_E3 | F2 | Industrial | Industrial - Firm | Existing | Process | Natural Gas | Other Process | E3 | TRC BC Ratio | 0 | 0 | 0 | 0 | 0 | 0 | 0 | 0 | 0 | 0 | 0 | 0 | 0 | 0 | 0 | 0 | 0 | 0 | 0 | 0 | 0 | 0 | 0 | 0 | 0 | 0 | 0 | 0 | 0 | 0 | 0 | 0 | 0
F2_Industrial_Industrial - Firm_Existing_Process_Natural Gas_Other Process_E4 | F2 | Industrial | Industrial - Firm | Existing | Process | Natural Gas | Other Process | E4 | TRC BC Ratio | 0 | 0 | 0 | 0 | 0 | 0 | 0 | 0 | 0 | 0 | 0 | 0 | 0 | 0 | 0 | 0 | 0 | 0 | 0 | 0 | 0 | 0 | 0 | 0 | 0 | 0 | 0 | 0 | 0 | 0 | 0 | 0 | 0
F2_Industrial_Industrial - Firm_Existing_Process_Natural Gas_Other Process_E5 | F2 | Industrial | Industrial - Firm | Existing | Process | Natural Gas | Other Process | E5 | TRC BC Ratio | 0 | 0 | 0 | 0 | 0 | 0 | 0 | 0 | 0 | 0 | 0 | 0 | 0 | 0 | 0 | 0 | 0 | 0 | 0 | 0 | 0 | 0 | 0 | 0 | 0 | 0 | 0 | 0 | 0 | 0 | 0 | 0 | 0
F2_Industrial_Industrial - Firm_Existing_Process_Natural Gas_Other Process_E6 | F2 | Industrial | Industrial - Firm | Existing | Process | Natural Gas | Other Process | E6 | TRC BC Ratio | 0 | 0 | 0 | 0 | 0 | 0 | 0 | 0 | 0 | 0 | 0 | 0 | 0 | 0 | 0 | 0 | 0 | 0 | 0 | 0 | 0 | 0 | 0 | 0 | 0 | 0 | 0 | 0 | 0 | 0 | 0 | 0 | 0
F2_Industrial_Industrial - Firm_Existing_Process_Natural Gas_Other Process_E7 | F2 | Industrial | Industrial - Firm | Existing | Process | Natural Gas | Other Process | E7 | TRC BC Ratio | 0 | 0 | 0 | 0 | 0 | 0 | 0 | 0 | 0 | 0 | 0 | 0 | 0 | 0 | 0 | 0 | 0 | 0 | 0 | 0 | 0 | 0 | 0 | 0 | 0 | 0 | 0 | 0 | 0 | 0 | 0 | 0 | 0
F2_Industrial_Industrial - Firm_Existing_Process_Natural Gas_Other Process_E8 | F2 | Industrial | Industrial - Firm | Existing | Process | Natural Gas | Other Process | E8 | TRC BC Ratio | 0 | 0 | 0 | 0 | 0 | 0 | 0 | 0 | 0 | 0 | 0 | 0 | 0 | 0 | 0 | 0 | 0 | 0 | 0 | 0 | 0 | 0 | 0 | 0 | 0 | 0 | 0 | 0 | 0 | 0 | 0 | 0 | 0
F2_Industrial_Industrial - Firm_Existing_Process_Natural Gas_Other Process_E9 | F2 | Industrial | Industrial - Firm | Existing | Process | Natural Gas | Other Process | E9 | TRC BC Ratio | 0 | 0 | 0 | 0 | 0 | 0 | 0 | 0 | 0 | 0 | 0 | 0 | 0 | 0 | 0 | 0 | 0 | 0 | 0 | 0 | 0 | 0 | 0 | 0 | 0 | 0 | 0 | 0 | 0 | 0 | 0 | 0 | 0
F2_Industrial_Industrial - Firm_Existing_Process_Natural Gas_Other Process_E10 | F2 | Industrial | Industrial - Firm | Existing | Process | Natural Gas | Other Process | E10 | TRC BC Ratio | 0 | 0 | 0 | 0 | 0 | 0 | 0 | 0 | 0 | 0 | 0 | 0 | 0 | 0 | 0 | 0 | 0 | 0 | 0 | 0 | 0 | 0 | 0 | 0 | 0 | 0 | 0 | 0 | 0 | 0 | 0 | 0 | 0
F3_Industrial_Industrial - Firm_Existing_Process_Natural Gas_Other Process_E1 | F3 | Industrial | Industrial - Firm | Existing | Process | Natural Gas | Other Process | E1 | PACT BC Ratio | bar: 2019 to 2051
F3_Industrial_Industrial - Firm_Existing_Process_Natural Gas_Other Process_E2 | F3 | Industrial | Industrial - Firm | Existing | Process | Natural Gas | Other Process | E2 | PACT BC Ratio | 0 | 0 | 0 | 0 | 0 | 0 | 0 | 0 | 0 | 0 | 0 | 0 | 0 | 0 | 0 | 0 | 0 | 0 | 0 | 0 | 0 | 0 | 0 | 0 | 0 | 0 | 0 | 0 | 0 | 0 | 0 | 0 | 0
F3_Industrial_Industrial - Firm_Existing_Process_Natural Gas_Other Process_E3 | F3 | Industrial | Industrial - Firm | Existing | Process | Natural Gas | Other Process | E3 | PACT BC Ratio | 0 | 0 | 0 | 0 | 0 | 0 | 0 | 0 | 0 | 0 | 0 | 0 | 0 | 0 | 0 | 0 | 0 | 0 | 0 | 0 | 0 | 0 | 0 | 0 | 0 | 0 | 0 | 0 | 0 | 0 | 0 | 0 | 0
F3_Industrial_Industrial - Firm_Existing_Process_Natural Gas_Other Process_E4 | F3 | Industrial | Industrial - Firm | Existing | Process | Natural Gas | Other Process | E4 | PACT BC Ratio | 0 | 0 | 0 | 0 | 0 | 0 | 0 | 0 | 0 | 0 | 0 | 0 | 0 | 0 | 0 | 0 | 0 | 0 | 0 | 0 | 0 | 0 | 0 | 0 | 0 | 0 | 0 | 0 | 0 | 0 | 0 | 0 | 0
F3_Industrial_Industrial - Firm_Existing_Process_Natural Gas_Other Process_E5 | F3 | Industrial | Industrial - Firm | Existing | Process | Natural Gas | Other Process | E5 | PACT BC Ratio | 0 | 0 | 0 | 0 | 0 | 0 | 0 | 0 | 0 | 0 | 0 | 0 | 0 | 0 | 0 | 0 | 0 | 0 | 0 | 0 | 0 | 0 | 0 | 0 | 0 | 0 | 0 | 0 | 0 | 0 | 0 | 0 | 0
F3_Industrial_Industrial - Firm_Existing_Process_Natural Gas_Other Process_E6 | F3 | Industrial | Industrial - Firm | Existing | Process | Natural Gas | Other Process | E6 | PACT BC Ratio | 0 | 0 | 0 | 0 | 0 | 0 | 0 | 0 | 0 | 0 | 0 | 0 | 0 | 0 | 0 | 0 | 0 | 0 | 0 | 0 | 0 | 0 | 0 | 0 | 0 | 0 | 0 | 0 | 0 | 0 | 0 | 0 | 0
F3_Industrial_Industrial - Firm_Existing_Process_Natural Gas_Other Process_E7 | F3 | Industrial | Industrial - Firm | Existing | Process | Natural Gas | Other Process | E7 | PACT BC Ratio | 0 | 0 | 0 | 0 | 0 | 0 | 0 | 0 | 0 | 0 | 0 | 0 | 0 | 0 | 0 | 0 | 0 | 0 | 0 | 0 | 0 | 0 | 0 | 0 | 0 | 0 | 0 | 0 | 0 | 0 | 0 | 0 | 0
F3_Industrial_Industrial - Firm_Existing_Process_Natural Gas_Other Process_E8 | F3 | Industrial | Industrial - Firm | Existing | Process | Natural Gas | Other Process | E8 | PACT BC Ratio | 0 | 0 | 0 | 0 | 0 | 0 | 0 | 0 | 0 | 0 | 0 | 0 | 0 | 0 | 0 | 0 | 0 | 0 | 0 | 0 | 0 | 0 | 0 | 0 | 0 | 0 | 0 | 0 | 0 | 0 | 0 | 0 | 0
F3_Industrial_Industrial - Firm_Existing_Process_Natural Gas_Other Process_E9 | F3 | Industrial | Industrial - Firm | Existing | Process | Natural Gas | Other Process | E9 | PACT BC Ratio | 0 | 0 | 0 | 0 | 0 | 0 | 0 | 0 | 0 | 0 | 0 | 0 | 0 | 0 | 0 | 0 | 0 | 0 | 0 | 0 | 0 | 0 | 0 | 0 | 0 | 0 | 0 | 0 | 0 | 0 | 0 | 0 | 0
F3_Industrial_Industrial - Firm_Existing_Process_Natural Gas_Other Process_E10 | F3 | Industrial | Industrial - Firm | Existing | Process | Natural Gas | Other Process | E10 | PACT BC Ratio | 0 | 0 | 0 | 0 | 0 | 0 | 0 | 0 | 0 | 0 | 0 | 0 | 0 | 0 | 0 | 0 | 0 | 0 | 0 | 0 | 0 | 0 | 0 | 0 | 0 | 0 | 0 | 0 | 0 | 0 | 0 | 0 | 0
F4_Industrial_Industrial - Firm_Existing_Process_Natural Gas_Other Process_E1 | F4 | Industrial | Industrial - Firm | Existing | Process | Natural Gas | Other Process | E1 | RVT BC Ratio | bar: 2019 to 2051
F4_Industrial_Industrial - Firm_Existing_Process_Natural Gas_Other Process_E2 | F4 | Industrial | Industrial - Firm | Existing | Process | Natural Gas | Other Process | E2 | RVT BC Ratio | 0 | 0 | 0 | 0 | 0 | 0 | 0 | 0 | 0 | 0 | 0 | 0 | 0 | 0 | 0 | 0 | 0 | 0 | 0 | 0 | 0 | 0 | 0 | 0 | 0 | 0 | 0 | 0 | 0 | 0 | 0 | 0 | 0
F4_Industrial_Industrial - Firm_Existing_Process_Natural Gas_Other Process_E3 | F4 | Industrial | Industrial - Firm | Existing | Process | Natural Gas | Other Process | E3 | RVT BC Ratio | 0 | 0 | 0 | 0 | 0 | 0 | 0 | 0 | 0 | 0 | 0 | 0 | 0 | 0 | 0 | 0 | 0 | 0 | 0 | 0 | 0 | 0 | 0 | 0 | 0 | 0 | 0 | 0 | 0 | 0 | 0 | 0 | 0
F4_Industrial_Industrial - Firm_Existing_Process_Natural Gas_Other Process_E4 | F4 | Industrial | Industrial - Firm | Existing | Process | Natural Gas | Other Process | E4 | RVT BC Ratio | 0 | 0 | 0 | 0 | 0 | 0 | 0 | 0 | 0 | 0 | 0 | 0 | 0 | 0 | 0 | 0 | 0 | 0 | 0 | 0 | 0 | 0 | 0 | 0 | 0 | 0 | 0 | 0 | 0 | 0 | 0 | 0 | 0
F4_Industrial_Industrial - Firm_Existing_Process_Natural Gas_Other Process_E5 | F4 | Industrial | Industrial - Firm | Existing | Process | Natural Gas | Other Process | E5 | RVT BC Ratio | 0 | 0 | 0 | 0 | 0 | 0 | 0 | 0 | 0 | 0 | 0 | 0 | 0 | 0 | 0 | 0 | 0 | 0 | 0 | 0 | 0 | 0 | 0 | 0 | 0 | 0 | 0 | 0 | 0 | 0 | 0 | 0 | 0
F4_Industrial_Industrial - Firm_Existing_Process_Natural Gas_Other Process_E6 | F4 | Industrial | Industrial - Firm | Existing | Process | Natural Gas | Other Process | E6 | RVT BC Ratio | 0 | 0 | 0 | 0 | 0 | 0 | 0 | 0 | 0 | 0 | 0 | 0 | 0 | 0 | 0 | 0 | 0 | 0 | 0 | 0 | 0 | 0 | 0 | 0 | 0 | 0 | 0 | 0 | 0 | 0 | 0 | 0 | 0
F4_Industrial_Industrial - Firm_Existing_Process_Natural Gas_Other Process_E7 | F4 | Industrial | Industrial - Firm | Existing | Process | Natural Gas | Other Process | E7 | RVT BC Ratio | 0 | 0 | 0 | 0 | 0 | 0 | 0 | 0 | 0 | 0 | 0 | 0 | 0 | 0 | 0 | 0 | 0 | 0 | 0 | 0 | 0 | 0 | 0 | 0 | 0 | 0 | 0 | 0 | 0 | 0 | 0 | 0 | 0
F4_Industrial_Industrial - Firm_Existing_Process_Natural Gas_Other Process_E8 | F4 | Industrial | Industrial - Firm | Existing | Process | Natural Gas | Other Process | E8 | RVT BC Ratio | 0 | 0 | 0 | 0 | 0 | 0 | 0 | 0 | 0 | 0 | 0 | 0 | 0 | 0 | 0 | 0 | 0 | 0 | 0 | 0 | 0 | 0 | 0 | 0 | 0 | 0 | 0 | 0 | 0 | 0 | 0 | 0 | 0
F4_Industrial_Industrial - Firm_Existing_Process_Natural Gas_Other Process_E9 | F4 | Industrial | Industrial - Firm | Existing | Process | Natural Gas | Other Process | E9 | RVT BC Ratio | 0 | 0 | 0 | 0 | 0 | 0 | 0 | 0 | 0 | 0 | 0 | 0 | 0 | 0 | 0 | 0 | 0 | 0 | 0 | 0 | 0 | 0 | 0 | 0 | 0 | 0 | 0 | 0 | 0 | 0 | 0 | 0 | 0
F4_Industrial_Industrial - Firm_Existing_Process_Natural Gas_Other Process_E10 | F4 | Industrial | Industrial - Firm | Existing | Process | Natural Gas | Other Process | E10 | RVT BC Ratio | 0 | 0 | 0 | 0 | 0 | 0 | 0 | 0 | 0 | 0 | 0 | 0 | 0 | 0 | 0 | 0 | 0 | 0 | 0 | 0 | 0 | 0 | 0 | 0 | 0 | 0 | 0 | 0 | 0 | 0 | 0 | 0 | 0
F5_Industrial_Industrial - Firm_Existing_Process_Natural Gas_Other Process_E1 | F5 | Industrial | Industrial - Firm | Existing | Process | Natural Gas | Other Process | E1 | RIM BC Ratio | bar: 2019 to 2051
F5_Industrial_Industrial - Firm_Existing_Process_Natural Gas_Other Process_E2 | F5 | Industrial | Industrial - Firm | Existing | Process | Natural Gas | Other Process | E2 | RIM BC Ratio | 0 | 0 | 0 | 0 | 0 | 0 | 0 | 0 | 0 | 0 | 0 | 0 | 0 | 0 | 0 | 0 | 0 | 0 | 0 | 0 | 0 | 0 | 0 | 0 | 0 | 0 | 0 | 0 | 0 | 0 | 0 | 0 | 0
F5_Industrial_Industrial - Firm_Existing_Process_Natural Gas_Other Process_E3 | F5 | Industrial | Industrial - Firm | Existing | Process | Natural Gas | Other Process | E3 | RIM BC Ratio | 0 | 0 | 0 | 0 | 0 | 0 | 0 | 0 | 0 | 0 | 0 | 0 | 0 | 0 | 0 | 0 | 0 | 0 | 0 | 0 | 0 | 0 | 0 | 0 | 0 | 0 | 0 | 0 | 0 | 0 | 0 | 0 | 0
F5_Industrial_Industrial - Firm_Existing_Process_Natural Gas_Other Process_E4 | F5 | Industrial | Industrial - Firm | Existing | Process | Natural Gas | Other Process | E4 | RIM BC Ratio | 0 | 0 | 0 | 0 | 0 | 0 | 0 | 0 | 0 | 0 | 0 | 0 | 0 | 0 | 0 | 0 | 0 | 0 | 0 | 0 | 0 | 0 | 0 | 0 | 0 | 0 | 0 | 0 | 0 | 0 | 0 | 0 | 0
F5_Industrial_Industrial - Firm_Existing_Process_Natural Gas_Other Process_E5 | F5 | Industrial | Industrial - Firm | Existing | Process | Natural Gas | Other Process | E5 | RIM BC Ratio | 0 | 0 | 0 | 0 | 0 | 0 | 0 | 0 | 0 | 0 | 0 | 0 | 0 | 0 | 0 | 0 | 0 | 0 | 0 | 0 | 0 | 0 | 0 | 0 | 0 | 0 | 0 | 0 | 0 | 0 | 0 | 0 | 0
F5_Industrial_Industrial - Firm_Existing_Process_Natural Gas_Other Process_E6 | F5 | Industrial | Industrial - Firm | Existing | Process | Natural Gas | Other Process | E6 | RIM BC Ratio | 0 | 0 | 0 | 0 | 0 | 0 | 0 | 0 | 0 | 0 | 0 | 0 | 0 | 0 | 0 | 0 | 0 | 0 | 0 | 0 | 0 | 0 | 0 | 0 | 0 | 0 | 0 | 0 | 0 | 0 | 0 | 0 | 0
F5_Industrial_Industrial - Firm_Existing_Process_Natural Gas_Other Process_E7 | F5 | Industrial | Industrial - Firm | Existing | Process | Natural Gas | Other Process | E7 | RIM BC Ratio | 0 | 0 | 0 | 0 | 0 | 0 | 0 | 0 | 0 | 0 | 0 | 0 | 0 | 0 | 0 | 0 | 0 | 0 | 0 | 0 | 0 | 0 | 0 | 0 | 0 | 0 | 0 | 0 | 0 | 0 | 0 | 0 | 0
F5_Industrial_Industrial - Firm_Existing_Process_Natural Gas_Other Process_E8 | F5 | Industrial | Industrial - Firm | Existing | Process | Natural Gas | Other Process | E8 | RIM BC Ratio | 0 | 0 | 0 | 0 | 0 | 0 | 0 | 0 | 0 | 0 | 0 | 0 | 0 | 0 | 0 | 0 | 0 | 0 | 0 | 0 | 0 | 0 | 0 | 0 | 0 | 0 | 0 | 0 | 0 | 0 | 0 | 0 | 0
F5_Industrial_Industrial - Firm_Existing_Process_Natural Gas_Other Process_E9 | F5 | Industrial | Industrial - Firm | Existing | Process | Natural Gas | Other Process | E9 | RIM BC Ratio | 0 | 0 | 0 | 0 | 0 | 0 | 0 | 0 | 0 | 0 | 0 | 0 | 0 | 0 | 0 | 0 | 0 | 0 | 0 | 0 | 0 | 0 | 0 | 0 | 0 | 0 | 0 | 0 | 0 | 0 | 0 | 0 | 0
F5_Industrial_Industrial - Firm_Existing_Process_Natural Gas_Other Process_E10 | F5 | Industrial | Industrial - Firm | Existing | Process | Natural Gas | Other Process | E10 | RIM BC Ratio | 0 | 0 | 0 | 0 | 0 | 0 | 0 | 0 | 0 | 0 | 0 | 0 | 0 | 0 | 0 | 0 | 0 | 0 | 0 | 0 | 0 | 0 | 0 | 0 | 0 | 0 | 0 | 0 | 0 | 0 | 0 | 0 | 0
F0_Industrial_Industrial - Firm_Existing_Miscellaneous_Natural Gas_Miscellaneous_E0 | F0 | Industrial | Industrial - Firm | Existing | Miscellaneous | Natural Gas | Miscellaneous | E0 | Economic Unit | Standard | Standard | Standard | Standard | Standard | Standard | Standard | Standard | Standard | Standard | Standard | Standard | Standard | Standard | Standard | Standard | Standard | Standard | Standard | Standard | Standard | Standard | Standard | Standard | Standard | Standard | Standard | Standard | Standard | Standard | Standard | Standard | Standard
F1_Industrial_Industrial - Firm_Existing_Miscellaneous_Natural Gas_Miscellaneous_E1 | F1 | Industrial | Industrial - Firm | Existing | Miscellaneous | Natural Gas | Miscellaneous | E1 | CCE | 0 | 0 | 0 | 0 | 0 | 0 | 0 | 0 | 0 | 0 | 0 | 0 | 0 | 0 | 0 | 0 | 0 | 0 | 0 | 0 | 0 | 0 | 0 | 0 | 0 | 0 | 0 | 0 | 0 | 0 | 0 | 0 | 0
F1_Industrial_Industrial - Firm_Existing_Miscellaneous_Natural Gas_Miscellaneous_E2 | F1 | Industrial | Industrial - Firm | Existing | Miscellaneous | Natural Gas | Miscellaneous | E2 | CCE | 0 | 0 | 0 | 0 | 0 | 0 | 0 | 0 | 0 | 0 | 0 | 0 | 0 | 0 | 0 | 0 | 0 | 0 | 0 | 0 | 0 | 0 | 0 | 0 | 0 | 0 | 0 | 0 | 0 | 0 | 0 | 0 | 0
F1_Industrial_Industrial - Firm_Existing_Miscellaneous_Natural Gas_Miscellaneous_E3 | F1 | Industrial | Industrial - Firm | Existing | Miscellaneous | Natural Gas | Miscellaneous | E3 | CCE | 0 | 0 | 0 | 0 | 0 | 0 | 0 | 0 | 0 | 0 | 0 | 0 | 0 | 0 | 0 | 0 | 0 | 0 | 0 | 0 | 0 | 0 | 0 | 0 | 0 | 0 | 0 | 0 | 0 | 0 | 0 | 0 | 0
F1_Industrial_Industrial - Firm_Existing_Miscellaneous_Natural Gas_Miscellaneous_E4 | F1 | Industrial | Industrial - Firm | Existing | Miscellaneous | Natural Gas | Miscellaneous | E4 | CCE | 0 | 0 | 0 | 0 | 0 | 0 | 0 | 0 | 0 | 0 | 0 | 0 | 0 | 0 | 0 | 0 | 0 | 0 | 0 | 0 | 0 | 0 | 0 | 0 | 0 | 0 | 0 | 0 | 0 | 0 | 0 | 0 | 0
F1_Industrial_Industrial - Firm_Existing_Miscellaneous_Natural Gas_Miscellaneous_E5 | F1 | Industrial | Industrial - Firm | Existing | Miscellaneous | Natural Gas | Miscellaneous | E5 | CCE | 0 | 0 | 0 | 0 | 0 | 0 | 0 | 0 | 0 | 0 | 0 | 0 | 0 | 0 | 0 | 0 | 0 | 0 | 0 | 0 | 0 | 0 | 0 | 0 | 0 | 0 | 0 | 0 | 0 | 0 | 0 | 0 | 0
F1_Industrial_Industrial - Firm_Existing_Miscellaneous_Natural Gas_Miscellaneous_E6 | F1 | Industrial | Industrial - Firm | Existing | Miscellaneous | Natural Gas | Miscellaneous | E6 | CCE | 0 | 0 | 0 | 0 | 0 | 0 | 0 | 0 | 0 | 0 | 0 | 0 | 0 | 0 | 0 | 0 | 0 | 0 | 0 | 0 | 0 | 0 | 0 | 0 | 0 | 0 | 0 | 0 | 0 | 0 | 0 | 0 | 0
F1_Industrial_Industrial - Firm_Existing_Miscellaneous_Natural Gas_Miscellaneous_E7 | F1 | Industrial | Industrial - Firm | Existing | Miscellaneous | Natural Gas | Miscellaneous | E7 | CCE | 0 | 0 | 0 | 0 | 0 | 0 | 0 | 0 | 0 | 0 | 0 | 0 | 0 | 0 | 0 | 0 | 0 | 0 | 0 | 0 | 0 | 0 | 0 | 0 | 0 | 0 | 0 | 0 | 0 | 0 | 0 | 0 | 0
F1_Industrial_Industrial - Firm_Existing_Miscellaneous_Natural Gas_Miscellaneous_E8 | F1 | Industrial | Industrial - Firm | Existing | Miscellaneous | Natural Gas | Miscellaneous | E8 | CCE | 0 | 0 | 0 | 0 | 0 | 0 | 0 | 0 | 0 | 0 | 0 | 0 | 0 | 0 | 0 | 0 | 0 | 0 | 0 | 0 | 0 | 0 | 0 | 0 | 0 | 0 | 0 | 0 | 0 | 0 | 0 | 0 | 0
F1_Industrial_Industrial - Firm_Existing_Miscellaneous_Natural Gas_Miscellaneous_E9 | F1 | Industrial | Industrial - Firm | Existing | Miscellaneous | Natural Gas | Miscellaneous | E9 | CCE | 0 | 0 | 0 | 0 | 0 | 0 | 0 | 0 | 0 | 0 | 0 | 0 | 0 | 0 | 0 | 0 | 0 | 0 | 0 | 0 | 0 | 0 | 0 | 0 | 0 | 0 | 0 | 0 | 0 | 0 | 0 | 0 | 0
F1_Industrial_Industrial - Firm_Existing_Miscellaneous_Natural Gas_Miscellaneous_E10 | F1 | Industrial | Industrial - Firm | Existing | Miscellaneous | Natural Gas | Miscellaneous | E10 | CCE | 0 | 0 | 0 | 0 | 0 | 0 | 0 | 0 | 0 | 0 | 0 | 0 | 0 | 0 | 0 | 0 | 0 | 0 | 0 | 0 | 0 | 0 | 0 | 0 | 0 | 0 | 0 | 0 | 0 | 0 | 0 | 0 | 0
F2_Industrial_Industrial - Firm_Existing_Miscellaneous_Natural Gas_Miscellaneous_E1 | F2 | Industrial | Industrial - Firm | Existing | Miscellaneous | Natural Gas | Miscellaneous | E1 | TRC BC Ratio | bar: 2019 to 2051
F2_Industrial_Industrial - Firm_Existing_Miscellaneous_Natural Gas_Miscellaneous_E2 | F2 | Industrial | Industrial - Firm | Existing | Miscellaneous | Natural Gas | Miscellaneous | E2 | TRC BC Ratio | 0 | 0 | 0 | 0 | 0 | 0 | 0 | 0 | 0 | 0 | 0 | 0 | 0 | 0 | 0 | 0 | 0 | 0 | 0 | 0 | 0 | 0 | 0 | 0 | 0 | 0 | 0 | 0 | 0 | 0 | 0 | 0 | 0
F2_Industrial_Industrial - Firm_Existing_Miscellaneous_Natural Gas_Miscellaneous_E3 | F2 | Industrial | Industrial - Firm | Existing | Miscellaneous | Natural Gas | Miscellaneous | E3 | TRC BC Ratio | 0 | 0 | 0 | 0 | 0 | 0 | 0 | 0 | 0 | 0 | 0 | 0 | 0 | 0 | 0 | 0 | 0 | 0 | 0 | 0 | 0 | 0 | 0 | 0 | 0 | 0 | 0 | 0 | 0 | 0 | 0 | 0 | 0
F2_Industrial_Industrial - Firm_Existing_Miscellaneous_Natural Gas_Miscellaneous_E4 | F2 | Industrial | Industrial - Firm | Existing | Miscellaneous | Natural Gas | Miscellaneous | E4 | TRC BC Ratio | 0 | 0 | 0 | 0 | 0 | 0 | 0 | 0 | 0 | 0 | 0 | 0 | 0 | 0 | 0 | 0 | 0 | 0 | 0 | 0 | 0 | 0 | 0 | 0 | 0 | 0 | 0 | 0 | 0 | 0 | 0 | 0 | 0
F2_Industrial_Industrial - Firm_Existing_Miscellaneous_Natural Gas_Miscellaneous_E5 | F2 | Industrial | Industrial - Firm | Existing | Miscellaneous | Natural Gas | Miscellaneous | E5 | TRC BC Ratio | 0 | 0 | 0 | 0 | 0 | 0 | 0 | 0 | 0 | 0 | 0 | 0 | 0 | 0 | 0 | 0 | 0 | 0 | 0 | 0 | 0 | 0 | 0 | 0 | 0 | 0 | 0 | 0 | 0 | 0 | 0 | 0 | 0
F2_Industrial_Industrial - Firm_Existing_Miscellaneous_Natural Gas_Miscellaneous_E6 | F2 | Industrial | Industrial - Firm | Existing | Miscellaneous | Natural Gas | Miscellaneous | E6 | TRC BC Ratio | 0 | 0 | 0 | 0 | 0 | 0 | 0 | 0 | 0 | 0 | 0 | 0 | 0 | 0 | 0 | 0 | 0 | 0 | 0 | 0 | 0 | 0 | 0 | 0 | 0 | 0 | 0 | 0 | 0 | 0 | 0 | 0 | 0
F2_Industrial_Industrial - Firm_Existing_Miscellaneous_Natural Gas_Miscellaneous_E7 | F2 | Industrial | Industrial - Firm | Existing | Miscellaneous | Natural Gas | Miscellaneous | E7 | TRC BC Ratio | 0 | 0 | 0 | 0 | 0 | 0 | 0 | 0 | 0 | 0 | 0 | 0 | 0 | 0 | 0 | 0 | 0 | 0 | 0 | 0 | 0 | 0 | 0 | 0 | 0 | 0 | 0 | 0 | 0 | 0 | 0 | 0 | 0
F2_Industrial_Industrial - Firm_Existing_Miscellaneous_Natural Gas_Miscellaneous_E8 | F2 | Industrial | Industrial - Firm | Existing | Miscellaneous | Natural Gas | Miscellaneous | E8 | TRC BC Ratio | 0 | 0 | 0 | 0 | 0 | 0 | 0 | 0 | 0 | 0 | 0 | 0 | 0 | 0 | 0 | 0 | 0 | 0 | 0 | 0 | 0 | 0 | 0 | 0 | 0 | 0 | 0 | 0 | 0 | 0 | 0 | 0 | 0
F2_Industrial_Industrial - Firm_Existing_Miscellaneous_Natural Gas_Miscellaneous_E9 | F2 | Industrial | Industrial - Firm | Existing | Miscellaneous | Natural Gas | Miscellaneous | E9 | TRC BC Ratio | 0 | 0 | 0 | 0 | 0 | 0 | 0 | 0 | 0 | 0 | 0 | 0 | 0 | 0 | 0 | 0 | 0 | 0 | 0 | 0 | 0 | 0 | 0 | 0 | 0 | 0 | 0 | 0 | 0 | 0 | 0 | 0 | 0
F2_Industrial_Industrial - Firm_Existing_Miscellaneous_Natural Gas_Miscellaneous_E10 | F2 | Industrial | Industrial - Firm | Existing | Miscellaneous | Natural Gas | Miscellaneous | E10 | TRC BC Ratio | 0 | 0 | 0 | 0 | 0 | 0 | 0 | 0 | 0 | 0 | 0 | 0 | 0 | 0 | 0 | 0 | 0 | 0 | 0 | 0 | 0 | 0 | 0 | 0 | 0 | 0 | 0 | 0 | 0 | 0 | 0 | 0 | 0
F3_Industrial_Industrial - Firm_Existing_Miscellaneous_Natural Gas_Miscellaneous_E1 | F3 | Industrial | Industrial - Firm | Existing | Miscellaneous | Natural Gas | Miscellaneous | E1 | PACT BC Ratio | bar: 2019 to 2051
F3_Industrial_Industrial - Firm_Existing_Miscellaneous_Natural Gas_Miscellaneous_E2 | F3 | Industrial | Industrial - Firm | Existing | Miscellaneous | Natural Gas | Miscellaneous | E2 | PACT BC Ratio | 0 | 0 | 0 | 0 | 0 | 0 | 0 | 0 | 0 | 0 | 0 | 0 | 0 | 0 | 0 | 0 | 0 | 0 | 0 | 0 | 0 | 0 | 0 | 0 | 0 | 0 | 0 | 0 | 0 | 0 | 0 | 0 | 0
F3_Industrial_Industrial - Firm_Existing_Miscellaneous_Natural Gas_Miscellaneous_E3 | F3 | Industrial | Industrial - Firm | Existing | Miscellaneous | Natural Gas | Miscellaneous | E3 | PACT BC Ratio | 0 | 0 | 0 | 0 | 0 | 0 | 0 | 0 | 0 | 0 | 0 | 0 | 0 | 0 | 0 | 0 | 0 | 0 | 0 | 0 | 0 | 0 | 0 | 0 | 0 | 0 | 0 | 0 | 0 | 0 | 0 | 0 | 0
F3_Industrial_Industrial - Firm_Existing_Miscellaneous_Natural Gas_Miscellaneous_E4 | F3 | Industrial | Industrial - Firm | Existing | Miscellaneous | Natural Gas | Miscellaneous | E4 | PACT BC Ratio | 0 | 0 | 0 | 0 | 0 | 0 | 0 | 0 | 0 | 0 | 0 | 0 | 0 | 0 | 0 | 0 | 0 | 0 | 0 | 0 | 0 | 0 | 0 | 0 | 0 | 0 | 0 | 0 | 0 | 0 | 0 | 0 | 0
F3_Industrial_Industrial - Firm_Existing_Miscellaneous_Natural Gas_Miscellaneous_E5 | F3 | Industrial | Industrial - Firm | Existing | Miscellaneous | Natural Gas | Miscellaneous | E5 | PACT BC Ratio | 0 | 0 | 0 | 0 | 0 | 0 | 0 | 0 | 0 | 0 | 0 | 0 | 0 | 0 | 0 | 0 | 0 | 0 | 0 | 0 | 0 | 0 | 0 | 0 | 0 | 0 | 0 | 0 | 0 | 0 | 0 | 0 | 0
F3_Industrial_Industrial - Firm_Existing_Miscellaneous_Natural Gas_Miscellaneous_E6 | F3 | Industrial | Industrial - Firm | Existing | Miscellaneous | Natural Gas | Miscellaneous | E6 | PACT BC Ratio | 0 | 0 | 0 | 0 | 0 | 0 | 0 | 0 | 0 | 0 | 0 | 0 | 0 | 0 | 0 | 0 | 0 | 0 | 0 | 0 | 0 | 0 | 0 | 0 | 0 | 0 | 0 | 0 | 0 | 0 | 0 | 0 | 0
F3_Industrial_Industrial - Firm_Existing_Miscellaneous_Natural Gas_Miscellaneous_E7 | F3 | Industrial | Industrial - Firm | Existing | Miscellaneous | Natural Gas | Miscellaneous | E7 | PACT BC Ratio | 0 | 0 | 0 | 0 | 0 | 0 | 0 | 0 | 0 | 0 | 0 | 0 | 0 | 0 | 0 | 0 | 0 | 0 | 0 | 0 | 0 | 0 | 0 | 0 | 0 | 0 | 0 | 0 | 0 | 0 | 0 | 0 | 0
F3_Industrial_Industrial - Firm_Existing_Miscellaneous_Natural Gas_Miscellaneous_E8 | F3 | Industrial | Industrial - Firm | Existing | Miscellaneous | Natural Gas | Miscellaneous | E8 | PACT BC Ratio | 0 | 0 | 0 | 0 | 0 | 0 | 0 | 0 | 0 | 0 | 0 | 0 | 0 | 0 | 0 | 0 | 0 | 0 | 0 | 0 | 0 | 0 | 0 | 0 | 0 | 0 | 0 | 0 | 0 | 0 | 0 | 0 | 0
F3_Industrial_Industrial - Firm_Existing_Miscellaneous_Natural Gas_Miscellaneous_E9 | F3 | Industrial | Industrial - Firm | Existing | Miscellaneous | Natural Gas | Miscellaneous | E9 | PACT BC Ratio | 0 | 0 | 0 | 0 | 0 | 0 | 0 | 0 | 0 | 0 | 0 | 0 | 0 | 0 | 0 | 0 | 0 | 0 | 0 | 0 | 0 | 0 | 0 | 0 | 0 | 0 | 0 | 0 | 0 | 0 | 0 | 0 | 0
F3_Industrial_Industrial - Firm_Existing_Miscellaneous_Natural Gas_Miscellaneous_E10 | F3 | Industrial | Industrial - Firm | Existing | Miscellaneous | Natural Gas | Miscellaneous | E10 | PACT BC Ratio | 0 | 0 | 0 | 0 | 0 | 0 | 0 | 0 | 0 | 0 | 0 | 0 | 0 | 0 | 0 | 0 | 0 | 0 | 0 | 0 | 0 | 0 | 0 | 0 | 0 | 0 | 0 | 0 | 0 | 0 | 0 | 0 | 0
F4_Industrial_Industrial - Firm_Existing_Miscellaneous_Natural Gas_Miscellaneous_E1 | F4 | Industrial | Industrial - Firm | Existing | Miscellaneous | Natural Gas | Miscellaneous | E1 | RVT BC Ratio | bar: 2019 to 2051
F4_Industrial_Industrial - Firm_Existing_Miscellaneous_Natural Gas_Miscellaneous_E2 | F4 | Industrial | Industrial - Firm | Existing | Miscellaneous | Natural Gas | Miscellaneous | E2 | RVT BC Ratio | 0 | 0 | 0 | 0 | 0 | 0 | 0 | 0 | 0 | 0 | 0 | 0 | 0 | 0 | 0 | 0 | 0 | 0 | 0 | 0 | 0 | 0 | 0 | 0 | 0 | 0 | 0 | 0 | 0 | 0 | 0 | 0 | 0
F4_Industrial_Industrial - Firm_Existing_Miscellaneous_Natural Gas_Miscellaneous_E3 | F4 | Industrial | Industrial - Firm | Existing | Miscellaneous | Natural Gas | Miscellaneous | E3 | RVT BC Ratio | 0 | 0 | 0 | 0 | 0 | 0 | 0 | 0 | 0 | 0 | 0 | 0 | 0 | 0 | 0 | 0 | 0 | 0 | 0 | 0 | 0 | 0 | 0 | 0 | 0 | 0 | 0 | 0 | 0 | 0 | 0 | 0 | 0
F4_Industrial_Industrial - Firm_Existing_Miscellaneous_Natural Gas_Miscellaneous_E4 | F4 | Industrial | Industrial - Firm | Existing | Miscellaneous | Natural Gas | Miscellaneous | E4 | RVT BC Ratio | 0 | 0 | 0 | 0 | 0 | 0 | 0 | 0 | 0 | 0 | 0 | 0 | 0 | 0 | 0 | 0 | 0 | 0 | 0 | 0 | 0 | 0 | 0 | 0 | 0 | 0 | 0 | 0 | 0 | 0 | 0 | 0 | 0
F4_Industrial_Industrial - Firm_Existing_Miscellaneous_Natural Gas_Miscellaneous_E5 | F4 | Industrial | Industrial - Firm | Existing | Miscellaneous | Natural Gas | Miscellaneous | E5 | RVT BC Ratio | 0 | 0 | 0 | 0 | 0 | 0 | 0 | 0 | 0 | 0 | 0 | 0 | 0 | 0 | 0 | 0 | 0 | 0 | 0 | 0 | 0 | 0 | 0 | 0 | 0 | 0 | 0 | 0 | 0 | 0 | 0 | 0 | 0
F4_Industrial_Industrial - Firm_Existing_Miscellaneous_Natural Gas_Miscellaneous_E6 | F4 | Industrial | Industrial - Firm | Existing | Miscellaneous | Natural Gas | Miscellaneous | E6 | RVT BC Ratio | 0 | 0 | 0 | 0 | 0 | 0 | 0 | 0 | 0 | 0 | 0 | 0 | 0 | 0 | 0 | 0 | 0 | 0 | 0 | 0 | 0 | 0 | 0 | 0 | 0 | 0 | 0 | 0 | 0 | 0 | 0 | 0 | 0
F4_Industrial_Industrial - Firm_Existing_Miscellaneous_Natural Gas_Miscellaneous_E7 | F4 | Industrial | Industrial - Firm | Existing | Miscellaneous | Natural Gas | Miscellaneous | E7 | RVT BC Ratio | 0 | 0 | 0 | 0 | 0 | 0 | 0 | 0 | 0 | 0 | 0 | 0 | 0 | 0 | 0 | 0 | 0 | 0 | 0 | 0 | 0 | 0 | 0 | 0 | 0 | 0 | 0 | 0 | 0 | 0 | 0 | 0 | 0
F4_Industrial_Industrial - Firm_Existing_Miscellaneous_Natural Gas_Miscellaneous_E8 | F4 | Industrial | Industrial - Firm | Existing | Miscellaneous | Natural Gas | Miscellaneous | E8 | RVT BC Ratio | 0 | 0 | 0 | 0 | 0 | 0 | 0 | 0 | 0 | 0 | 0 | 0 | 0 | 0 | 0 | 0 | 0 | 0 | 0 | 0 | 0 | 0 | 0 | 0 | 0 | 0 | 0 | 0 | 0 | 0 | 0 | 0 | 0
F4_Industrial_Industrial - Firm_Existing_Miscellaneous_Natural Gas_Miscellaneous_E9 | F4 | Industrial | Industrial - Firm | Existing | Miscellaneous | Natural Gas | Miscellaneous | E9 | RVT BC Ratio | 0 | 0 | 0 | 0 | 0 | 0 | 0 | 0 | 0 | 0 | 0 | 0 | 0 | 0 | 0 | 0 | 0 | 0 | 0 | 0 | 0 | 0 | 0 | 0 | 0 | 0 | 0 | 0 | 0 | 0 | 0 | 0 | 0
F4_Industrial_Industrial - Firm_Existing_Miscellaneous_Natural Gas_Miscellaneous_E10 | F4 | Industrial | Industrial - Firm | Existing | Miscellaneous | Natural Gas | Miscellaneous | E10 | RVT BC Ratio | 0 | 0 | 0 | 0 | 0 | 0 | 0 | 0 | 0 | 0 | 0 | 0 | 0 | 0 | 0 | 0 | 0 | 0 | 0 | 0 | 0 | 0 | 0 | 0 | 0 | 0 | 0 | 0 | 0 | 0 | 0 | 0 | 0
F5_Industrial_Industrial - Firm_Existing_Miscellaneous_Natural Gas_Miscellaneous_E1 | F5 | Industrial | Industrial - Firm | Existing | Miscellaneous | Natural Gas | Miscellaneous | E1 | RIM BC Ratio | bar: 2019 to 2051
F5_Industrial_Industrial - Firm_Existing_Miscellaneous_Natural Gas_Miscellaneous_E2 | F5 | Industrial | Industrial - Firm | Existing | Miscellaneous | Natural Gas | Miscellaneous | E2 | RIM BC Ratio | 0 | 0 | 0 | 0 | 0 | 0 | 0 | 0 | 0 | 0 | 0 | 0 | 0 | 0 | 0 | 0 | 0 | 0 | 0 | 0 | 0 | 0 | 0 | 0 | 0 | 0 | 0 | 0 | 0 | 0 | 0 | 0 | 0
F5_Industrial_Industrial - Firm_Existing_Miscellaneous_Natural Gas_Miscellaneous_E3 | F5 | Industrial | Industrial - Firm | Existing | Miscellaneous | Natural Gas | Miscellaneous | E3 | RIM BC Ratio | 0 | 0 | 0 | 0 | 0 | 0 | 0 | 0 | 0 | 0 | 0 | 0 | 0 | 0 | 0 | 0 | 0 | 0 | 0 | 0 | 0 | 0 | 0 | 0 | 0 | 0 | 0 | 0 | 0 | 0 | 0 | 0 | 0
F5_Industrial_Industrial - Firm_Existing_Miscellaneous_Natural Gas_Miscellaneous_E4 | F5 | Industrial | Industrial - Firm | Existing | Miscellaneous | Natural Gas | Miscellaneous | E4 | RIM BC Ratio | 0 | 0 | 0 | 0 | 0 | 0 | 0 | 0 | 0 | 0 | 0 | 0 | 0 | 0 | 0 | 0 | 0 | 0 | 0 | 0 | 0 | 0 | 0 | 0 | 0 | 0 | 0 | 0 | 0 | 0 | 0 | 0 | 0
F5_Industrial_Industrial - Firm_Existing_Miscellaneous_Natural Gas_Miscellaneous_E5 | F5 | Industrial | Industrial - Firm | Existing | Miscellaneous | Natural Gas | Miscellaneous | E5 | RIM BC Ratio | 0 | 0 | 0 | 0 | 0 | 0 | 0 | 0 | 0 | 0 | 0 | 0 | 0 | 0 | 0 | 0 | 0 | 0 | 0 | 0 | 0 | 0 | 0 | 0 | 0 | 0 | 0 | 0 | 0 | 0 | 0 | 0 | 0
F5_Industrial_Industrial - Firm_Existing_Miscellaneous_Natural Gas_Miscellaneous_E6 | F5 | Industrial | Industrial - Firm | Existing | Miscellaneous | Natural Gas | Miscellaneous | E6 | RIM BC Ratio | 0 | 0 | 0 | 0 | 0 | 0 | 0 | 0 | 0 | 0 | 0 | 0 | 0 | 0 | 0 | 0 | 0 | 0 | 0 | 0 | 0 | 0 | 0 | 0 | 0 | 0 | 0 | 0 | 0 | 0 | 0 | 0 | 0
F5_Industrial_Industrial - Firm_Existing_Miscellaneous_Natural Gas_Miscellaneous_E7 | F5 | Industrial | Industrial - Firm | Existing | Miscellaneous | Natural Gas | Miscellaneous | E7 | RIM BC Ratio | 0 | 0 | 0 | 0 | 0 | 0 | 0 | 0 | 0 | 0 | 0 | 0 | 0 | 0 | 0 | 0 | 0 | 0 | 0 | 0 | 0 | 0 | 0 | 0 | 0 | 0 | 0 | 0 | 0 | 0 | 0 | 0 | 0
F5_Industrial_Industrial - Firm_Existing_Miscellaneous_Natural Gas_Miscellaneous_E8 | F5 | Industrial | Industrial - Firm | Existing | Miscellaneous | Natural Gas | Miscellaneous | E8 | RIM BC Ratio | 0 | 0 | 0 | 0 | 0 | 0 | 0 | 0 | 0 | 0 | 0 | 0 | 0 | 0 | 0 | 0 | 0 | 0 | 0 | 0 | 0 | 0 | 0 | 0 | 0 | 0 | 0 | 0 | 0 | 0 | 0 | 0 | 0
F5_Industrial_Industrial - Firm_Existing_Miscellaneous_Natural Gas_Miscellaneous_E9 | F5 | Industrial | Industrial - Firm | Existing | Miscellaneous | Natural Gas | Miscellaneous | E9 | RIM BC Ratio | 0 | 0 | 0 | 0 | 0 | 0 | 0 | 0 | 0 | 0 | 0 | 0 | 0 | 0 | 0 | 0 | 0 | 0 | 0 | 0 | 0 | 0 | 0 | 0 | 0 | 0 | 0 | 0 | 0 | 0 | 0 | 0 | 0
F5_Industrial_Industrial - Firm_Existing_Miscellaneous_Natural Gas_Miscellaneous_E10 | F5 | Industrial | Industrial - Firm | Existing | Miscellaneous | Natural Gas | Miscellaneous | E10 | RIM BC Ratio | 0 | 0 | 0 | 0 | 0 | 0 | 0 | 0 | 0 | 0 | 0 | 0 | 0 | 0 | 0 | 0 | 0 | 0 | 0 | 0 | 0 | 0 | 0 | 0 | 0 | 0 | 0 | 0 | 0 | 0 | 0 | 0 | 0
F0_Industrial_Industrial - Firm_New_Space Heating_Natural Gas_Furnace_E0 | F0 | Industrial | Industrial - Firm | New | Space Heating | Natural Gas | Furnace | E0 | Economic Unit | AFUE 96% | AFUE 96% | AFUE 96% | AFUE 96% | AFUE 96% | AFUE 96% | AFUE 96% | AFUE 96% | AFUE 96% | AFUE 96% | AFUE 96% | AFUE 96% | AFUE 96% | AFUE 96% | AFUE 96% | AFUE 96% | AFUE 96% | AFUE 96% | AFUE 96% | AFUE 96% | AFUE 96% | AFUE 96% | AFUE 96% | AFUE 96% | AFUE 96% | AFUE 96% | AFUE 96% | AFUE 96% | AFUE 96% | AFUE 96% | AFUE 96% | AFUE 96% | AFUE 96%
F1_Industrial_Industrial - Firm_New_Space Heating_Natural Gas_Furnace_E1 | F1 | Industrial | Industrial - Firm | New | Space Heating | Natural Gas | Furnace | E1 | CCE | 0 | 0 | 0 | 0 | 0 | 0 | 0 | 0 | 0 | 0 | 0 | 0 | 0 | 0 | 0 | 0 | 0 | 0 | 0 | 0 | 0 | 0 | 0 | 0 | 0 | 0 | 0 | 0 | 0 | 0 | 0 | 0 | 0
F1_Industrial_Industrial - Firm_New_Space Heating_Natural Gas_Furnace_E2 | F1 | Industrial | Industrial - Firm | New | Space Heating | Natural Gas | Furnace | E2 | CCE | 0.090631 | 0.090631 | 0.091114 | 0.091602 | 0.092094 | 0.092592 | 0.093096 | 0.093605 | 0.094119 | 0.094639 | 0.095165 | 0.095697 | 0.096235 | 0.096778 | 0.097329 | 0.097885 | 0.098447 | 0.099016 | 0.099592 | 0.10017 | 0.10076 | 0.10136 | 0.10196 | 0.10257 | 0.10319 | 0.10381 | 0.10445 | 0.10509 | 0.10574 | 0.10639 | 0.10706 | 0.10773 | 0.10773
F1_Industrial_Industrial - Firm_New_Space Heating_Natural Gas_Furnace_E3 | F1 | Industrial | Industrial - Firm | New | Space Heating | Natural Gas | Furnace | E3 | CCE | 0.12084 | 0.12084 | 0.12149 | 0.12214 | 0.12279 | 0.12346 | 0.12413 | 0.12481 | 0.12549 | 0.12618 | 0.12689 | 0.1276 | 0.12831 | 0.12904 | 0.12977 | 0.13051 | 0.13126 | 0.13202 | 0.13279 | 0.13357 | 0.13435 | 0.13515 | 0.13595 | 0.13676 | 0.13759 | 0.13842 | 0.13926 | 0.14012 | 0.14098 | 0.14186 | 0.14274 | 0.14364 | 0.14364
F1_Industrial_Industrial - Firm_New_Space Heating_Natural Gas_Furnace_E4 | F1 | Industrial | Industrial - Firm | New | Space Heating | Natural Gas | Furnace | E4 | CCE | 0 | 0 | 0 | 0 | 0 | 0 | 0 | 0 | 0 | 0 | 0 | 0 | 0 | 0 | 0 | 0 | 0 | 0 | 0 | 0 | 0 | 0 | 0 | 0 | 0 | 0 | 0 | 0 | 0 | 0 | 0 | 0 | 0
F1_Industrial_Industrial - Firm_New_Space Heating_Natural Gas_Furnace_E5 | F1 | Industrial | Industrial - Firm | New | Space Heating | Natural Gas | Furnace | E5 | CCE | 0 | 0 | 0 | 0 | 0 | 0 | 0 | 0 | 0 | 0 | 0 | 0 | 0 | 0 | 0 | 0 | 0 | 0 | 0 | 0 | 0 | 0 | 0 | 0 | 0 | 0 | 0 | 0 | 0 | 0 | 0 | 0 | 0
F1_Industrial_Industrial - Firm_New_Space Heating_Natural Gas_Furnace_E6 | F1 | Industrial | Industrial - Firm | New | Space Heating | Natural Gas | Furnace | E6 | CCE | 0 | 0 | 0 | 0 | 0 | 0 | 0 | 0 | 0 | 0 | 0 | 0 | 0 | 0 | 0 | 0 | 0 | 0 | 0 | 0 | 0 | 0 | 0 | 0 | 0 | 0 | 0 | 0 | 0 | 0 | 0 | 0 | 0
F1_Industrial_Industrial - Firm_New_Space Heating_Natural Gas_Furnace_E7 | F1 | Industrial | Industrial - Firm | New | Space Heating | Natural Gas | Furnace | E7 | CCE | 0 | 0 | 0 | 0 | 0 | 0 | 0 | 0 | 0 | 0 | 0 | 0 | 0 | 0 | 0 | 0 | 0 | 0 | 0 | 0 | 0 | 0 | 0 | 0 | 0 | 0 | 0 | 0 | 0 | 0 | 0 | 0 | 0
F1_Industrial_Industrial - Firm_New_Space Heating_Natural Gas_Furnace_E8 | F1 | Industrial | Industrial - Firm | New | Space Heating | Natural Gas | Furnace | E8 | CCE | 0 | 0 | 0 | 0 | 0 | 0 | 0 | 0 | 0 | 0 | 0 | 0 | 0 | 0 | 0 | 0 | 0 | 0 | 0 | 0 | 0 | 0 | 0 | 0 | 0 | 0 | 0 | 0 | 0 | 0 | 0 | 0 | 0
F1_Industrial_Industrial - Firm_New_Space Heating_Natural Gas_Furnace_E9 | F1 | Industrial | Industrial - Firm | New | Space Heating | Natural Gas | Furnace | E9 | CCE | 0 | 0 | 0 | 0 | 0 | 0 | 0 | 0 | 0 | 0 | 0 | 0 | 0 | 0 | 0 | 0 | 0 | 0 | 0 | 0 | 0 | 0 | 0 | 0 | 0 | 0 | 0 | 0 | 0 | 0 | 0 | 0 | 0
F1_Industrial_Industrial - Firm_New_Space Heating_Natural Gas_Furnace_E10 | F1 | Industrial | Industrial - Firm | New | Space Heating | Natural Gas | Furnace | E10 | CCE | 0 | 0 | 0 | 0 | 0 | 0 | 0 | 0 | 0 | 0 | 0 | 0 | 0 | 0 | 0 | 0 | 0 | 0 | 0 | 0 | 0 | 0 | 0 | 0 | 0 | 0 | 0 | 0 | 0 | 0 | 0 | 0 | 0
F2_Industrial_Industrial - Firm_New_Space Heating_Natural Gas_Furnace_E1 | F2 | Industrial | Industrial - Firm | New | Space Heating | Natural Gas | Furnace | E1 | TRC BC Ratio | bar: 2019 to 2051
F2_Industrial_Industrial - Firm_New_Space Heating_Natural Gas_Furnace_E2 | F2 | Industrial | Industrial - Firm | New | Space Heating | Natural Gas | Furnace | E2 | TRC BC Ratio | 19.7623 | 19.7799 | 19.7991 | 19.8278 | 19.8686 | 19.9308 | 19.9743 | 20.008 | 20.0454 | 20.08 | 20.1039 | 20.1186 | 20.1316 | 20.1435 | 20.159 | 20.1653 | 20.1763 | 20.1971 | 20.2191 | 20.2447 | 20.275 | 20.3003 | 20.3201 | 20.3351 | 20.3451 | 20.348 | 20.3427 | 20.3317 | 20.3231 | 20.3189 | 20.322 | 20.3232 | 20.3232
F2_Industrial_Industrial - Firm_New_Space Heating_Natural Gas_Furnace_E3 | F2 | Industrial | Industrial - Firm | New | Space Heating | Natural Gas | Furnace | E3 | TRC BC Ratio | 14.8217 | 14.8349 | 14.8493 | 14.8708 | 14.9015 | 14.9481 | 14.9807 | 15.006 | 15.0341 | 15.06 | 15.0779 | 15.0889 | 15.0987 | 15.1076 | 15.1192 | 15.124 | 15.1322 | 15.1478 | 15.1643 | 15.1835 | 15.2062 | 15.2252 | 15.2401 | 15.2513 | 15.2588 | 15.261 | 15.257 | 15.2488 | 15.2423 | 15.2392 | 15.2415 | 15.2424 | 15.2424
F2_Industrial_Industrial - Firm_New_Space Heating_Natural Gas_Furnace_E4 | F2 | Industrial | Industrial - Firm | New | Space Heating | Natural Gas | Furnace | E4 | TRC BC Ratio | 0 | 0 | 0 | 0 | 0 | 0 | 0 | 0 | 0 | 0 | 0 | 0 | 0 | 0 | 0 | 0 | 0 | 0 | 0 | 0 | 0 | 0 | 0 | 0 | 0 | 0 | 0 | 0 | 0 | 0 | 0 | 0 | 0
F2_Industrial_Industrial - Firm_New_Space Heating_Natural Gas_Furnace_E5 | F2 | Industrial | Industrial - Firm | New | Space Heating | Natural Gas | Furnace | E5 | TRC BC Ratio | 0 | 0 | 0 | 0 | 0 | 0 | 0 | 0 | 0 | 0 | 0 | 0 | 0 | 0 | 0 | 0 | 0 | 0 | 0 | 0 | 0 | 0 | 0 | 0 | 0 | 0 | 0 | 0 | 0 | 0 | 0 | 0 | 0
F2_Industrial_Industrial - Firm_New_Space Heating_Natural Gas_Furnace_E6 | F2 | Industrial | Industrial - Firm | New | Space Heating | Natural Gas | Furnace | E6 | TRC BC Ratio | 0 | 0 | 0 | 0 | 0 | 0 | 0 | 0 | 0 | 0 | 0 | 0 | 0 | 0 | 0 | 0 | 0 | 0 | 0 | 0 | 0 | 0 | 0 | 0 | 0 | 0 | 0 | 0 | 0 | 0 | 0 | 0 | 0
F2_Industrial_Industrial - Firm_New_Space Heating_Natural Gas_Furnace_E7 | F2 | Industrial | Industrial - Firm | New | Space Heating | Natural Gas | Furnace | E7 | TRC BC Ratio | 0 | 0 | 0 | 0 | 0 | 0 | 0 | 0 | 0 | 0 | 0 | 0 | 0 | 0 | 0 | 0 | 0 | 0 | 0 | 0 | 0 | 0 | 0 | 0 | 0 | 0 | 0 | 0 | 0 | 0 | 0 | 0 | 0
F2_Industrial_Industrial - Firm_New_Space Heating_Natural Gas_Furnace_E8 | F2 | Industrial | Industrial - Firm | New | Space Heating | Natural Gas | Furnace | E8 | TRC BC Ratio | 0 | 0 | 0 | 0 | 0 | 0 | 0 | 0 | 0 | 0 | 0 | 0 | 0 | 0 | 0 | 0 | 0 | 0 | 0 | 0 | 0 | 0 | 0 | 0 | 0 | 0 | 0 | 0 | 0 | 0 | 0 | 0 | 0
F2_Industrial_Industrial - Firm_New_Space Heating_Natural Gas_Furnace_E9 | F2 | Industrial | Industrial - Firm | New | Space Heating | Natural Gas | Furnace | E9 | TRC BC Ratio | 0 | 0 | 0 | 0 | 0 | 0 | 0 | 0 | 0 | 0 | 0 | 0 | 0 | 0 | 0 | 0 | 0 | 0 | 0 | 0 | 0 | 0 | 0 | 0 | 0 | 0 | 0 | 0 | 0 | 0 | 0 | 0 | 0
F2_Industrial_Industrial - Firm_New_Space Heating_Natural Gas_Furnace_E10 | F2 | Industrial | Industrial - Firm | New | Space Heating | Natural Gas | Furnace | E10 | TRC BC Ratio | 0 | 0 | 0 | 0 | 0 | 0 | 0 | 0 | 0 | 0 | 0 | 0 | 0 | 0 | 0 | 0 | 0 | 0 | 0 | 0 | 0 | 0 | 0 | 0 | 0 | 0 | 0 | 0 | 0 | 0 | 0 | 0 | 0
F3_Industrial_Industrial - Firm_New_Space Heating_Natural Gas_Furnace_E1 | F3 | Industrial | Industrial - Firm | New | Space Heating | Natural Gas | Furnace | E1 | PACT BC Ratio | bar: 2019 to 2051
F3_Industrial_Industrial - Firm_New_Space Heating_Natural Gas_Furnace_E2 | F3 | Industrial | Industrial - Firm | New | Space Heating | Natural Gas | Furnace | E2 | PACT BC Ratio | 57.0283 | 57.079 | 57.1344 | 57.2172 | 57.3351 | 57.5146 | 57.6402 | 57.7375 | 57.8454 | 57.9452 | 58.014 | 58.0564 | 58.0942 | 58.1284 | 58.1731 | 58.1913 | 58.223 | 58.283 | 58.3464 | 58.4204 | 58.5077 | 58.5808 | 58.638 | 58.6813 | 58.7101 | 58.7185 | 58.7031 | 58.6716 | 58.6467 | 58.6346 | 58.6434 | 58.6468 | 58.6468
F3_Industrial_Industrial - Firm_New_Space Heating_Natural Gas_Furnace_E3 | F3 | Industrial | Industrial - Firm | New | Space Heating | Natural Gas | Furnace | E3 | PACT BC Ratio | 42.7712 | 42.8093 | 42.8508 | 42.9129 | 43.0014 | 43.1359 | 43.2301 | 43.3031 | 43.384 | 43.4589 | 43.5105 | 43.5423 | 43.5706 | 43.5963 | 43.6298 | 43.6434 | 43.6672 | 43.7123 | 43.7598 | 43.8153 | 43.8808 | 43.9356 | 43.9785 | 44.011 | 44.0326 | 44.0388 | 44.0274 | 44.0037 | 43.985 | 43.976 | 43.9826 | 43.9851 | 43.9851
F3_Industrial_Industrial - Firm_New_Space Heating_Natural Gas_Furnace_E4 | F3 | Industrial | Industrial - Firm | New | Space Heating | Natural Gas | Furnace | E4 | PACT BC Ratio | 0 | 0 | 0 | 0 | 0 | 0 | 0 | 0 | 0 | 0 | 0 | 0 | 0 | 0 | 0 | 0 | 0 | 0 | 0 | 0 | 0 | 0 | 0 | 0 | 0 | 0 | 0 | 0 | 0 | 0 | 0 | 0 | 0
F3_Industrial_Industrial - Firm_New_Space Heating_Natural Gas_Furnace_E5 | F3 | Industrial | Industrial - Firm | New | Space Heating | Natural Gas | Furnace | E5 | PACT BC Ratio | 0 | 0 | 0 | 0 | 0 | 0 | 0 | 0 | 0 | 0 | 0 | 0 | 0 | 0 | 0 | 0 | 0 | 0 | 0 | 0 | 0 | 0 | 0 | 0 | 0 | 0 | 0 | 0 | 0 | 0 | 0 | 0 | 0
F3_Industrial_Industrial - Firm_New_Space Heating_Natural Gas_Furnace_E6 | F3 | Industrial | Industrial - Firm | New | Space Heating | Natural Gas | Furnace | E6 | PACT BC Ratio | 0 | 0 | 0 | 0 | 0 | 0 | 0 | 0 | 0 | 0 | 0 | 0 | 0 | 0 | 0 | 0 | 0 | 0 | 0 | 0 | 0 | 0 | 0 | 0 | 0 | 0 | 0 | 0 | 0 | 0 | 0 | 0 | 0
F3_Industrial_Industrial - Firm_New_Space Heating_Natural Gas_Furnace_E7 | F3 | Industrial | Industrial - Firm | New | Space Heating | Natural Gas | Furnace | E7 | PACT BC Ratio | 0 | 0 | 0 | 0 | 0 | 0 | 0 | 0 | 0 | 0 | 0 | 0 | 0 | 0 | 0 | 0 | 0 | 0 | 0 | 0 | 0 | 0 | 0 | 0 | 0 | 0 | 0 | 0 | 0 | 0 | 0 | 0 | 0
F3_Industrial_Industrial - Firm_New_Space Heating_Natural Gas_Furnace_E8 | F3 | Industrial | Industrial - Firm | New | Space Heating | Natural Gas | Furnace | E8 | PACT BC Ratio | 0 | 0 | 0 | 0 | 0 | 0 | 0 | 0 | 0 | 0 | 0 | 0 | 0 | 0 | 0 | 0 | 0 | 0 | 0 | 0 | 0 | 0 | 0 | 0 | 0 | 0 | 0 | 0 | 0 | 0 | 0 | 0 | 0
F3_Industrial_Industrial - Firm_New_Space Heating_Natural Gas_Furnace_E9 | F3 | Industrial | Industrial - Firm | New | Space Heating | Natural Gas | Furnace | E9 | PACT BC Ratio | 0 | 0 | 0 | 0 | 0 | 0 | 0 | 0 | 0 | 0 | 0 | 0 | 0 | 0 | 0 | 0 | 0 | 0 | 0 | 0 | 0 | 0 | 0 | 0 | 0 | 0 | 0 | 0 | 0 | 0 | 0 | 0 | 0
F3_Industrial_Industrial - Firm_New_Space Heating_Natural Gas_Furnace_E10 | F3 | Industrial | Industrial - Firm | New | Space Heating | Natural Gas | Furnace | E10 | PACT BC Ratio | 0 | 0 | 0 | 0 | 0 | 0 | 0 | 0 | 0 | 0 | 0 | 0 | 0 | 0 | 0 | 0 | 0 | 0 | 0 | 0 | 0 | 0 | 0 | 0 | 0 | 0 | 0 | 0 | 0 | 0 | 0 | 0 | 0
F4_Industrial_Industrial - Firm_New_Space Heating_Natural Gas_Furnace_E1 | F4 | Industrial | Industrial - Firm | New | Space Heating | Natural Gas | Furnace | E1 | RVT BC Ratio | bar: 2019 to 2051
F4_Industrial_Industrial - Firm_New_Space Heating_Natural Gas_Furnace_E2 | F4 | Industrial | Industrial - Firm | New | Space Heating | Natural Gas | Furnace | E2 | RVT BC Ratio | 29.1289 | 29.1547 | 29.1828 | 29.2248 | 29.2846 | 29.3756 | 29.4393 | 29.4887 | 29.5434 | 29.594 | 29.629 | 29.6504 | 29.6696 | 29.687 | 29.7096 | 29.7189 | 29.735 | 29.7654 | 29.7976 | 29.8351 | 29.8794 | 29.9165 | 29.9455 | 29.9674 | 29.982 | 29.9863 | 29.9785 | 29.9625 | 29.9499 | 29.9438 | 29.9482 | 29.9499 | 29.9499
F4_Industrial_Industrial - Firm_New_Space Heating_Natural Gas_Furnace_E3 | F4 | Industrial | Industrial - Firm | New | Space Heating | Natural Gas | Furnace | E3 | RVT BC Ratio | 21.8971 | 21.9164 | 21.9375 | 21.969 | 22.0138 | 22.0821 | 22.1299 | 22.1669 | 22.208 | 22.2459 | 22.2721 | 22.2882 | 22.3026 | 22.3156 | 22.3326 | 22.3395 | 22.3516 | 22.3745 | 22.3986 | 22.4267 | 22.4599 | 22.4878 | 22.5095 | 22.526 | 22.5369 | 22.5401 | 22.5343 | 22.5223 | 22.5128 | 22.5082 | 22.5116 | 22.5129 | 22.5129
F4_Industrial_Industrial - Firm_New_Space Heating_Natural Gas_Furnace_E4 | F4 | Industrial | Industrial - Firm | New | Space Heating | Natural Gas | Furnace | E4 | RVT BC Ratio | 0 | 0 | 0 | 0 | 0 | 0 | 0 | 0 | 0 | 0 | 0 | 0 | 0 | 0 | 0 | 0 | 0 | 0 | 0 | 0 | 0 | 0 | 0 | 0 | 0 | 0 | 0 | 0 | 0 | 0 | 0 | 0 | 0
F4_Industrial_Industrial - Firm_New_Space Heating_Natural Gas_Furnace_E5 | F4 | Industrial | Industrial - Firm | New | Space Heating | Natural Gas | Furnace | E5 | RVT BC Ratio | 0 | 0 | 0 | 0 | 0 | 0 | 0 | 0 | 0 | 0 | 0 | 0 | 0 | 0 | 0 | 0 | 0 | 0 | 0 | 0 | 0 | 0 | 0 | 0 | 0 | 0 | 0 | 0 | 0 | 0 | 0 | 0 | 0
F4_Industrial_Industrial - Firm_New_Space Heating_Natural Gas_Furnace_E6 | F4 | Industrial | Industrial - Firm | New | Space Heating | Natural Gas | Furnace | E6 | RVT BC Ratio | 0 | 0 | 0 | 0 | 0 | 0 | 0 | 0 | 0 | 0 | 0 | 0 | 0 | 0 | 0 | 0 | 0 | 0 | 0 | 0 | 0 | 0 | 0 | 0 | 0 | 0 | 0 | 0 | 0 | 0 | 0 | 0 | 0
F4_Industrial_Industrial - Firm_New_Space Heating_Natural Gas_Furnace_E7 | F4 | Industrial | Industrial - Firm | New | Space Heating | Natural Gas | Furnace | E7 | RVT BC Ratio | 0 | 0 | 0 | 0 | 0 | 0 | 0 | 0 | 0 | 0 | 0 | 0 | 0 | 0 | 0 | 0 | 0 | 0 | 0 | 0 | 0 | 0 | 0 | 0 | 0 | 0 | 0 | 0 | 0 | 0 | 0 | 0 | 0
F4_Industrial_Industrial - Firm_New_Space Heating_Natural Gas_Furnace_E8 | F4 | Industrial | Industrial - Firm | New | Space Heating | Natural Gas | Furnace | E8 | RVT BC Ratio | 0 | 0 | 0 | 0 | 0 | 0 | 0 | 0 | 0 | 0 | 0 | 0 | 0 | 0 | 0 | 0 | 0 | 0 | 0 | 0 | 0 | 0 | 0 | 0 | 0 | 0 | 0 | 0 | 0 | 0 | 0 | 0 | 0
F4_Industrial_Industrial - Firm_New_Space Heating_Natural Gas_Furnace_E9 | F4 | Industrial | Industrial - Firm | New | Space Heating | Natural Gas | Furnace | E9 | RVT BC Ratio | 0 | 0 | 0 | 0 | 0 | 0 | 0 | 0 | 0 | 0 | 0 | 0 | 0 | 0 | 0 | 0 | 0 | 0 | 0 | 0 | 0 | 0 | 0 | 0 | 0 | 0 | 0 | 0 | 0 | 0 | 0 | 0 | 0
F4_Industrial_Industrial - Firm_New_Space Heating_Natural Gas_Furnace_E10 | F4 | Industrial | Industrial - Firm | New | Space Heating | Natural Gas | Furnace | E10 | RVT BC Ratio | 0 | 0 | 0 | 0 | 0 | 0 | 0 | 0 | 0 | 0 | 0 | 0 | 0 | 0 | 0 | 0 | 0 | 0 | 0 | 0 | 0 | 0 | 0 | 0 | 0 | 0 | 0 | 0 | 0 | 0 | 0 | 0 | 0
F5_Industrial_Industrial - Firm_New_Space Heating_Natural Gas_Furnace_E1 | F5 | Industrial | Industrial - Firm | New | Space Heating | Natural Gas | Furnace | E1 | RIM BC Ratio | bar: 2019 to 2051
F5_Industrial_Industrial - Firm_New_Space Heating_Natural Gas_Furnace_E2 | F5 | Industrial | Industrial - Firm | New | Space Heating | Natural Gas | Furnace | E2 | RIM BC Ratio | 0.82264 | 0.82265 | 0.82266 | 0.82268 | 0.8227 | 0.82274 | 0.82276 | 0.82278 | 0.82281 | 0.82283 | 0.82284 | 0.82285 | 0.82286 | 0.82286 | 0.82287 | 0.82288 | 0.82288 | 0.82289 | 0.82291 | 0.82292 | 0.82294 | 0.82295 | 0.82296 | 0.82297 | 0.82298 | 0.82298 | 0.82298 | 0.82297 | 0.82297 | 0.82296 | 0.82297 | 0.82297 | 0.82297
F5_Industrial_Industrial - Firm_New_Space Heating_Natural Gas_Furnace_E3 | F5 | Industrial | Industrial - Firm | New | Space Heating | Natural Gas | Furnace | E3 | RIM BC Ratio | 0.8187 | 0.81872 | 0.81873 | 0.81875 | 0.81879 | 0.81883 | 0.81887 | 0.81889 | 0.81892 | 0.81895 | 0.81897 | 0.81898 | 0.81899 | 0.819 | 0.81901 | 0.81902 | 0.81902 | 0.81904 | 0.81906 | 0.81908 | 0.8191 | 0.81912 | 0.81913 | 0.81914 | 0.81915 | 0.81915 | 0.81915 | 0.81914 | 0.81913 | 0.81913 | 0.81913 | 0.81913 | 0.81913
F5_Industrial_Industrial - Firm_New_Space Heating_Natural Gas_Furnace_E4 | F5 | Industrial | Industrial - Firm | New | Space Heating | Natural Gas | Furnace | E4 | RIM BC Ratio | 0 | 0 | 0 | 0 | 0 | 0 | 0 | 0 | 0 | 0 | 0 | 0 | 0 | 0 | 0 | 0 | 0 | 0 | 0 | 0 | 0 | 0 | 0 | 0 | 0 | 0 | 0 | 0 | 0 | 0 | 0 | 0 | 0
F5_Industrial_Industrial - Firm_New_Space Heating_Natural Gas_Furnace_E5 | F5 | Industrial | Industrial - Firm | New | Space Heating | Natural Gas | Furnace | E5 | RIM BC Ratio | 0 | 0 | 0 | 0 | 0 | 0 | 0 | 0 | 0 | 0 | 0 | 0 | 0 | 0 | 0 | 0 | 0 | 0 | 0 | 0 | 0 | 0 | 0 | 0 | 0 | 0 | 0 | 0 | 0 | 0 | 0 | 0 | 0
F5_Industrial_Industrial - Firm_New_Space Heating_Natural Gas_Furnace_E6 | F5 | Industrial | Industrial - Firm | New | Space Heating | Natural Gas | Furnace | E6 | RIM BC Ratio | 0 | 0 | 0 | 0 | 0 | 0 | 0 | 0 | 0 | 0 | 0 | 0 | 0 | 0 | 0 | 0 | 0 | 0 | 0 | 0 | 0 | 0 | 0 | 0 | 0 | 0 | 0 | 0 | 0 | 0 | 0 | 0 | 0
F5_Industrial_Industrial - Firm_New_Space Heating_Natural Gas_Furnace_E7 | F5 | Industrial | Industrial - Firm | New | Space Heating | Natural Gas | Furnace | E7 | RIM BC Ratio | 0 | 0 | 0 | 0 | 0 | 0 | 0 | 0 | 0 | 0 | 0 | 0 | 0 | 0 | 0 | 0 | 0 | 0 | 0 | 0 | 0 | 0 | 0 | 0 | 0 | 0 | 0 | 0 | 0 | 0 | 0 | 0 | 0
F5_Industrial_Industrial - Firm_New_Space Heating_Natural Gas_Furnace_E8 | F5 | Industrial | Industrial - Firm | New | Space Heating | Natural Gas | Furnace | E8 | RIM BC Ratio | 0 | 0 | 0 | 0 | 0 | 0 | 0 | 0 | 0 | 0 | 0 | 0 | 0 | 0 | 0 | 0 | 0 | 0 | 0 | 0 | 0 | 0 | 0 | 0 | 0 | 0 | 0 | 0 | 0 | 0 | 0 | 0 | 0
F5_Industrial_Industrial - Firm_New_Space Heating_Natural Gas_Furnace_E9 | F5 | Industrial | Industrial - Firm | New | Space Heating | Natural Gas | Furnace | E9 | RIM BC Ratio | 0 | 0 | 0 | 0 | 0 | 0 | 0 | 0 | 0 | 0 | 0 | 0 | 0 | 0 | 0 | 0 | 0 | 0 | 0 | 0 | 0 | 0 | 0 | 0 | 0 | 0 | 0 | 0 | 0 | 0 | 0 | 0 | 0
F5_Industrial_Industrial - Firm_New_Space Heating_Natural Gas_Furnace_E10 | F5 | Industrial | Industrial - Firm | New | Space Heating | Natural Gas | Furnace | E10 | RIM BC Ratio | 0 | 0 | 0 | 0 | 0 | 0 | 0 | 0 | 0 | 0 | 0 | 0 | 0 | 0 | 0 | 0 | 0 | 0 | 0 | 0 | 0 | 0 | 0 | 0 | 0 | 0 | 0 | 0 | 0 | 0 | 0 | 0 | 0
F0_Industrial_Industrial - Firm_New_Space Heating_Natural Gas_Boiler_E0 | F0 | Industrial | Industrial - Firm | New | Space Heating | Natural Gas | Boiler | E0 | Economic Unit | AFUE 97% | AFUE 97% | AFUE 97% | AFUE 97% | AFUE 97% | AFUE 97% | AFUE 97% | AFUE 97% | AFUE 97% | AFUE 97% | AFUE 97% | AFUE 97% | AFUE 97% | AFUE 97% | AFUE 97% | AFUE 97% | AFUE 97% | AFUE 97% | AFUE 97% | AFUE 97% | AFUE 97% | AFUE 97% | AFUE 97% | AFUE 97% | AFUE 97% | AFUE 97% | AFUE 97% | AFUE 97% | AFUE 97% | AFUE 97% | AFUE 97% | AFUE 97% | AFUE 97%
F1_Industrial_Industrial - Firm_New_Space Heating_Natural Gas_Boiler_E1 | F1 | Industrial | Industrial - Firm | New | Space Heating | Natural Gas | Boiler | E1 | CCE | 0 | 0 | 0 | 0 | 0 | 0 | 0 | 0 | 0 | 0 | 0 | 0 | 0 | 0 | 0 | 0 | 0 | 0 | 0 | 0 | 0 | 0 | 0 | 0 | 0 | 0 | 0 | 0 | 0 | 0 | 0 | 0 | 0
F1_Industrial_Industrial - Firm_New_Space Heating_Natural Gas_Boiler_E2 | F1 | Industrial | Industrial - Firm | New | Space Heating | Natural Gas | Boiler | E2 | CCE | 0.32856 | 0.32856 | 0.33031 | 0.33208 | 0.33387 | 0.33567 | 0.3375 | 0.33934 | 0.34121 | 0.34309 | 0.345 | 0.34693 | 0.34888 | 0.35085 | 0.35284 | 0.35486 | 0.3569 | 0.35896 | 0.36105 | 0.36316 | 0.3653 | 0.36745 | 0.36964 | 0.37185 | 0.37409 | 0.37635 | 0.37865 | 0.38097 | 0.38332 | 0.3857 | 0.38811 | 0.39055 | 0.39055
F1_Industrial_Industrial - Firm_New_Space Heating_Natural Gas_Boiler_E3 | F1 | Industrial | Industrial - Firm | New | Space Heating | Natural Gas | Boiler | E3 | CCE | 0.33184 | 0.33184 | 0.33361 | 0.33539 | 0.33719 | 0.33902 | 0.34086 | 0.34272 | 0.34461 | 0.34651 | 0.34844 | 0.35038 | 0.35235 | 0.35434 | 0.35636 | 0.3584 | 0.36046 | 0.36254 | 0.36465 | 0.36678 | 0.36894 | 0.37111 | 0.37333 | 0.37556 | 0.37782 | 0.38011 | 0.38243 | 0.38477 | 0.38715 | 0.38955 | 0.39198 | 0.39445 | 0.39445
F1_Industrial_Industrial - Firm_New_Space Heating_Natural Gas_Boiler_E4 | F1 | Industrial | Industrial - Firm | New | Space Heating | Natural Gas | Boiler | E4 | CCE | 1973.9262 | 1973.9262 | 1984.4403 | 1995.0563 | 2005.7866 | 2016.6213 | 2027.5971 | 2038.6794 | 2049.8848 | 2061.2038 | 2072.6695 | 2084.2529 | 2095.964 | 2107.7977 | 2119.7886 | 2131.9021 | 2144.1555 | 2156.5365 | 2169.0895 | 2181.7769 | 2194.6139 | 2207.5639 | 2220.7225 | 2234.014 | 2247.4703 | 2261.0516 | 2274.8593 | 2288.8027 | 2302.9247 | 2317.2056 | 2331.7014 | 2346.363 | 2346.363
F1_Industrial_Industrial - Firm_New_Space Heating_Natural Gas_Boiler_E5 | F1 | Industrial | Industrial - Firm | New | Space Heating | Natural Gas | Boiler | E5 | CCE | 0 | 0 | 0 | 0 | 0 | 0 | 0 | 0 | 0 | 0 | 0 | 0 | 0 | 0 | 0 | 0 | 0 | 0 | 0 | 0 | 0 | 0 | 0 | 0 | 0 | 0 | 0 | 0 | 0 | 0 | 0 | 0 | 0
F1_Industrial_Industrial - Firm_New_Space Heating_Natural Gas_Boiler_E6 | F1 | Industrial | Industrial - Firm | New | Space Heating | Natural Gas | Boiler | E6 | CCE | 0 | 0 | 0 | 0 | 0 | 0 | 0 | 0 | 0 | 0 | 0 | 0 | 0 | 0 | 0 | 0 | 0 | 0 | 0 | 0 | 0 | 0 | 0 | 0 | 0 | 0 | 0 | 0 | 0 | 0 | 0 | 0 | 0
F1_Industrial_Industrial - Firm_New_Space Heating_Natural Gas_Boiler_E7 | F1 | Industrial | Industrial - Firm | New | Space Heating | Natural Gas | Boiler | E7 | CCE | 0 | 0 | 0 | 0 | 0 | 0 | 0 | 0 | 0 | 0 | 0 | 0 | 0 | 0 | 0 | 0 | 0 | 0 | 0 | 0 | 0 | 0 | 0 | 0 | 0 | 0 | 0 | 0 | 0 | 0 | 0 | 0 | 0
F1_Industrial_Industrial - Firm_New_Space Heating_Natural Gas_Boiler_E8 | F1 | Industrial | Industrial - Firm | New | Space Heating | Natural Gas | Boiler | E8 | CCE | 0 | 0 | 0 | 0 | 0 | 0 | 0 | 0 | 0 | 0 | 0 | 0 | 0 | 0 | 0 | 0 | 0 | 0 | 0 | 0 | 0 | 0 | 0 | 0 | 0 | 0 | 0 | 0 | 0 | 0 | 0 | 0 | 0
F1_Industrial_Industrial - Firm_New_Space Heating_Natural Gas_Boiler_E9 | F1 | Industrial | Industrial - Firm | New | Space Heating | Natural Gas | Boiler | E9 | CCE | 0 | 0 | 0 | 0 | 0 | 0 | 0 | 0 | 0 | 0 | 0 | 0 | 0 | 0 | 0 | 0 | 0 | 0 | 0 | 0 | 0 | 0 | 0 | 0 | 0 | 0 | 0 | 0 | 0 | 0 | 0 | 0 | 0
F1_Industrial_Industrial - Firm_New_Space Heating_Natural Gas_Boiler_E10 | F1 | Industrial | Industrial - Firm | New | Space Heating | Natural Gas | Boiler | E10 | CCE | 0 | 0 | 0 | 0 | 0 | 0 | 0 | 0 | 0 | 0 | 0 | 0 | 0 | 0 | 0 | 0 | 0 | 0 | 0 | 0 | 0 | 0 | 0 | 0 | 0 | 0 | 0 | 0 | 0 | 0 | 0 | 0 | 0
F2_Industrial_Industrial - Firm_New_Space Heating_Natural Gas_Boiler_E1 | F2 | Industrial | Industrial - Firm | New | Space Heating | Natural Gas | Boiler | E1 | TRC BC Ratio | bar: 2019 to 2051
F2_Industrial_Industrial - Firm_New_Space Heating_Natural Gas_Boiler_E2 | F2 | Industrial | Industrial - Firm | New | Space Heating | Natural Gas | Boiler | E2 | TRC BC Ratio | 5.4725 | 5.4777 | 5.4835 | 5.4917 | 5.503 | 5.5198 | 5.5316 | 5.5406 | 5.5503 | 5.5592 | 5.5653 | 5.5691 | 5.5725 | 5.5757 | 5.5798 | 5.5814 | 5.5843 | 5.5898 | 5.5956 | 5.6024 | 5.6104 | 5.617 | 5.6223 | 5.6262 | 5.6289 | 5.6296 | 5.6282 | 5.6253 | 5.6231 | 5.622 | 5.6228 | 5.6231 | 5.6231
F2_Industrial_Industrial - Firm_New_Space Heating_Natural Gas_Boiler_E3 | F2 | Industrial | Industrial - Firm | New | Space Heating | Natural Gas | Boiler | E3 | TRC BC Ratio | 5.4185 | 5.4236 | 5.4293 | 5.4375 | 5.4487 | 5.4653 | 5.477 | 5.4859 | 5.4955 | 5.5043 | 5.5104 | 5.5141 | 5.5175 | 5.5207 | 5.5247 | 5.5264 | 5.5292 | 5.5347 | 5.5404 | 5.5471 | 5.555 | 5.5616 | 5.5668 | 5.5707 | 5.5733 | 5.574 | 5.5727 | 5.5698 | 5.5676 | 5.5665 | 5.5673 | 5.5676 | 5.5676
F2_Industrial_Industrial - Firm_New_Space Heating_Natural Gas_Boiler_E4 | F2 | Industrial | Industrial - Firm | New | Space Heating | Natural Gas | Boiler | E4 | TRC BC Ratio | 0.00092434 | 0.00092532 | 0.00092644 | 0.00092784 | 0.00092955 | 0.00093173 | 0.00093348 | 0.00093492 | 0.00093631 | 0.00093752 | 0.00093837 | 0.00093892 | 0.00093933 | 0.00093963 | 0.00093994 | 0.00093999 | 0.00094013 | 0.00094051 | 0.00094096 | 0.00094153 | 0.00094223 | 0.00094281 | 0.00094325 | 0.00094359 | 0.00094381 | 0.00094388 | 0.00094376 | 0.00094351 | 0.00094332 | 0.00094322 | 0.00094329 | 0.00094332 | 0.00094332
F2_Industrial_Industrial - Firm_New_Space Heating_Natural Gas_Boiler_E5 | F2 | Industrial | Industrial - Firm | New | Space Heating | Natural Gas | Boiler | E5 | TRC BC Ratio | 0 | 0 | 0 | 0 | 0 | 0 | 0 | 0 | 0 | 0 | 0 | 0 | 0 | 0 | 0 | 0 | 0 | 0 | 0 | 0 | 0 | 0 | 0 | 0 | 0 | 0 | 0 | 0 | 0 | 0 | 0 | 0 | 0
F2_Industrial_Industrial - Firm_New_Space Heating_Natural Gas_Boiler_E6 | F2 | Industrial | Industrial - Firm | New | Space Heating | Natural Gas | Boiler | E6 | TRC BC Ratio | 0 | 0 | 0 | 0 | 0 | 0 | 0 | 0 | 0 | 0 | 0 | 0 | 0 | 0 | 0 | 0 | 0 | 0 | 0 | 0 | 0 | 0 | 0 | 0 | 0 | 0 | 0 | 0 | 0 | 0 | 0 | 0 | 0
F2_Industrial_Industrial - Firm_New_Space Heating_Natural Gas_Boiler_E7 | F2 | Industrial | Industrial - Firm | New | Space Heating | Natural Gas | Boiler | E7 | TRC BC Ratio | 0 | 0 | 0 | 0 | 0 | 0 | 0 | 0 | 0 | 0 | 0 | 0 | 0 | 0 | 0 | 0 | 0 | 0 | 0 | 0 | 0 | 0 | 0 | 0 | 0 | 0 | 0 | 0 | 0 | 0 | 0 | 0 | 0
F2_Industrial_Industrial - Firm_New_Space Heating_Natural Gas_Boiler_E8 | F2 | Industrial | Industrial - Firm | New | Space Heating | Natural Gas | Boiler | E8 | TRC BC Ratio | 0 | 0 | 0 | 0 | 0 | 0 | 0 | 0 | 0 | 0 | 0 | 0 | 0 | 0 | 0 | 0 | 0 | 0 | 0 | 0 | 0 | 0 | 0 | 0 | 0 | 0 | 0 | 0 | 0 | 0 | 0 | 0 | 0
F2_Industrial_Industrial - Firm_New_Space Heating_Natural Gas_Boiler_E9 | F2 | Industrial | Industrial - Firm | New | Space Heating | Natural Gas | Boiler | E9 | TRC BC Ratio | 0 | 0 | 0 | 0 | 0 | 0 | 0 | 0 | 0 | 0 | 0 | 0 | 0 | 0 | 0 | 0 | 0 | 0 | 0 | 0 | 0 | 0 | 0 | 0 | 0 | 0 | 0 | 0 | 0 | 0 | 0 | 0 | 0
F2_Industrial_Industrial - Firm_New_Space Heating_Natural Gas_Boiler_E10 | F2 | Industrial | Industrial - Firm | New | Space Heating | Natural Gas | Boiler | E10 | TRC BC Ratio | 0 | 0 | 0 | 0 | 0 | 0 | 0 | 0 | 0 | 0 | 0 | 0 | 0 | 0 | 0 | 0 | 0 | 0 | 0 | 0 | 0 | 0 | 0 | 0 | 0 | 0 | 0 | 0 | 0 | 0 | 0 | 0 | 0
F3_Industrial_Industrial - Firm_New_Space Heating_Natural Gas_Boiler_E1 | F3 | Industrial | Industrial - Firm | New | Space Heating | Natural Gas | Boiler | E1 | PACT BC Ratio | bar: 2019 to 2051
F3_Industrial_Industrial - Firm_New_Space Heating_Natural Gas_Boiler_E2 | F3 | Industrial | Industrial - Firm | New | Space Heating | Natural Gas | Boiler | E2 | PACT BC Ratio | 5.6354 | 5.6407 | 5.6466 | 5.6551 | 5.6668 | 5.6841 | 5.6962 | 5.7055 | 5.7155 | 5.7247 | 5.7309 | 5.7348 | 5.7384 | 5.7416 | 5.7458 | 5.7476 | 5.7505 | 5.7562 | 5.7622 | 5.7691 | 5.7773 | 5.7842 | 5.7896 | 5.7937 | 5.7964 | 5.7972 | 5.7957 | 5.7928 | 5.7904 | 5.7893 | 5.7901 | 5.7904 | 5.7904
F3_Industrial_Industrial - Firm_New_Space Heating_Natural Gas_Boiler_E3 | F3 | Industrial | Industrial - Firm | New | Space Heating | Natural Gas | Boiler | E3 | PACT BC Ratio | 5.5797 | 5.5851 | 5.5909 | 5.5993 | 5.6108 | 5.628 | 5.64 | 5.6491 | 5.6591 | 5.6682 | 5.6744 | 5.6782 | 5.6817 | 5.685 | 5.6891 | 5.6908 | 5.6938 | 5.6994 | 5.7053 | 5.7122 | 5.7203 | 5.7271 | 5.7325 | 5.7365 | 5.7392 | 5.7399 | 5.7385 | 5.7356 | 5.7333 | 5.7321 | 5.733 | 5.7333 | 5.7333
F3_Industrial_Industrial - Firm_New_Space Heating_Natural Gas_Boiler_E4 | F3 | Industrial | Industrial - Firm | New | Space Heating | Natural Gas | Boiler | E4 | PACT BC Ratio | 0.00095185 | 0.00095286 | 0.00095401 | 0.00095545 | 0.00095721 | 0.00095946 | 0.00096126 | 0.00096275 | 0.00096418 | 0.00096542 | 0.0009663 | 0.00096686 | 0.00096729 | 0.0009676 | 0.00096791 | 0.00096797 | 0.00096811 | 0.0009685 | 0.00096897 | 0.00096956 | 0.00097028 | 0.00097087 | 0.00097132 | 0.00097167 | 0.0009719 | 0.00097197 | 0.00097185 | 0.00097159 | 0.00097139 | 0.0009713 | 0.00097137 | 0.00097139 | 0.00097139
F3_Industrial_Industrial - Firm_New_Space Heating_Natural Gas_Boiler_E5 | F3 | Industrial | Industrial - Firm | New | Space Heating | Natural Gas | Boiler | E5 | PACT BC Ratio | 0 | 0 | 0 | 0 | 0 | 0 | 0 | 0 | 0 | 0 | 0 | 0 | 0 | 0 | 0 | 0 | 0 | 0 | 0 | 0 | 0 | 0 | 0 | 0 | 0 | 0 | 0 | 0 | 0 | 0 | 0 | 0 | 0
F3_Industrial_Industrial - Firm_New_Space Heating_Natural Gas_Boiler_E6 | F3 | Industrial | Industrial - Firm | New | Space Heating | Natural Gas | Boiler | E6 | PACT BC Ratio | 0 | 0 | 0 | 0 | 0 | 0 | 0 | 0 | 0 | 0 | 0 | 0 | 0 | 0 | 0 | 0 | 0 | 0 | 0 | 0 | 0 | 0 | 0 | 0 | 0 | 0 | 0 | 0 | 0 | 0 | 0 | 0 | 0
F3_Industrial_Industrial - Firm_New_Space Heating_Natural Gas_Boiler_E7 | F3 | Industrial | Industrial - Firm | New | Space Heating | Natural Gas | Boiler | E7 | PACT BC Ratio | 0 | 0 | 0 | 0 | 0 | 0 | 0 | 0 | 0 | 0 | 0 | 0 | 0 | 0 | 0 | 0 | 0 | 0 | 0 | 0 | 0 | 0 | 0 | 0 | 0 | 0 | 0 | 0 | 0 | 0 | 0 | 0 | 0
F3_Industrial_Industrial - Firm_New_Space Heating_Natural Gas_Boiler_E8 | F3 | Industrial | Industrial - Firm | New | Space Heating | Natural Gas | Boiler | E8 | PACT BC Ratio | 0 | 0 | 0 | 0 | 0 | 0 | 0 | 0 | 0 | 0 | 0 | 0 | 0 | 0 | 0 | 0 | 0 | 0 | 0 | 0 | 0 | 0 | 0 | 0 | 0 | 0 | 0 | 0 | 0 | 0 | 0 | 0 | 0
F3_Industrial_Industrial - Firm_New_Space Heating_Natural Gas_Boiler_E9 | F3 | Industrial | Industrial - Firm | New | Space Heating | Natural Gas | Boiler | E9 | PACT BC Ratio | 0 | 0 | 0 | 0 | 0 | 0 | 0 | 0 | 0 | 0 | 0 | 0 | 0 | 0 | 0 | 0 | 0 | 0 | 0 | 0 | 0 | 0 | 0 | 0 | 0 | 0 | 0 | 0 | 0 | 0 | 0 | 0 | 0
F3_Industrial_Industrial - Firm_New_Space Heating_Natural Gas_Boiler_E10 | F3 | Industrial | Industrial - Firm | New | Space Heating | Natural Gas | Boiler | E10 | PACT BC Ratio | 0 | 0 | 0 | 0 | 0 | 0 | 0 | 0 | 0 | 0 | 0 | 0 | 0 | 0 | 0 | 0 | 0 | 0 | 0 | 0 | 0 | 0 | 0 | 0 | 0 | 0 | 0 | 0 | 0 | 0 | 0 | 0 | 0
F4_Industrial_Industrial - Firm_New_Space Heating_Natural Gas_Boiler_E1 | F4 | Industrial | Industrial - Firm | New | Space Heating | Natural Gas | Boiler | E1 | RVT BC Ratio | bar: 2019 to 2051
F4_Industrial_Industrial - Firm_New_Space Heating_Natural Gas_Boiler_E2 | F4 | Industrial | Industrial - Firm | New | Space Heating | Natural Gas | Boiler | E2 | RVT BC Ratio | 14.2854 | 14.2981 | 14.3121 | 14.3321 | 14.3597 | 14.4008 | 14.4294 | 14.4513 | 14.4751 | 14.4969 | 14.5117 | 14.5209 | 14.5293 | 14.537 | 14.547 | 14.5511 | 14.5581 | 14.5715 | 14.5856 | 14.6021 | 14.6216 | 14.6379 | 14.6506 | 14.6602 | 14.6667 | 14.6685 | 14.6651 | 14.6581 | 14.6525 | 14.6498 | 14.6518 | 14.6526 | 14.6526
F4_Industrial_Industrial - Firm_New_Space Heating_Natural Gas_Boiler_E3 | F4 | Industrial | Industrial - Firm | New | Space Heating | Natural Gas | Boiler | E3 | RVT BC Ratio | 14.1536 | 14.1663 | 14.1801 | 14.2 | 14.2273 | 14.2679 | 14.2963 | 14.318 | 14.3416 | 14.3631 | 14.3777 | 14.3868 | 14.3952 | 14.4028 | 14.4127 | 14.4167 | 14.4237 | 14.437 | 14.4509 | 14.4673 | 14.4865 | 14.5027 | 14.5153 | 14.5248 | 14.5312 | 14.533 | 14.5296 | 14.5227 | 14.5172 | 14.5145 | 14.5165 | 14.5172 | 14.5172
F4_Industrial_Industrial - Firm_New_Space Heating_Natural Gas_Boiler_E4 | F4 | Industrial | Industrial - Firm | New | Space Heating | Natural Gas | Boiler | E4 | RVT BC Ratio | 0.94343 | 0.94343 | 0.94344 | 0.94344 | 0.94344 | 0.94345 | 0.94345 | 0.94346 | 0.94346 | 0.94346 | 0.94346 | 0.94347 | 0.94347 | 0.94347 | 0.94347 | 0.94347 | 0.94347 | 0.94347 | 0.94347 | 0.94347 | 0.94347 | 0.94348 | 0.94348 | 0.94348 | 0.94348 | 0.94348 | 0.94348 | 0.94348 | 0.94348 | 0.94348 | 0.94348 | 0.94348 | 0.94348
F4_Industrial_Industrial - Firm_New_Space Heating_Natural Gas_Boiler_E5 | F4 | Industrial | Industrial - Firm | New | Space Heating | Natural Gas | Boiler | E5 | RVT BC Ratio | 0 | 0 | 0 | 0 | 0 | 0 | 0 | 0 | 0 | 0 | 0 | 0 | 0 | 0 | 0 | 0 | 0 | 0 | 0 | 0 | 0 | 0 | 0 | 0 | 0 | 0 | 0 | 0 | 0 | 0 | 0 | 0 | 0
F4_Industrial_Industrial - Firm_New_Space Heating_Natural Gas_Boiler_E6 | F4 | Industrial | Industrial - Firm | New | Space Heating | Natural Gas | Boiler | E6 | RVT BC Ratio | 0 | 0 | 0 | 0 | 0 | 0 | 0 | 0 | 0 | 0 | 0 | 0 | 0 | 0 | 0 | 0 | 0 | 0 | 0 | 0 | 0 | 0 | 0 | 0 | 0 | 0 | 0 | 0 | 0 | 0 | 0 | 0 | 0
F4_Industrial_Industrial - Firm_New_Space Heating_Natural Gas_Boiler_E7 | F4 | Industrial | Industrial - Firm | New | Space Heating | Natural Gas | Boiler | E7 | RVT BC Ratio | 0 | 0 | 0 | 0 | 0 | 0 | 0 | 0 | 0 | 0 | 0 | 0 | 0 | 0 | 0 | 0 | 0 | 0 | 0 | 0 | 0 | 0 | 0 | 0 | 0 | 0 | 0 | 0 | 0 | 0 | 0 | 0 | 0
F4_Industrial_Industrial - Firm_New_Space Heating_Natural Gas_Boiler_E8 | F4 | Industrial | Industrial - Firm | New | Space Heating | Natural Gas | Boiler | E8 | RVT BC Ratio | 0 | 0 | 0 | 0 | 0 | 0 | 0 | 0 | 0 | 0 | 0 | 0 | 0 | 0 | 0 | 0 | 0 | 0 | 0 | 0 | 0 | 0 | 0 | 0 | 0 | 0 | 0 | 0 | 0 | 0 | 0 | 0 | 0
F4_Industrial_Industrial - Firm_New_Space Heating_Natural Gas_Boiler_E9 | F4 | Industrial | Industrial - Firm | New | Space Heating | Natural Gas | Boiler | E9 | RVT BC Ratio | 0 | 0 | 0 | 0 | 0 | 0 | 0 | 0 | 0 | 0 | 0 | 0 | 0 | 0 | 0 | 0 | 0 | 0 | 0 | 0 | 0 | 0 | 0 | 0 | 0 | 0 | 0 | 0 | 0 | 0 | 0 | 0 | 0
F4_Industrial_Industrial - Firm_New_Space Heating_Natural Gas_Boiler_E10 | F4 | Industrial | Industrial - Firm | New | Space Heating | Natural Gas | Boiler | E10 | RVT BC Ratio | 0 | 0 | 0 | 0 | 0 | 0 | 0 | 0 | 0 | 0 | 0 | 0 | 0 | 0 | 0 | 0 | 0 | 0 | 0 | 0 | 0 | 0 | 0 | 0 | 0 | 0 | 0 | 0 | 0 | 0 | 0 | 0 | 0
F5_Industrial_Industrial - Firm_New_Space Heating_Natural Gas_Boiler_E1 | F5 | Industrial | Industrial - Firm | New | Space Heating | Natural Gas | Boiler | E1 | RIM BC Ratio | bar: 2019 to 2051
F5_Industrial_Industrial - Firm_New_Space Heating_Natural Gas_Boiler_E2 | F5 | Industrial | Industrial - Firm | New | Space Heating | Natural Gas | Boiler | E2 | RIM BC Ratio | 0.727 | 0.72709 | 0.72719 | 0.72733 | 0.72752 | 0.7278 | 0.728 | 0.72815 | 0.72832 | 0.72847 | 0.72857 | 0.72863 | 0.72869 | 0.72874 | 0.72881 | 0.72884 | 0.72888 | 0.72897 | 0.72907 | 0.72918 | 0.72931 | 0.72942 | 0.72951 | 0.72957 | 0.72961 | 0.72963 | 0.7296 | 0.72956 | 0.72952 | 0.7295 | 0.72952 | 0.72952 | 0.72952
F5_Industrial_Industrial - Firm_New_Space Heating_Natural Gas_Boiler_E3 | F5 | Industrial | Industrial - Firm | New | Space Heating | Natural Gas | Boiler | E3 | RIM BC Ratio | 0.72607 | 0.72616 | 0.72625 | 0.7264 | 0.72659 | 0.72688 | 0.72708 | 0.72723 | 0.72739 | 0.72754 | 0.72765 | 0.72771 | 0.72777 | 0.72782 | 0.72789 | 0.72792 | 0.72796 | 0.72805 | 0.72815 | 0.72826 | 0.7284 | 0.72851 | 0.72859 | 0.72866 | 0.7287 | 0.72871 | 0.72869 | 0.72864 | 0.7286 | 0.72859 | 0.7286 | 0.72861 | 0.72861
F5_Industrial_Industrial - Firm_New_Space Heating_Natural Gas_Boiler_E4 | F5 | Industrial | Industrial - Firm | New | Space Heating | Natural Gas | Boiler | E4 | RIM BC Ratio | 0.00095077 | 0.00095178 | 0.00095292 | 0.00095436 | 0.00095612 | 0.00095836 | 0.00096015 | 0.00096164 | 0.00096307 | 0.0009643 | 0.00096518 | 0.00096575 | 0.00096617 | 0.00096648 | 0.00096679 | 0.00096685 | 0.00096699 | 0.00096738 | 0.00096784 | 0.00096843 | 0.00096915 | 0.00096974 | 0.00097019 | 0.00097054 | 0.00097077 | 0.00097084 | 0.00097071 | 0.00097046 | 0.00097026 | 0.00097017 | 0.00097024 | 0.00097026 | 0.00097026
F5_Industrial_Industrial - Firm_New_Space Heating_Natural Gas_Boiler_E5 | F5 | Industrial | Industrial - Firm | New | Space Heating | Natural Gas | Boiler | E5 | RIM BC Ratio | 0 | 0 | 0 | 0 | 0 | 0 | 0 | 0 | 0 | 0 | 0 | 0 | 0 | 0 | 0 | 0 | 0 | 0 | 0 | 0 | 0 | 0 | 0 | 0 | 0 | 0 | 0 | 0 | 0 | 0 | 0 | 0 | 0
F5_Industrial_Industrial - Firm_New_Space Heating_Natural Gas_Boiler_E6 | F5 | Industrial | Industrial - Firm | New | Space Heating | Natural Gas | Boiler | E6 | RIM BC Ratio | 0 | 0 | 0 | 0 | 0 | 0 | 0 | 0 | 0 | 0 | 0 | 0 | 0 | 0 | 0 | 0 | 0 | 0 | 0 | 0 | 0 | 0 | 0 | 0 | 0 | 0 | 0 | 0 | 0 | 0 | 0 | 0 | 0
F5_Industrial_Industrial - Firm_New_Space Heating_Natural Gas_Boiler_E7 | F5 | Industrial | Industrial - Firm | New | Space Heating | Natural Gas | Boiler | E7 | RIM BC Ratio | 0 | 0 | 0 | 0 | 0 | 0 | 0 | 0 | 0 | 0 | 0 | 0 | 0 | 0 | 0 | 0 | 0 | 0 | 0 | 0 | 0 | 0 | 0 | 0 | 0 | 0 | 0 | 0 | 0 | 0 | 0 | 0 | 0
F5_Industrial_Industrial - Firm_New_Space Heating_Natural Gas_Boiler_E8 | F5 | Industrial | Industrial - Firm | New | Space Heating | Natural Gas | Boiler | E8 | RIM BC Ratio | 0 | 0 | 0 | 0 | 0 | 0 | 0 | 0 | 0 | 0 | 0 | 0 | 0 | 0 | 0 | 0 | 0 | 0 | 0 | 0 | 0 | 0 | 0 | 0 | 0 | 0 | 0 | 0 | 0 | 0 | 0 | 0 | 0
F5_Industrial_Industrial - Firm_New_Space Heating_Natural Gas_Boiler_E9 | F5 | Industrial | Industrial - Firm | New | Space Heating | Natural Gas | Boiler | E9 | RIM BC Ratio | 0 | 0 | 0 | 0 | 0 | 0 | 0 | 0 | 0 | 0 | 0 | 0 | 0 | 0 | 0 | 0 | 0 | 0 | 0 | 0 | 0 | 0 | 0 | 0 | 0 | 0 | 0 | 0 | 0 | 0 | 0 | 0 | 0
F5_Industrial_Industrial - Firm_New_Space Heating_Natural Gas_Boiler_E10 | F5 | Industrial | Industrial - Firm | New | Space Heating | Natural Gas | Boiler | E10 | RIM BC Ratio | 0 | 0 | 0 | 0 | 0 | 0 | 0 | 0 | 0 | 0 | 0 | 0 | 0 | 0 | 0 | 0 | 0 | 0 | 0 | 0 | 0 | 0 | 0 | 0 | 0 | 0 | 0 | 0 | 0 | 0 | 0 | 0 | 0
F0_Industrial_Industrial - Firm_New_Space Heating_Natural Gas_Unit Heater_E0 | F0 | Industrial | Industrial - Firm | New | Space Heating | Natural Gas | Unit Heater | E0 | Economic Unit | Infrared Radiant | Infrared Radiant | Infrared Radiant | Infrared Radiant | Infrared Radiant | Infrared Radiant | Infrared Radiant | Infrared Radiant | Infrared Radiant | Infrared Radiant | Infrared Radiant | Infrared Radiant | Infrared Radiant | Infrared Radiant | Infrared Radiant | Infrared Radiant | Infrared Radiant | Infrared Radiant | Infrared Radiant | Infrared Radiant | Infrared Radiant | Infrared Radiant | Infrared Radiant | Infrared Radiant | Infrared Radiant | Infrared Radiant | Infrared Radiant | Infrared Radiant | Infrared Radiant | Infrared Radiant | Infrared Radiant | Infrared Radiant | Infrared Radiant
F1_Industrial_Industrial - Firm_New_Space Heating_Natural Gas_Unit Heater_E1 | F1 | Industrial | Industrial - Firm | New | Space Heating | Natural Gas | Unit Heater | E1 | CCE | 0 | 0 | 0 | 0 | 0 | 0 | 0 | 0 | 0 | 0 | 0 | 0 | 0 | 0 | 0 | 0 | 0 | 0 | 0 | 0 | 0 | 0 | 0 | 0 | 0 | 0 | 0 | 0 | 0 | 0 | 0 | 0 | 0
F1_Industrial_Industrial - Firm_New_Space Heating_Natural Gas_Unit Heater_E2 | F1 | Industrial | Industrial - Firm | New | Space Heating | Natural Gas | Unit Heater | E2 | CCE | 2.7438 | 2.7438 | 2.7584 | 2.7731 | 2.788 | 2.8031 | 2.8184 | 2.8338 | 2.8493 | 2.8651 | 2.881 | 2.8971 | 2.9134 | 2.9298 | 2.9465 | 2.9633 | 2.9804 | 2.9976 | 3.015 | 3.0327 | 3.0505 | 3.0685 | 3.0868 | 3.1053 | 3.124 | 3.1429 | 3.1621 | 3.1814 | 3.2011 | 3.2209 | 3.2411 | 3.2614 | 3.2614
F1_Industrial_Industrial - Firm_New_Space Heating_Natural Gas_Unit Heater_E3 | F1 | Industrial | Industrial - Firm | New | Space Heating | Natural Gas | Unit Heater | E3 | CCE | 0.13769 | 0.13769 | 0.13842 | 0.13916 | 0.13991 | 0.14067 | 0.14143 | 0.1422 | 0.14299 | 0.14378 | 0.14458 | 0.14538 | 0.1462 | 0.14703 | 0.14786 | 0.14871 | 0.14956 | 0.15043 | 0.1513 | 0.15219 | 0.15308 | 0.15398 | 0.1549 | 0.15583 | 0.15677 | 0.15772 | 0.15868 | 0.15965 | 0.16064 | 0.16163 | 0.16264 | 0.16367 | 0.16367
F1_Industrial_Industrial - Firm_New_Space Heating_Natural Gas_Unit Heater_E4 | F1 | Industrial | Industrial - Firm | New | Space Heating | Natural Gas | Unit Heater | E4 | CCE | 0 | 0 | 0 | 0 | 0 | 0 | 0 | 0 | 0 | 0 | 0 | 0 | 0 | 0 | 0 | 0 | 0 | 0 | 0 | 0 | 0 | 0 | 0 | 0 | 0 | 0 | 0 | 0 | 0 | 0 | 0 | 0 | 0
F1_Industrial_Industrial - Firm_New_Space Heating_Natural Gas_Unit Heater_E5 | F1 | Industrial | Industrial - Firm | New | Space Heating | Natural Gas | Unit Heater | E5 | CCE | 0 | 0 | 0 | 0 | 0 | 0 | 0 | 0 | 0 | 0 | 0 | 0 | 0 | 0 | 0 | 0 | 0 | 0 | 0 | 0 | 0 | 0 | 0 | 0 | 0 | 0 | 0 | 0 | 0 | 0 | 0 | 0 | 0
F1_Industrial_Industrial - Firm_New_Space Heating_Natural Gas_Unit Heater_E6 | F1 | Industrial | Industrial - Firm | New | Space Heating | Natural Gas | Unit Heater | E6 | CCE | 0 | 0 | 0 | 0 | 0 | 0 | 0 | 0 | 0 | 0 | 0 | 0 | 0 | 0 | 0 | 0 | 0 | 0 | 0 | 0 | 0 | 0 | 0 | 0 | 0 | 0 | 0 | 0 | 0 | 0 | 0 | 0 | 0
F1_Industrial_Industrial - Firm_New_Space Heating_Natural Gas_Unit Heater_E7 | F1 | Industrial | Industrial - Firm | New | Space Heating | Natural Gas | Unit Heater | E7 | CCE | 0 | 0 | 0 | 0 | 0 | 0 | 0 | 0 | 0 | 0 | 0 | 0 | 0 | 0 | 0 | 0 | 0 | 0 | 0 | 0 | 0 | 0 | 0 | 0 | 0 | 0 | 0 | 0 | 0 | 0 | 0 | 0 | 0
F1_Industrial_Industrial - Firm_New_Space Heating_Natural Gas_Unit Heater_E8 | F1 | Industrial | Industrial - Firm | New | Space Heating | Natural Gas | Unit Heater | E8 | CCE | 0 | 0 | 0 | 0 | 0 | 0 | 0 | 0 | 0 | 0 | 0 | 0 | 0 | 0 | 0 | 0 | 0 | 0 | 0 | 0 | 0 | 0 | 0 | 0 | 0 | 0 | 0 | 0 | 0 | 0 | 0 | 0 | 0
F1_Industrial_Industrial - Firm_New_Space Heating_Natural Gas_Unit Heater_E9 | F1 | Industrial | Industrial - Firm | New | Space Heating | Natural Gas | Unit Heater | E9 | CCE | 0 | 0 | 0 | 0 | 0 | 0 | 0 | 0 | 0 | 0 | 0 | 0 | 0 | 0 | 0 | 0 | 0 | 0 | 0 | 0 | 0 | 0 | 0 | 0 | 0 | 0 | 0 | 0 | 0 | 0 | 0 | 0 | 0
F1_Industrial_Industrial - Firm_New_Space Heating_Natural Gas_Unit Heater_E10 | F1 | Industrial | Industrial - Firm | New | Space Heating | Natural Gas | Unit Heater | E10 | CCE | 0 | 0 | 0 | 0 | 0 | 0 | 0 | 0 | 0 | 0 | 0 | 0 | 0 | 0 | 0 | 0 | 0 | 0 | 0 | 0 | 0 | 0 | 0 | 0 | 0 | 0 | 0 | 0 | 0 | 0 | 0 | 0 | 0
F2_Industrial_Industrial - Firm_New_Space Heating_Natural Gas_Unit Heater_E1 | F2 | Industrial | Industrial - Firm | New | Space Heating | Natural Gas | Unit Heater | E1 | TRC BC Ratio | bar: 2019 to 2051
F2_Industrial_Industrial - Firm_New_Space Heating_Natural Gas_Unit Heater_E2 | F2 | Industrial | Industrial - Firm | New | Space Heating | Natural Gas | Unit Heater | E2 | TRC BC Ratio | 0.65138 | 0.65212 | 0.65293 | 0.65414 | 0.65587 | 0.65858 | 0.66018 | 0.66116 | 0.6623 | 0.66333 | 0.66391 | 0.6642 | 0.66461 | 0.66513 | 0.66597 | 0.66644 | 0.66715 | 0.66833 | 0.66949 | 0.67079 | 0.6723 | 0.67358 | 0.67458 | 0.67534 | 0.67584 | 0.67599 | 0.67572 | 0.67517 | 0.67473 | 0.67452 | 0.67467 | 0.67473 | 0.67473
F2_Industrial_Industrial - Firm_New_Space Heating_Natural Gas_Unit Heater_E3 | F2 | Industrial | Industrial - Firm | New | Space Heating | Natural Gas | Unit Heater | E3 | TRC BC Ratio | 13.0783 | 13.1115 | 13.1524 | 13.2069 | 13.2753 | 13.3771 | 13.4236 | 13.4331 | 13.4408 | 13.4385 | 13.4179 | 13.3947 | 13.3863 | 13.3943 | 13.4241 | 13.4475 | 13.4825 | 13.5345 | 13.5826 | 13.6317 | 13.6848 | 13.7308 | 13.7676 | 13.7954 | 13.8139 | 13.8193 | 13.8094 | 13.7891 | 13.7731 | 13.7654 | 13.771 | 13.7732 | 13.7732
F2_Industrial_Industrial - Firm_New_Space Heating_Natural Gas_Unit Heater_E4 | F2 | Industrial | Industrial - Firm | New | Space Heating | Natural Gas | Unit Heater | E4 | TRC BC Ratio | 0 | 0 | 0 | 0 | 0 | 0 | 0 | 0 | 0 | 0 | 0 | 0 | 0 | 0 | 0 | 0 | 0 | 0 | 0 | 0 | 0 | 0 | 0 | 0 | 0 | 0 | 0 | 0 | 0 | 0 | 0 | 0 | 0
F2_Industrial_Industrial - Firm_New_Space Heating_Natural Gas_Unit Heater_E5 | F2 | Industrial | Industrial - Firm | New | Space Heating | Natural Gas | Unit Heater | E5 | TRC BC Ratio | 0 | 0 | 0 | 0 | 0 | 0 | 0 | 0 | 0 | 0 | 0 | 0 | 0 | 0 | 0 | 0 | 0 | 0 | 0 | 0 | 0 | 0 | 0 | 0 | 0 | 0 | 0 | 0 | 0 | 0 | 0 | 0 | 0
F2_Industrial_Industrial - Firm_New_Space Heating_Natural Gas_Unit Heater_E6 | F2 | Industrial | Industrial - Firm | New | Space Heating | Natural Gas | Unit Heater | E6 | TRC BC Ratio | 0 | 0 | 0 | 0 | 0 | 0 | 0 | 0 | 0 | 0 | 0 | 0 | 0 | 0 | 0 | 0 | 0 | 0 | 0 | 0 | 0 | 0 | 0 | 0 | 0 | 0 | 0 | 0 | 0 | 0 | 0 | 0 | 0
F2_Industrial_Industrial - Firm_New_Space Heating_Natural Gas_Unit Heater_E7 | F2 | Industrial | Industrial - Firm | New | Space Heating | Natural Gas | Unit Heater | E7 | TRC BC Ratio | 0 | 0 | 0 | 0 | 0 | 0 | 0 | 0 | 0 | 0 | 0 | 0 | 0 | 0 | 0 | 0 | 0 | 0 | 0 | 0 | 0 | 0 | 0 | 0 | 0 | 0 | 0 | 0 | 0 | 0 | 0 | 0 | 0
F2_Industrial_Industrial - Firm_New_Space Heating_Natural Gas_Unit Heater_E8 | F2 | Industrial | Industrial - Firm | New | Space Heating | Natural Gas | Unit Heater | E8 | TRC BC Ratio | 0 | 0 | 0 | 0 | 0 | 0 | 0 | 0 | 0 | 0 | 0 | 0 | 0 | 0 | 0 | 0 | 0 | 0 | 0 | 0 | 0 | 0 | 0 | 0 | 0 | 0 | 0 | 0 | 0 | 0 | 0 | 0 | 0
F2_Industrial_Industrial - Firm_New_Space Heating_Natural Gas_Unit Heater_E9 | F2 | Industrial | Industrial - Firm | New | Space Heating | Natural Gas | Unit Heater | E9 | TRC BC Ratio | 0 | 0 | 0 | 0 | 0 | 0 | 0 | 0 | 0 | 0 | 0 | 0 | 0 | 0 | 0 | 0 | 0 | 0 | 0 | 0 | 0 | 0 | 0 | 0 | 0 | 0 | 0 | 0 | 0 | 0 | 0 | 0 | 0
F2_Industrial_Industrial - Firm_New_Space Heating_Natural Gas_Unit Heater_E10 | F2 | Industrial | Industrial - Firm | New | Space Heating | Natural Gas | Unit Heater | E10 | TRC BC Ratio | 0 | 0 | 0 | 0 | 0 | 0 | 0 | 0 | 0 | 0 | 0 | 0 | 0 | 0 | 0 | 0 | 0 | 0 | 0 | 0 | 0 | 0 | 0 | 0 | 0 | 0 | 0 | 0 | 0 | 0 | 0 | 0 | 0
F3_Industrial_Industrial - Firm_New_Space Heating_Natural Gas_Unit Heater_E1 | F3 | Industrial | Industrial - Firm | New | Space Heating | Natural Gas | Unit Heater | E1 | PACT BC Ratio | bar: 2019 to 2051
F3_Industrial_Industrial - Firm_New_Space Heating_Natural Gas_Unit Heater_E2 | F3 | Industrial | Industrial - Firm | New | Space Heating | Natural Gas | Unit Heater | E2 | PACT BC Ratio | 1.3797 | 1.3812 | 1.3829 | 1.3855 | 1.3892 | 1.3949 | 1.3983 | 1.4004 | 1.4028 | 1.405 | 1.4062 | 1.4068 | 1.4077 | 1.4088 | 1.4106 | 1.4115 | 1.4131 | 1.4155 | 1.418 | 1.4208 | 1.424 | 1.4267 | 1.4288 | 1.4304 | 1.4315 | 1.4318 | 1.4312 | 1.43 | 1.4291 | 1.4287 | 1.429 | 1.4291 | 1.4291
F3_Industrial_Industrial - Firm_New_Space Heating_Natural Gas_Unit Heater_E3 | F3 | Industrial | Industrial - Firm | New | Space Heating | Natural Gas | Unit Heater | E3 | PACT BC Ratio | 27.7006 | 27.7708 | 27.8575 | 27.9729 | 28.1177 | 28.3333 | 28.4319 | 28.452 | 28.4683 | 28.4634 | 28.4198 | 28.3706 | 28.3528 | 28.3698 | 28.4329 | 28.4826 | 28.5566 | 28.6668 | 28.7687 | 28.8726 | 28.985 | 29.0825 | 29.1604 | 29.2193 | 29.2586 | 29.2699 | 29.2491 | 29.2061 | 29.1722 | 29.1558 | 29.1678 | 29.1724 | 29.1724
F3_Industrial_Industrial - Firm_New_Space Heating_Natural Gas_Unit Heater_E4 | F3 | Industrial | Industrial - Firm | New | Space Heating | Natural Gas | Unit Heater | E4 | PACT BC Ratio | 0 | 0 | 0 | 0 | 0 | 0 | 0 | 0 | 0 | 0 | 0 | 0 | 0 | 0 | 0 | 0 | 0 | 0 | 0 | 0 | 0 | 0 | 0 | 0 | 0 | 0 | 0 | 0 | 0 | 0 | 0 | 0 | 0
F3_Industrial_Industrial - Firm_New_Space Heating_Natural Gas_Unit Heater_E5 | F3 | Industrial | Industrial - Firm | New | Space Heating | Natural Gas | Unit Heater | E5 | PACT BC Ratio | 0 | 0 | 0 | 0 | 0 | 0 | 0 | 0 | 0 | 0 | 0 | 0 | 0 | 0 | 0 | 0 | 0 | 0 | 0 | 0 | 0 | 0 | 0 | 0 | 0 | 0 | 0 | 0 | 0 | 0 | 0 | 0 | 0
F3_Industrial_Industrial - Firm_New_Space Heating_Natural Gas_Unit Heater_E6 | F3 | Industrial | Industrial - Firm | New | Space Heating | Natural Gas | Unit Heater | E6 | PACT BC Ratio | 0 | 0 | 0 | 0 | 0 | 0 | 0 | 0 | 0 | 0 | 0 | 0 | 0 | 0 | 0 | 0 | 0 | 0 | 0 | 0 | 0 | 0 | 0 | 0 | 0 | 0 | 0 | 0 | 0 | 0 | 0 | 0 | 0
F3_Industrial_Industrial - Firm_New_Space Heating_Natural Gas_Unit Heater_E7 | F3 | Industrial | Industrial - Firm | New | Space Heating | Natural Gas | Unit Heater | E7 | PACT BC Ratio | 0 | 0 | 0 | 0 | 0 | 0 | 0 | 0 | 0 | 0 | 0 | 0 | 0 | 0 | 0 | 0 | 0 | 0 | 0 | 0 | 0 | 0 | 0 | 0 | 0 | 0 | 0 | 0 | 0 | 0 | 0 | 0 | 0
F3_Industrial_Industrial - Firm_New_Space Heating_Natural Gas_Unit Heater_E8 | F3 | Industrial | Industrial - Firm | New | Space Heating | Natural Gas | Unit Heater | E8 | PACT BC Ratio | 0 | 0 | 0 | 0 | 0 | 0 | 0 | 0 | 0 | 0 | 0 | 0 | 0 | 0 | 0 | 0 | 0 | 0 | 0 | 0 | 0 | 0 | 0 | 0 | 0 | 0 | 0 | 0 | 0 | 0 | 0 | 0 | 0
F3_Industrial_Industrial - Firm_New_Space Heating_Natural Gas_Unit Heater_E9 | F3 | Industrial | Industrial - Firm | New | Space Heating | Natural Gas | Unit Heater | E9 | PACT BC Ratio | 0 | 0 | 0 | 0 | 0 | 0 | 0 | 0 | 0 | 0 | 0 | 0 | 0 | 0 | 0 | 0 | 0 | 0 | 0 | 0 | 0 | 0 | 0 | 0 | 0 | 0 | 0 | 0 | 0 | 0 | 0 | 0 | 0
F3_Industrial_Industrial - Firm_New_Space Heating_Natural Gas_Unit Heater_E10 | F3 | Industrial | Industrial - Firm | New | Space Heating | Natural Gas | Unit Heater | E10 | PACT BC Ratio | 0 | 0 | 0 | 0 | 0 | 0 | 0 | 0 | 0 | 0 | 0 | 0 | 0 | 0 | 0 | 0 | 0 | 0 | 0 | 0 | 0 | 0 | 0 | 0 | 0 | 0 | 0 | 0 | 0 | 0 | 0 | 0 | 0
F4_Industrial_Industrial - Firm_New_Space Heating_Natural Gas_Unit Heater_E1 | F4 | Industrial | Industrial - Firm | New | Space Heating | Natural Gas | Unit Heater | E1 | RVT BC Ratio | bar: 2019 to 2051
F4_Industrial_Industrial - Firm_New_Space Heating_Natural Gas_Unit Heater_E2 | F4 | Industrial | Industrial - Firm | New | Space Heating | Natural Gas | Unit Heater | E2 | RVT BC Ratio | 1.3355 | 1.3367 | 1.338 | 1.3399 | 1.3426 | 1.347 | 1.3495 | 1.3511 | 1.3529 | 1.3545 | 1.3555 | 1.3559 | 1.3566 | 1.3574 | 1.3587 | 1.3595 | 1.3606 | 1.3625 | 1.3643 | 1.3664 | 1.3688 | 1.3708 | 1.3724 | 1.3736 | 1.3744 | 1.3747 | 1.3742 | 1.3734 | 1.3727 | 1.3723 | 1.3726 | 1.3727 | 1.3727
F4_Industrial_Industrial - Firm_New_Space Heating_Natural Gas_Unit Heater_E3 | F4 | Industrial | Industrial - Firm | New | Space Heating | Natural Gas | Unit Heater | E3 | RVT BC Ratio | 21.1155 | 21.1683 | 21.2335 | 21.3202 | 21.4291 | 21.5911 | 21.6651 | 21.6802 | 21.6925 | 21.6888 | 21.656 | 21.6191 | 21.6057 | 21.6185 | 21.6659 | 21.7032 | 21.7588 | 21.8417 | 21.9183 | 21.9964 | 22.0808 | 22.1541 | 22.2126 | 22.2569 | 22.2864 | 22.2949 | 22.2792 | 22.2469 | 22.2215 | 22.2091 | 22.2181 | 22.2216 | 22.2216
F4_Industrial_Industrial - Firm_New_Space Heating_Natural Gas_Unit Heater_E4 | F4 | Industrial | Industrial - Firm | New | Space Heating | Natural Gas | Unit Heater | E4 | RVT BC Ratio | 0 | 0 | 0 | 0 | 0 | 0 | 0 | 0 | 0 | 0 | 0 | 0 | 0 | 0 | 0 | 0 | 0 | 0 | 0 | 0 | 0 | 0 | 0 | 0 | 0 | 0 | 0 | 0 | 0 | 0 | 0 | 0 | 0
F4_Industrial_Industrial - Firm_New_Space Heating_Natural Gas_Unit Heater_E5 | F4 | Industrial | Industrial - Firm | New | Space Heating | Natural Gas | Unit Heater | E5 | RVT BC Ratio | 0 | 0 | 0 | 0 | 0 | 0 | 0 | 0 | 0 | 0 | 0 | 0 | 0 | 0 | 0 | 0 | 0 | 0 | 0 | 0 | 0 | 0 | 0 | 0 | 0 | 0 | 0 | 0 | 0 | 0 | 0 | 0 | 0
F4_Industrial_Industrial - Firm_New_Space Heating_Natural Gas_Unit Heater_E6 | F4 | Industrial | Industrial - Firm | New | Space Heating | Natural Gas | Unit Heater | E6 | RVT BC Ratio | 0 | 0 | 0 | 0 | 0 | 0 | 0 | 0 | 0 | 0 | 0 | 0 | 0 | 0 | 0 | 0 | 0 | 0 | 0 | 0 | 0 | 0 | 0 | 0 | 0 | 0 | 0 | 0 | 0 | 0 | 0 | 0 | 0
F4_Industrial_Industrial - Firm_New_Space Heating_Natural Gas_Unit Heater_E7 | F4 | Industrial | Industrial - Firm | New | Space Heating | Natural Gas | Unit Heater | E7 | RVT BC Ratio | 0 | 0 | 0 | 0 | 0 | 0 | 0 | 0 | 0 | 0 | 0 | 0 | 0 | 0 | 0 | 0 | 0 | 0 | 0 | 0 | 0 | 0 | 0 | 0 | 0 | 0 | 0 | 0 | 0 | 0 | 0 | 0 | 0
F4_Industrial_Industrial - Firm_New_Space Heating_Natural Gas_Unit Heater_E8 | F4 | Industrial | Industrial - Firm | New | Space Heating | Natural Gas | Unit Heater | E8 | RVT BC Ratio | 0 | 0 | 0 | 0 | 0 | 0 | 0 | 0 | 0 | 0 | 0 | 0 | 0 | 0 | 0 | 0 | 0 | 0 | 0 | 0 | 0 | 0 | 0 | 0 | 0 | 0 | 0 | 0 | 0 | 0 | 0 | 0 | 0
F4_Industrial_Industrial - Firm_New_Space Heating_Natural Gas_Unit Heater_E9 | F4 | Industrial | Industrial - Firm | New | Space Heating | Natural Gas | Unit Heater | E9 | RVT BC Ratio | 0 | 0 | 0 | 0 | 0 | 0 | 0 | 0 | 0 | 0 | 0 | 0 | 0 | 0 | 0 | 0 | 0 | 0 | 0 | 0 | 0 | 0 | 0 | 0 | 0 | 0 | 0 | 0 | 0 | 0 | 0 | 0 | 0
F4_Industrial_Industrial - Firm_New_Space Heating_Natural Gas_Unit Heater_E10 | F4 | Industrial | Industrial - Firm | New | Space Heating | Natural Gas | Unit Heater | E10 | RVT BC Ratio | 0 | 0 | 0 | 0 | 0 | 0 | 0 | 0 | 0 | 0 | 0 | 0 | 0 | 0 | 0 | 0 | 0 | 0 | 0 | 0 | 0 | 0 | 0 | 0 | 0 | 0 | 0 | 0 | 0 | 0 | 0 | 0 | 0
F5_Industrial_Industrial - Firm_New_Space Heating_Natural Gas_Unit Heater_E1 | F5 | Industrial | Industrial - Firm | New | Space Heating | Natural Gas | Unit Heater | E1 | RIM BC Ratio | bar: 2019 to 2051
F5_Industrial_Industrial - Firm_New_Space Heating_Natural Gas_Unit Heater_E2 | F5 | Industrial | Industrial - Firm | New | Space Heating | Natural Gas | Unit Heater | E2 | RIM BC Ratio | 0.52005 | 0.52027 | 0.52052 | 0.52088 | 0.5214 | 0.52221 | 0.52268 | 0.52297 | 0.52331 | 0.52361 | 0.52378 | 0.52387 | 0.52398 | 0.52414 | 0.52438 | 0.52452 | 0.52473 | 0.52507 | 0.52541 | 0.52579 | 0.52622 | 0.52659 | 0.52688 | 0.5271 | 0.52725 | 0.52729 | 0.52721 | 0.52705 | 0.52693 | 0.52687 | 0.52691 | 0.52693 | 0.52693
F5_Industrial_Industrial - Firm_New_Space Heating_Natural Gas_Unit Heater_E3 | F5 | Industrial | Industrial - Firm | New | Space Heating | Natural Gas | Unit Heater | E3 | RIM BC Ratio | 0.81026 | 0.81032 | 0.8104 | 0.81049 | 0.81062 | 0.81079 | 0.81087 | 0.81089 | 0.8109 | 0.8109 | 0.81086 | 0.81082 | 0.81081 | 0.81082 | 0.81088 | 0.81092 | 0.81098 | 0.81106 | 0.81115 | 0.81123 | 0.81132 | 0.81139 | 0.81145 | 0.8115 | 0.81153 | 0.81154 | 0.81152 | 0.81149 | 0.81146 | 0.81145 | 0.81146 | 0.81146 | 0.81146
F5_Industrial_Industrial - Firm_New_Space Heating_Natural Gas_Unit Heater_E4 | F5 | Industrial | Industrial - Firm | New | Space Heating | Natural Gas | Unit Heater | E4 | RIM BC Ratio | 0 | 0 | 0 | 0 | 0 | 0 | 0 | 0 | 0 | 0 | 0 | 0 | 0 | 0 | 0 | 0 | 0 | 0 | 0 | 0 | 0 | 0 | 0 | 0 | 0 | 0 | 0 | 0 | 0 | 0 | 0 | 0 | 0
F5_Industrial_Industrial - Firm_New_Space Heating_Natural Gas_Unit Heater_E5 | F5 | Industrial | Industrial - Firm | New | Space Heating | Natural Gas | Unit Heater | E5 | RIM BC Ratio | 0 | 0 | 0 | 0 | 0 | 0 | 0 | 0 | 0 | 0 | 0 | 0 | 0 | 0 | 0 | 0 | 0 | 0 | 0 | 0 | 0 | 0 | 0 | 0 | 0 | 0 | 0 | 0 | 0 | 0 | 0 | 0 | 0
F5_Industrial_Industrial - Firm_New_Space Heating_Natural Gas_Unit Heater_E6 | F5 | Industrial | Industrial - Firm | New | Space Heating | Natural Gas | Unit Heater | E6 | RIM BC Ratio | 0 | 0 | 0 | 0 | 0 | 0 | 0 | 0 | 0 | 0 | 0 | 0 | 0 | 0 | 0 | 0 | 0 | 0 | 0 | 0 | 0 | 0 | 0 | 0 | 0 | 0 | 0 | 0 | 0 | 0 | 0 | 0 | 0
F5_Industrial_Industrial - Firm_New_Space Heating_Natural Gas_Unit Heater_E7 | F5 | Industrial | Industrial - Firm | New | Space Heating | Natural Gas | Unit Heater | E7 | RIM BC Ratio | 0 | 0 | 0 | 0 | 0 | 0 | 0 | 0 | 0 | 0 | 0 | 0 | 0 | 0 | 0 | 0 | 0 | 0 | 0 | 0 | 0 | 0 | 0 | 0 | 0 | 0 | 0 | 0 | 0 | 0 | 0 | 0 | 0
F5_Industrial_Industrial - Firm_New_Space Heating_Natural Gas_Unit Heater_E8 | F5 | Industrial | Industrial - Firm | New | Space Heating | Natural Gas | Unit Heater | E8 | RIM BC Ratio | 0 | 0 | 0 | 0 | 0 | 0 | 0 | 0 | 0 | 0 | 0 | 0 | 0 | 0 | 0 | 0 | 0 | 0 | 0 | 0 | 0 | 0 | 0 | 0 | 0 | 0 | 0 | 0 | 0 | 0 | 0 | 0 | 0
F5_Industrial_Industrial - Firm_New_Space Heating_Natural Gas_Unit Heater_E9 | F5 | Industrial | Industrial - Firm | New | Space Heating | Natural Gas | Unit Heater | E9 | RIM BC Ratio | 0 | 0 | 0 | 0 | 0 | 0 | 0 | 0 | 0 | 0 | 0 | 0 | 0 | 0 | 0 | 0 | 0 | 0 | 0 | 0 | 0 | 0 | 0 | 0 | 0 | 0 | 0 | 0 | 0 | 0 | 0 | 0 | 0
F5_Industrial_Industrial - Firm_New_Space Heating_Natural Gas_Unit Heater_E10 | F5 | Industrial | Industrial - Firm | New | Space Heating | Natural Gas | Unit Heater | E10 | RIM BC Ratio | 0 | 0 | 0 | 0 | 0 | 0 | 0 | 0 | 0 | 0 | 0 | 0 | 0 | 0 | 0 | 0 | 0 | 0 | 0 | 0 | 0 | 0 | 0 | 0 | 0 | 0 | 0 | 0 | 0 | 0 | 0 | 0 | 0
F0_Industrial_Industrial - Firm_New_Process_Natural Gas_Process Heating_E0 | F0 | Industrial | Industrial - Firm | New | Process | Natural Gas | Process Heating | E0 | Economic Unit | Standard | Standard | Standard | Standard | Standard | Standard | Standard | Standard | Standard | Standard | Standard | Standard | Standard | Standard | Standard | Standard | Standard | Standard | Standard | Standard | Standard | Standard | Standard | Standard | Standard | Standard | Standard | Standard | Standard | Standard | Standard | Standard | Standard
F1_Industrial_Industrial - Firm_New_Process_Natural Gas_Process Heating_E1 | F1 | Industrial | Industrial - Firm | New | Process | Natural Gas | Process Heating | E1 | CCE | 0 | 0 | 0 | 0 | 0 | 0 | 0 | 0 | 0 | 0 | 0 | 0 | 0 | 0 | 0 | 0 | 0 | 0 | 0 | 0 | 0 | 0 | 0 | 0 | 0 | 0 | 0 | 0 | 0 | 0 | 0 | 0 | 0
F1_Industrial_Industrial - Firm_New_Process_Natural Gas_Process Heating_E2 | F1 | Industrial | Industrial - Firm | New | Process | Natural Gas | Process Heating | E2 | CCE | 0 | 0 | 0 | 0 | 0 | 0 | 0 | 0 | 0 | 0 | 0 | 0 | 0 | 0 | 0 | 0 | 0 | 0 | 0 | 0 | 0 | 0 | 0 | 0 | 0 | 0 | 0 | 0 | 0 | 0 | 0 | 0 | 0
F1_Industrial_Industrial - Firm_New_Process_Natural Gas_Process Heating_E3 | F1 | Industrial | Industrial - Firm | New | Process | Natural Gas | Process Heating | E3 | CCE | 0 | 0 | 0 | 0 | 0 | 0 | 0 | 0 | 0 | 0 | 0 | 0 | 0 | 0 | 0 | 0 | 0 | 0 | 0 | 0 | 0 | 0 | 0 | 0 | 0 | 0 | 0 | 0 | 0 | 0 | 0 | 0 | 0
F1_Industrial_Industrial - Firm_New_Process_Natural Gas_Process Heating_E4 | F1 | Industrial | Industrial - Firm | New | Process | Natural Gas | Process Heating | E4 | CCE | 0 | 0 | 0 | 0 | 0 | 0 | 0 | 0 | 0 | 0 | 0 | 0 | 0 | 0 | 0 | 0 | 0 | 0 | 0 | 0 | 0 | 0 | 0 | 0 | 0 | 0 | 0 | 0 | 0 | 0 | 0 | 0 | 0
F1_Industrial_Industrial - Firm_New_Process_Natural Gas_Process Heating_E5 | F1 | Industrial | Industrial - Firm | New | Process | Natural Gas | Process Heating | E5 | CCE | 0 | 0 | 0 | 0 | 0 | 0 | 0 | 0 | 0 | 0 | 0 | 0 | 0 | 0 | 0 | 0 | 0 | 0 | 0 | 0 | 0 | 0 | 0 | 0 | 0 | 0 | 0 | 0 | 0 | 0 | 0 | 0 | 0
F1_Industrial_Industrial - Firm_New_Process_Natural Gas_Process Heating_E6 | F1 | Industrial | Industrial - Firm | New | Process | Natural Gas | Process Heating | E6 | CCE | 0 | 0 | 0 | 0 | 0 | 0 | 0 | 0 | 0 | 0 | 0 | 0 | 0 | 0 | 0 | 0 | 0 | 0 | 0 | 0 | 0 | 0 | 0 | 0 | 0 | 0 | 0 | 0 | 0 | 0 | 0 | 0 | 0
F1_Industrial_Industrial - Firm_New_Process_Natural Gas_Process Heating_E7 | F1 | Industrial | Industrial - Firm | New | Process | Natural Gas | Process Heating | E7 | CCE | 0 | 0 | 0 | 0 | 0 | 0 | 0 | 0 | 0 | 0 | 0 | 0 | 0 | 0 | 0 | 0 | 0 | 0 | 0 | 0 | 0 | 0 | 0 | 0 | 0 | 0 | 0 | 0 | 0 | 0 | 0 | 0 | 0
F1_Industrial_Industrial - Firm_New_Process_Natural Gas_Process Heating_E8 | F1 | Industrial | Industrial - Firm | New | Process | Natural Gas | Process Heating | E8 | CCE | 0 | 0 | 0 | 0 | 0 | 0 | 0 | 0 | 0 | 0 | 0 | 0 | 0 | 0 | 0 | 0 | 0 | 0 | 0 | 0 | 0 | 0 | 0 | 0 | 0 | 0 | 0 | 0 | 0 | 0 | 0 | 0 | 0
F1_Industrial_Industrial - Firm_New_Process_Natural Gas_Process Heating_E9 | F1 | Industrial | Industrial - Firm | New | Process | Natural Gas | Process Heating | E9 | CCE | 0 | 0 | 0 | 0 | 0 | 0 | 0 | 0 | 0 | 0 | 0 | 0 | 0 | 0 | 0 | 0 | 0 | 0 | 0 | 0 | 0 | 0 | 0 | 0 | 0 | 0 | 0 | 0 | 0 | 0 | 0 | 0 | 0
F1_Industrial_Industrial - Firm_New_Process_Natural Gas_Process Heating_E10 | F1 | Industrial | Industrial - Firm | New | Process | Natural Gas | Process Heating | E10 | CCE | 0 | 0 | 0 | 0 | 0 | 0 | 0 | 0 | 0 | 0 | 0 | 0 | 0 | 0 | 0 | 0 | 0 | 0 | 0 | 0 | 0 | 0 | 0 | 0 | 0 | 0 | 0 | 0 | 0 | 0 | 0 | 0 | 0
F2_Industrial_Industrial - Firm_New_Process_Natural Gas_Process Heating_E1 | F2 | Industrial | Industrial - Firm | New | Process | Natural Gas | Process Heating | E1 | TRC BC Ratio | bar: 2019 to 2051
F2_Industrial_Industrial - Firm_New_Process_Natural Gas_Process Heating_E2 | F2 | Industrial | Industrial - Firm | New | Process | Natural Gas | Process Heating | E2 | TRC BC Ratio | 0 | 0 | 0 | 0 | 0 | 0 | 0 | 0 | 0 | 0 | 0 | 0 | 0 | 0 | 0 | 0 | 0 | 0 | 0 | 0 | 0 | 0 | 0 | 0 | 0 | 0 | 0 | 0 | 0 | 0 | 0 | 0 | 0
F2_Industrial_Industrial - Firm_New_Process_Natural Gas_Process Heating_E3 | F2 | Industrial | Industrial - Firm | New | Process | Natural Gas | Process Heating | E3 | TRC BC Ratio | 0 | 0 | 0 | 0 | 0 | 0 | 0 | 0 | 0 | 0 | 0 | 0 | 0 | 0 | 0 | 0 | 0 | 0 | 0 | 0 | 0 | 0 | 0 | 0 | 0 | 0 | 0 | 0 | 0 | 0 | 0 | 0 | 0
F2_Industrial_Industrial - Firm_New_Process_Natural Gas_Process Heating_E4 | F2 | Industrial | Industrial - Firm | New | Process | Natural Gas | Process Heating | E4 | TRC BC Ratio | 0 | 0 | 0 | 0 | 0 | 0 | 0 | 0 | 0 | 0 | 0 | 0 | 0 | 0 | 0 | 0 | 0 | 0 | 0 | 0 | 0 | 0 | 0 | 0 | 0 | 0 | 0 | 0 | 0 | 0 | 0 | 0 | 0
F2_Industrial_Industrial - Firm_New_Process_Natural Gas_Process Heating_E5 | F2 | Industrial | Industrial - Firm | New | Process | Natural Gas | Process Heating | E5 | TRC BC Ratio | 0 | 0 | 0 | 0 | 0 | 0 | 0 | 0 | 0 | 0 | 0 | 0 | 0 | 0 | 0 | 0 | 0 | 0 | 0 | 0 | 0 | 0 | 0 | 0 | 0 | 0 | 0 | 0 | 0 | 0 | 0 | 0 | 0
F2_Industrial_Industrial - Firm_New_Process_Natural Gas_Process Heating_E6 | F2 | Industrial | Industrial - Firm | New | Process | Natural Gas | Process Heating | E6 | TRC BC Ratio | 0 | 0 | 0 | 0 | 0 | 0 | 0 | 0 | 0 | 0 | 0 | 0 | 0 | 0 | 0 | 0 | 0 | 0 | 0 | 0 | 0 | 0 | 0 | 0 | 0 | 0 | 0 | 0 | 0 | 0 | 0 | 0 | 0
F2_Industrial_Industrial - Firm_New_Process_Natural Gas_Process Heating_E7 | F2 | Industrial | Industrial - Firm | New | Process | Natural Gas | Process Heating | E7 | TRC BC Ratio | 0 | 0 | 0 | 0 | 0 | 0 | 0 | 0 | 0 | 0 | 0 | 0 | 0 | 0 | 0 | 0 | 0 | 0 | 0 | 0 | 0 | 0 | 0 | 0 | 0 | 0 | 0 | 0 | 0 | 0 | 0 | 0 | 0
F2_Industrial_Industrial - Firm_New_Process_Natural Gas_Process Heating_E8 | F2 | Industrial | Industrial - Firm | New | Process | Natural Gas | Process Heating | E8 | TRC BC Ratio | 0 | 0 | 0 | 0 | 0 | 0 | 0 | 0 | 0 | 0 | 0 | 0 | 0 | 0 | 0 | 0 | 0 | 0 | 0 | 0 | 0 | 0 | 0 | 0 | 0 | 0 | 0 | 0 | 0 | 0 | 0 | 0 | 0
F2_Industrial_Industrial - Firm_New_Process_Natural Gas_Process Heating_E9 | F2 | Industrial | Industrial - Firm | New | Process | Natural Gas | Process Heating | E9 | TRC BC Ratio | 0 | 0 | 0 | 0 | 0 | 0 | 0 | 0 | 0 | 0 | 0 | 0 | 0 | 0 | 0 | 0 | 0 | 0 | 0 | 0 | 0 | 0 | 0 | 0 | 0 | 0 | 0 | 0 | 0 | 0 | 0 | 0 | 0
F2_Industrial_Industrial - Firm_New_Process_Natural Gas_Process Heating_E10 | F2 | Industrial | Industrial - Firm | New | Process | Natural Gas | Process Heating | E10 | TRC BC Ratio | 0 | 0 | 0 | 0 | 0 | 0 | 0 | 0 | 0 | 0 | 0 | 0 | 0 | 0 | 0 | 0 | 0 | 0 | 0 | 0 | 0 | 0 | 0 | 0 | 0 | 0 | 0 | 0 | 0 | 0 | 0 | 0 | 0
F3_Industrial_Industrial - Firm_New_Process_Natural Gas_Process Heating_E1 | F3 | Industrial | Industrial - Firm | New | Process | Natural Gas | Process Heating | E1 | PACT BC Ratio | bar: 2019 to 2051
F3_Industrial_Industrial - Firm_New_Process_Natural Gas_Process Heating_E2 | F3 | Industrial | Industrial - Firm | New | Process | Natural Gas | Process Heating | E2 | PACT BC Ratio | 0 | 0 | 0 | 0 | 0 | 0 | 0 | 0 | 0 | 0 | 0 | 0 | 0 | 0 | 0 | 0 | 0 | 0 | 0 | 0 | 0 | 0 | 0 | 0 | 0 | 0 | 0 | 0 | 0 | 0 | 0 | 0 | 0
F3_Industrial_Industrial - Firm_New_Process_Natural Gas_Process Heating_E3 | F3 | Industrial | Industrial - Firm | New | Process | Natural Gas | Process Heating | E3 | PACT BC Ratio | 0 | 0 | 0 | 0 | 0 | 0 | 0 | 0 | 0 | 0 | 0 | 0 | 0 | 0 | 0 | 0 | 0 | 0 | 0 | 0 | 0 | 0 | 0 | 0 | 0 | 0 | 0 | 0 | 0 | 0 | 0 | 0 | 0
F3_Industrial_Industrial - Firm_New_Process_Natural Gas_Process Heating_E4 | F3 | Industrial | Industrial - Firm | New | Process | Natural Gas | Process Heating | E4 | PACT BC Ratio | 0 | 0 | 0 | 0 | 0 | 0 | 0 | 0 | 0 | 0 | 0 | 0 | 0 | 0 | 0 | 0 | 0 | 0 | 0 | 0 | 0 | 0 | 0 | 0 | 0 | 0 | 0 | 0 | 0 | 0 | 0 | 0 | 0
F3_Industrial_Industrial - Firm_New_Process_Natural Gas_Process Heating_E5 | F3 | Industrial | Industrial - Firm | New | Process | Natural Gas | Process Heating | E5 | PACT BC Ratio | 0 | 0 | 0 | 0 | 0 | 0 | 0 | 0 | 0 | 0 | 0 | 0 | 0 | 0 | 0 | 0 | 0 | 0 | 0 | 0 | 0 | 0 | 0 | 0 | 0 | 0 | 0 | 0 | 0 | 0 | 0 | 0 | 0
F3_Industrial_Industrial - Firm_New_Process_Natural Gas_Process Heating_E6 | F3 | Industrial | Industrial - Firm | New | Process | Natural Gas | Process Heating | E6 | PACT BC Ratio | 0 | 0 | 0 | 0 | 0 | 0 | 0 | 0 | 0 | 0 | 0 | 0 | 0 | 0 | 0 | 0 | 0 | 0 | 0 | 0 | 0 | 0 | 0 | 0 | 0 | 0 | 0 | 0 | 0 | 0 | 0 | 0 | 0
F3_Industrial_Industrial - Firm_New_Process_Natural Gas_Process Heating_E7 | F3 | Industrial | Industrial - Firm | New | Process | Natural Gas | Process Heating | E7 | PACT BC Ratio | 0 | 0 | 0 | 0 | 0 | 0 | 0 | 0 | 0 | 0 | 0 | 0 | 0 | 0 | 0 | 0 | 0 | 0 | 0 | 0 | 0 | 0 | 0 | 0 | 0 | 0 | 0 | 0 | 0 | 0 | 0 | 0 | 0
F3_Industrial_Industrial - Firm_New_Process_Natural Gas_Process Heating_E8 | F3 | Industrial | Industrial - Firm | New | Process | Natural Gas | Process Heating | E8 | PACT BC Ratio | 0 | 0 | 0 | 0 | 0 | 0 | 0 | 0 | 0 | 0 | 0 | 0 | 0 | 0 | 0 | 0 | 0 | 0 | 0 | 0 | 0 | 0 | 0 | 0 | 0 | 0 | 0 | 0 | 0 | 0 | 0 | 0 | 0
F3_Industrial_Industrial - Firm_New_Process_Natural Gas_Process Heating_E9 | F3 | Industrial | Industrial - Firm | New | Process | Natural Gas | Process Heating | E9 | PACT BC Ratio | 0 | 0 | 0 | 0 | 0 | 0 | 0 | 0 | 0 | 0 | 0 | 0 | 0 | 0 | 0 | 0 | 0 | 0 | 0 | 0 | 0 | 0 | 0 | 0 | 0 | 0 | 0 | 0 | 0 | 0 | 0 | 0 | 0
F3_Industrial_Industrial - Firm_New_Process_Natural Gas_Process Heating_E10 | F3 | Industrial | Industrial - Firm | New | Process | Natural Gas | Process Heating | E10 | PACT BC Ratio | 0 | 0 | 0 | 0 | 0 | 0 | 0 | 0 | 0 | 0 | 0 | 0 | 0 | 0 | 0 | 0 | 0 | 0 | 0 | 0 | 0 | 0 | 0 | 0 | 0 | 0 | 0 | 0 | 0 | 0 | 0 | 0 | 0
F4_Industrial_Industrial - Firm_New_Process_Natural Gas_Process Heating_E1 | F4 | Industrial | Industrial - Firm | New | Process | Natural Gas | Process Heating | E1 | RVT BC Ratio | bar: 2019 to 2051
F4_Industrial_Industrial - Firm_New_Process_Natural Gas_Process Heating_E2 | F4 | Industrial | Industrial - Firm | New | Process | Natural Gas | Process Heating | E2 | RVT BC Ratio | 0 | 0 | 0 | 0 | 0 | 0 | 0 | 0 | 0 | 0 | 0 | 0 | 0 | 0 | 0 | 0 | 0 | 0 | 0 | 0 | 0 | 0 | 0 | 0 | 0 | 0 | 0 | 0 | 0 | 0 | 0 | 0 | 0
F4_Industrial_Industrial - Firm_New_Process_Natural Gas_Process Heating_E3 | F4 | Industrial | Industrial - Firm | New | Process | Natural Gas | Process Heating | E3 | RVT BC Ratio | 0 | 0 | 0 | 0 | 0 | 0 | 0 | 0 | 0 | 0 | 0 | 0 | 0 | 0 | 0 | 0 | 0 | 0 | 0 | 0 | 0 | 0 | 0 | 0 | 0 | 0 | 0 | 0 | 0 | 0 | 0 | 0 | 0
F4_Industrial_Industrial - Firm_New_Process_Natural Gas_Process Heating_E4 | F4 | Industrial | Industrial - Firm | New | Process | Natural Gas | Process Heating | E4 | RVT BC Ratio | 0 | 0 | 0 | 0 | 0 | 0 | 0 | 0 | 0 | 0 | 0 | 0 | 0 | 0 | 0 | 0 | 0 | 0 | 0 | 0 | 0 | 0 | 0 | 0 | 0 | 0 | 0 | 0 | 0 | 0 | 0 | 0 | 0
F4_Industrial_Industrial - Firm_New_Process_Natural Gas_Process Heating_E5 | F4 | Industrial | Industrial - Firm | New | Process | Natural Gas | Process Heating | E5 | RVT BC Ratio | 0 | 0 | 0 | 0 | 0 | 0 | 0 | 0 | 0 | 0 | 0 | 0 | 0 | 0 | 0 | 0 | 0 | 0 | 0 | 0 | 0 | 0 | 0 | 0 | 0 | 0 | 0 | 0 | 0 | 0 | 0 | 0 | 0
F4_Industrial_Industrial - Firm_New_Process_Natural Gas_Process Heating_E6 | F4 | Industrial | Industrial - Firm | New | Process | Natural Gas | Process Heating | E6 | RVT BC Ratio | 0 | 0 | 0 | 0 | 0 | 0 | 0 | 0 | 0 | 0 | 0 | 0 | 0 | 0 | 0 | 0 | 0 | 0 | 0 | 0 | 0 | 0 | 0 | 0 | 0 | 0 | 0 | 0 | 0 | 0 | 0 | 0 | 0
F4_Industrial_Industrial - Firm_New_Process_Natural Gas_Process Heating_E7 | F4 | Industrial | Industrial - Firm | New | Process | Natural Gas | Process Heating | E7 | RVT BC Ratio | 0 | 0 | 0 | 0 | 0 | 0 | 0 | 0 | 0 | 0 | 0 | 0 | 0 | 0 | 0 | 0 | 0 | 0 | 0 | 0 | 0 | 0 | 0 | 0 | 0 | 0 | 0 | 0 | 0 | 0 | 0 | 0 | 0
F4_Industrial_Industrial - Firm_New_Process_Natural Gas_Process Heating_E8 | F4 | Industrial | Industrial - Firm | New | Process | Natural Gas | Process Heating | E8 | RVT BC Ratio | 0 | 0 | 0 | 0 | 0 | 0 | 0 | 0 | 0 | 0 | 0 | 0 | 0 | 0 | 0 | 0 | 0 | 0 | 0 | 0 | 0 | 0 | 0 | 0 | 0 | 0 | 0 | 0 | 0 | 0 | 0 | 0 | 0
F4_Industrial_Industrial - Firm_New_Process_Natural Gas_Process Heating_E9 | F4 | Industrial | Industrial - Firm | New | Process | Natural Gas | Process Heating | E9 | RVT BC Ratio | 0 | 0 | 0 | 0 | 0 | 0 | 0 | 0 | 0 | 0 | 0 | 0 | 0 | 0 | 0 | 0 | 0 | 0 | 0 | 0 | 0 | 0 | 0 | 0 | 0 | 0 | 0 | 0 | 0 | 0 | 0 | 0 | 0
F4_Industrial_Industrial - Firm_New_Process_Natural Gas_Process Heating_E10 | F4 | Industrial | Industrial - Firm | New | Process | Natural Gas | Process Heating | E10 | RVT BC Ratio | 0 | 0 | 0 | 0 | 0 | 0 | 0 | 0 | 0 | 0 | 0 | 0 | 0 | 0 | 0 | 0 | 0 | 0 | 0 | 0 | 0 | 0 | 0 | 0 | 0 | 0 | 0 | 0 | 0 | 0 | 0 | 0 | 0
F5_Industrial_Industrial - Firm_New_Process_Natural Gas_Process Heating_E1 | F5 | Industrial | Industrial - Firm | New | Process | Natural Gas | Process Heating | E1 | RIM BC Ratio | bar: 2019 to 2051
F5_Industrial_Industrial - Firm_New_Process_Natural Gas_Process Heating_E2 | F5 | Industrial | Industrial - Firm | New | Process | Natural Gas | Process Heating | E2 | RIM BC Ratio | 0 | 0 | 0 | 0 | 0 | 0 | 0 | 0 | 0 | 0 | 0 | 0 | 0 | 0 | 0 | 0 | 0 | 0 | 0 | 0 | 0 | 0 | 0 | 0 | 0 | 0 | 0 | 0 | 0 | 0 | 0 | 0 | 0
F5_Industrial_Industrial - Firm_New_Process_Natural Gas_Process Heating_E3 | F5 | Industrial | Industrial - Firm | New | Process | Natural Gas | Process Heating | E3 | RIM BC Ratio | 0 | 0 | 0 | 0 | 0 | 0 | 0 | 0 | 0 | 0 | 0 | 0 | 0 | 0 | 0 | 0 | 0 | 0 | 0 | 0 | 0 | 0 | 0 | 0 | 0 | 0 | 0 | 0 | 0 | 0 | 0 | 0 | 0
F5_Industrial_Industrial - Firm_New_Process_Natural Gas_Process Heating_E4 | F5 | Industrial | Industrial - Firm | New | Process | Natural Gas | Process Heating | E4 | RIM BC Ratio | 0 | 0 | 0 | 0 | 0 | 0 | 0 | 0 | 0 | 0 | 0 | 0 | 0 | 0 | 0 | 0 | 0 | 0 | 0 | 0 | 0 | 0 | 0 | 0 | 0 | 0 | 0 | 0 | 0 | 0 | 0 | 0 | 0
F5_Industrial_Industrial - Firm_New_Process_Natural Gas_Process Heating_E5 | F5 | Industrial | Industrial - Firm | New | Process | Natural Gas | Process Heating | E5 | RIM BC Ratio | 0 | 0 | 0 | 0 | 0 | 0 | 0 | 0 | 0 | 0 | 0 | 0 | 0 | 0 | 0 | 0 | 0 | 0 | 0 | 0 | 0 | 0 | 0 | 0 | 0 | 0 | 0 | 0 | 0 | 0 | 0 | 0 | 0
F5_Industrial_Industrial - Firm_New_Process_Natural Gas_Process Heating_E6 | F5 | Industrial | Industrial - Firm | New | Process | Natural Gas | Process Heating | E6 | RIM BC Ratio | 0 | 0 | 0 | 0 | 0 | 0 | 0 | 0 | 0 | 0 | 0 | 0 | 0 | 0 | 0 | 0 | 0 | 0 | 0 | 0 | 0 | 0 | 0 | 0 | 0 | 0 | 0 | 0 | 0 | 0 | 0 | 0 | 0
F5_Industrial_Industrial - Firm_New_Process_Natural Gas_Process Heating_E7 | F5 | Industrial | Industrial - Firm | New | Process | Natural Gas | Process Heating | E7 | RIM BC Ratio | 0 | 0 | 0 | 0 | 0 | 0 | 0 | 0 | 0 | 0 | 0 | 0 | 0 | 0 | 0 | 0 | 0 | 0 | 0 | 0 | 0 | 0 | 0 | 0 | 0 | 0 | 0 | 0 | 0 | 0 | 0 | 0 | 0
F5_Industrial_Industrial - Firm_New_Process_Natural Gas_Process Heating_E8 | F5 | Industrial | Industrial - Firm | New | Process | Natural Gas | Process Heating | E8 | RIM BC Ratio | 0 | 0 | 0 | 0 | 0 | 0 | 0 | 0 | 0 | 0 | 0 | 0 | 0 | 0 | 0 | 0 | 0 | 0 | 0 | 0 | 0 | 0 | 0 | 0 | 0 | 0 | 0 | 0 | 0 | 0 | 0 | 0 | 0
F5_Industrial_Industrial - Firm_New_Process_Natural Gas_Process Heating_E9 | F5 | Industrial | Industrial - Firm | New | Process | Natural Gas | Process Heating | E9 | RIM BC Ratio | 0 | 0 | 0 | 0 | 0 | 0 | 0 | 0 | 0 | 0 | 0 | 0 | 0 | 0 | 0 | 0 | 0 | 0 | 0 | 0 | 0 | 0 | 0 | 0 | 0 | 0 | 0 | 0 | 0 | 0 | 0 | 0 | 0
F5_Industrial_Industrial - Firm_New_Process_Natural Gas_Process Heating_E10 | F5 | Industrial | Industrial - Firm | New | Process | Natural Gas | Process Heating | E10 | RIM BC Ratio | 0 | 0 | 0 | 0 | 0 | 0 | 0 | 0 | 0 | 0 | 0 | 0 | 0 | 0 | 0 | 0 | 0 | 0 | 0 | 0 | 0 | 0 | 0 | 0 | 0 | 0 | 0 | 0 | 0 | 0 | 0 | 0 | 0
F0_Industrial_Industrial - Firm_New_Process_Natural Gas_Process Boiler_E0 | F0 | Industrial | Industrial - Firm | New | Process | Natural Gas | Process Boiler | E0 | Economic Unit | EF .80 | EF .80 | EF .80 | EF .80 | EF .80 | EF .80 | EF .80 | EF .80 | EF .80 | EF .80 | EF .80 | EF .80 | EF .80 | EF .80 | EF .80 | EF .80 | EF .80 | EF .80 | EF .80 | EF .80 | EF .80 | EF .80 | EF .80 | EF .80 | EF .80 | EF .80 | EF .80 | EF .80 | EF .80 | EF .80 | EF .80 | EF .80 | EF .80
F1_Industrial_Industrial - Firm_New_Process_Natural Gas_Process Boiler_E1 | F1 | Industrial | Industrial - Firm | New | Process | Natural Gas | Process Boiler | E1 | CCE | 0 | 0 | 0 | 0 | 0 | 0 | 0 | 0 | 0 | 0 | 0 | 0 | 0 | 0 | 0 | 0 | 0 | 0 | 0 | 0 | 0 | 0 | 0 | 0 | 0 | 0 | 0 | 0 | 0 | 0 | 0 | 0 | 0
F1_Industrial_Industrial - Firm_New_Process_Natural Gas_Process Boiler_E2 | F1 | Industrial | Industrial - Firm | New | Process | Natural Gas | Process Boiler | E2 | CCE | 0 | 0 | 0 | 0 | 0 | 0 | 0 | 0 | 0 | 0 | 0 | 0 | 0 | 0 | 0 | 0 | 0 | 0 | 0 | 0 | 0 | 0 | 0 | 0 | 0 | 0 | 0 | 0 | 0 | 0 | 0 | 0 | 0
F1_Industrial_Industrial - Firm_New_Process_Natural Gas_Process Boiler_E3 | F1 | Industrial | Industrial - Firm | New | Process | Natural Gas | Process Boiler | E3 | CCE | 0 | 0 | 0 | 0 | 0 | 0 | 0 | 0 | 0 | 0 | 0 | 0 | 0 | 0 | 0 | 0 | 0 | 0 | 0 | 0 | 0 | 0 | 0 | 0 | 0 | 0 | 0 | 0 | 0 | 0 | 0 | 0 | 0
F1_Industrial_Industrial - Firm_New_Process_Natural Gas_Process Boiler_E4 | F1 | Industrial | Industrial - Firm | New | Process | Natural Gas | Process Boiler | E4 | CCE | 0 | 0 | 0 | 0 | 0 | 0 | 0 | 0 | 0 | 0 | 0 | 0 | 0 | 0 | 0 | 0 | 0 | 0 | 0 | 0 | 0 | 0 | 0 | 0 | 0 | 0 | 0 | 0 | 0 | 0 | 0 | 0 | 0
F1_Industrial_Industrial - Firm_New_Process_Natural Gas_Process Boiler_E5 | F1 | Industrial | Industrial - Firm | New | Process | Natural Gas | Process Boiler | E5 | CCE | 0 | 0 | 0 | 0 | 0 | 0 | 0 | 0 | 0 | 0 | 0 | 0 | 0 | 0 | 0 | 0 | 0 | 0 | 0 | 0 | 0 | 0 | 0 | 0 | 0 | 0 | 0 | 0 | 0 | 0 | 0 | 0 | 0
F1_Industrial_Industrial - Firm_New_Process_Natural Gas_Process Boiler_E6 | F1 | Industrial | Industrial - Firm | New | Process | Natural Gas | Process Boiler | E6 | CCE | 0 | 0 | 0 | 0 | 0 | 0 | 0 | 0 | 0 | 0 | 0 | 0 | 0 | 0 | 0 | 0 | 0 | 0 | 0 | 0 | 0 | 0 | 0 | 0 | 0 | 0 | 0 | 0 | 0 | 0 | 0 | 0 | 0
F1_Industrial_Industrial - Firm_New_Process_Natural Gas_Process Boiler_E7 | F1 | Industrial | Industrial - Firm | New | Process | Natural Gas | Process Boiler | E7 | CCE | 0 | 0 | 0 | 0 | 0 | 0 | 0 | 0 | 0 | 0 | 0 | 0 | 0 | 0 | 0 | 0 | 0 | 0 | 0 | 0 | 0 | 0 | 0 | 0 | 0 | 0 | 0 | 0 | 0 | 0 | 0 | 0 | 0
F1_Industrial_Industrial - Firm_New_Process_Natural Gas_Process Boiler_E8 | F1 | Industrial | Industrial - Firm | New | Process | Natural Gas | Process Boiler | E8 | CCE | 0 | 0 | 0 | 0 | 0 | 0 | 0 | 0 | 0 | 0 | 0 | 0 | 0 | 0 | 0 | 0 | 0 | 0 | 0 | 0 | 0 | 0 | 0 | 0 | 0 | 0 | 0 | 0 | 0 | 0 | 0 | 0 | 0
F1_Industrial_Industrial - Firm_New_Process_Natural Gas_Process Boiler_E9 | F1 | Industrial | Industrial - Firm | New | Process | Natural Gas | Process Boiler | E9 | CCE | 0 | 0 | 0 | 0 | 0 | 0 | 0 | 0 | 0 | 0 | 0 | 0 | 0 | 0 | 0 | 0 | 0 | 0 | 0 | 0 | 0 | 0 | 0 | 0 | 0 | 0 | 0 | 0 | 0 | 0 | 0 | 0 | 0
F1_Industrial_Industrial - Firm_New_Process_Natural Gas_Process Boiler_E10 | F1 | Industrial | Industrial - Firm | New | Process | Natural Gas | Process Boiler | E10 | CCE | 0 | 0 | 0 | 0 | 0 | 0 | 0 | 0 | 0 | 0 | 0 | 0 | 0 | 0 | 0 | 0 | 0 | 0 | 0 | 0 | 0 | 0 | 0 | 0 | 0 | 0 | 0 | 0 | 0 | 0 | 0 | 0 | 0
F2_Industrial_Industrial - Firm_New_Process_Natural Gas_Process Boiler_E1 | F2 | Industrial | Industrial - Firm | New | Process | Natural Gas | Process Boiler | E1 | TRC BC Ratio | bar: 2019 to 2051
F2_Industrial_Industrial - Firm_New_Process_Natural Gas_Process Boiler_E2 | F2 | Industrial | Industrial - Firm | New | Process | Natural Gas | Process Boiler | E2 | TRC BC Ratio | 0 | 0 | 0 | 0 | 0 | 0 | 0 | 0 | 0 | 0 | 0 | 0 | 0 | 0 | 0 | 0 | 0 | 0 | 0 | 0 | 0 | 0 | 0 | 0 | 0 | 0 | 0 | 0 | 0 | 0 | 0 | 0 | 0
F2_Industrial_Industrial - Firm_New_Process_Natural Gas_Process Boiler_E3 | F2 | Industrial | Industrial - Firm | New | Process | Natural Gas | Process Boiler | E3 | TRC BC Ratio | 0 | 0 | 0 | 0 | 0 | 0 | 0 | 0 | 0 | 0 | 0 | 0 | 0 | 0 | 0 | 0 | 0 | 0 | 0 | 0 | 0 | 0 | 0 | 0 | 0 | 0 | 0 | 0 | 0 | 0 | 0 | 0 | 0
F2_Industrial_Industrial - Firm_New_Process_Natural Gas_Process Boiler_E4 | F2 | Industrial | Industrial - Firm | New | Process | Natural Gas | Process Boiler | E4 | TRC BC Ratio | 0 | 0 | 0 | 0 | 0 | 0 | 0 | 0 | 0 | 0 | 0 | 0 | 0 | 0 | 0 | 0 | 0 | 0 | 0 | 0 | 0 | 0 | 0 | 0 | 0 | 0 | 0 | 0 | 0 | 0 | 0 | 0 | 0
F2_Industrial_Industrial - Firm_New_Process_Natural Gas_Process Boiler_E5 | F2 | Industrial | Industrial - Firm | New | Process | Natural Gas | Process Boiler | E5 | TRC BC Ratio | 0 | 0 | 0 | 0 | 0 | 0 | 0 | 0 | 0 | 0 | 0 | 0 | 0 | 0 | 0 | 0 | 0 | 0 | 0 | 0 | 0 | 0 | 0 | 0 | 0 | 0 | 0 | 0 | 0 | 0 | 0 | 0 | 0
F2_Industrial_Industrial - Firm_New_Process_Natural Gas_Process Boiler_E6 | F2 | Industrial | Industrial - Firm | New | Process | Natural Gas | Process Boiler | E6 | TRC BC Ratio | 0 | 0 | 0 | 0 | 0 | 0 | 0 | 0 | 0 | 0 | 0 | 0 | 0 | 0 | 0 | 0 | 0 | 0 | 0 | 0 | 0 | 0 | 0 | 0 | 0 | 0 | 0 | 0 | 0 | 0 | 0 | 0 | 0
F2_Industrial_Industrial - Firm_New_Process_Natural Gas_Process Boiler_E7 | F2 | Industrial | Industrial - Firm | New | Process | Natural Gas | Process Boiler | E7 | TRC BC Ratio | 0 | 0 | 0 | 0 | 0 | 0 | 0 | 0 | 0 | 0 | 0 | 0 | 0 | 0 | 0 | 0 | 0 | 0 | 0 | 0 | 0 | 0 | 0 | 0 | 0 | 0 | 0 | 0 | 0 | 0 | 0 | 0 | 0
F2_Industrial_Industrial - Firm_New_Process_Natural Gas_Process Boiler_E8 | F2 | Industrial | Industrial - Firm | New | Process | Natural Gas | Process Boiler | E8 | TRC BC Ratio | 0 | 0 | 0 | 0 | 0 | 0 | 0 | 0 | 0 | 0 | 0 | 0 | 0 | 0 | 0 | 0 | 0 | 0 | 0 | 0 | 0 | 0 | 0 | 0 | 0 | 0 | 0 | 0 | 0 | 0 | 0 | 0 | 0
F2_Industrial_Industrial - Firm_New_Process_Natural Gas_Process Boiler_E9 | F2 | Industrial | Industrial - Firm | New | Process | Natural Gas | Process Boiler | E9 | TRC BC Ratio | 0 | 0 | 0 | 0 | 0 | 0 | 0 | 0 | 0 | 0 | 0 | 0 | 0 | 0 | 0 | 0 | 0 | 0 | 0 | 0 | 0 | 0 | 0 | 0 | 0 | 0 | 0 | 0 | 0 | 0 | 0 | 0 | 0
F2_Industrial_Industrial - Firm_New_Process_Natural Gas_Process Boiler_E10 | F2 | Industrial | Industrial - Firm | New | Process | Natural Gas | Process Boiler | E10 | TRC BC Ratio | 0 | 0 | 0 | 0 | 0 | 0 | 0 | 0 | 0 | 0 | 0 | 0 | 0 | 0 | 0 | 0 | 0 | 0 | 0 | 0 | 0 | 0 | 0 | 0 | 0 | 0 | 0 | 0 | 0 | 0 | 0 | 0 | 0
F3_Industrial_Industrial - Firm_New_Process_Natural Gas_Process Boiler_E1 | F3 | Industrial | Industrial - Firm | New | Process | Natural Gas | Process Boiler | E1 | PACT BC Ratio | bar: 2019 to 2051
F3_Industrial_Industrial - Firm_New_Process_Natural Gas_Process Boiler_E2 | F3 | Industrial | Industrial - Firm | New | Process | Natural Gas | Process Boiler | E2 | PACT BC Ratio | 0 | 0 | 0 | 0 | 0 | 0 | 0 | 0 | 0 | 0 | 0 | 0 | 0 | 0 | 0 | 0 | 0 | 0 | 0 | 0 | 0 | 0 | 0 | 0 | 0 | 0 | 0 | 0 | 0 | 0 | 0 | 0 | 0
F3_Industrial_Industrial - Firm_New_Process_Natural Gas_Process Boiler_E3 | F3 | Industrial | Industrial - Firm | New | Process | Natural Gas | Process Boiler | E3 | PACT BC Ratio | 0 | 0 | 0 | 0 | 0 | 0 | 0 | 0 | 0 | 0 | 0 | 0 | 0 | 0 | 0 | 0 | 0 | 0 | 0 | 0 | 0 | 0 | 0 | 0 | 0 | 0 | 0 | 0 | 0 | 0 | 0 | 0 | 0
F3_Industrial_Industrial - Firm_New_Process_Natural Gas_Process Boiler_E4 | F3 | Industrial | Industrial - Firm | New | Process | Natural Gas | Process Boiler | E4 | PACT BC Ratio | 0 | 0 | 0 | 0 | 0 | 0 | 0 | 0 | 0 | 0 | 0 | 0 | 0 | 0 | 0 | 0 | 0 | 0 | 0 | 0 | 0 | 0 | 0 | 0 | 0 | 0 | 0 | 0 | 0 | 0 | 0 | 0 | 0
F3_Industrial_Industrial - Firm_New_Process_Natural Gas_Process Boiler_E5 | F3 | Industrial | Industrial - Firm | New | Process | Natural Gas | Process Boiler | E5 | PACT BC Ratio | 0 | 0 | 0 | 0 | 0 | 0 | 0 | 0 | 0 | 0 | 0 | 0 | 0 | 0 | 0 | 0 | 0 | 0 | 0 | 0 | 0 | 0 | 0 | 0 | 0 | 0 | 0 | 0 | 0 | 0 | 0 | 0 | 0
F3_Industrial_Industrial - Firm_New_Process_Natural Gas_Process Boiler_E6 | F3 | Industrial | Industrial - Firm | New | Process | Natural Gas | Process Boiler | E6 | PACT BC Ratio | 0 | 0 | 0 | 0 | 0 | 0 | 0 | 0 | 0 | 0 | 0 | 0 | 0 | 0 | 0 | 0 | 0 | 0 | 0 | 0 | 0 | 0 | 0 | 0 | 0 | 0 | 0 | 0 | 0 | 0 | 0 | 0 | 0
F3_Industrial_Industrial - Firm_New_Process_Natural Gas_Process Boiler_E7 | F3 | Industrial | Industrial - Firm | New | Process | Natural Gas | Process Boiler | E7 | PACT BC Ratio | 0 | 0 | 0 | 0 | 0 | 0 | 0 | 0 | 0 | 0 | 0 | 0 | 0 | 0 | 0 | 0 | 0 | 0 | 0 | 0 | 0 | 0 | 0 | 0 | 0 | 0 | 0 | 0 | 0 | 0 | 0 | 0 | 0
F3_Industrial_Industrial - Firm_New_Process_Natural Gas_Process Boiler_E8 | F3 | Industrial | Industrial - Firm | New | Process | Natural Gas | Process Boiler | E8 | PACT BC Ratio | 0 | 0 | 0 | 0 | 0 | 0 | 0 | 0 | 0 | 0 | 0 | 0 | 0 | 0 | 0 | 0 | 0 | 0 | 0 | 0 | 0 | 0 | 0 | 0 | 0 | 0 | 0 | 0 | 0 | 0 | 0 | 0 | 0
F3_Industrial_Industrial - Firm_New_Process_Natural Gas_Process Boiler_E9 | F3 | Industrial | Industrial - Firm | New | Process | Natural Gas | Process Boiler | E9 | PACT BC Ratio | 0 | 0 | 0 | 0 | 0 | 0 | 0 | 0 | 0 | 0 | 0 | 0 | 0 | 0 | 0 | 0 | 0 | 0 | 0 | 0 | 0 | 0 | 0 | 0 | 0 | 0 | 0 | 0 | 0 | 0 | 0 | 0 | 0
F3_Industrial_Industrial - Firm_New_Process_Natural Gas_Process Boiler_E10 | F3 | Industrial | Industrial - Firm | New | Process | Natural Gas | Process Boiler | E10 | PACT BC Ratio | 0 | 0 | 0 | 0 | 0 | 0 | 0 | 0 | 0 | 0 | 0 | 0 | 0 | 0 | 0 | 0 | 0 | 0 | 0 | 0 | 0 | 0 | 0 | 0 | 0 | 0 | 0 | 0 | 0 | 0 | 0 | 0 | 0
F4_Industrial_Industrial - Firm_New_Process_Natural Gas_Process Boiler_E1 | F4 | Industrial | Industrial - Firm | New | Process | Natural Gas | Process Boiler | E1 | RVT BC Ratio | bar: 2019 to 2051
F4_Industrial_Industrial - Firm_New_Process_Natural Gas_Process Boiler_E2 | F4 | Industrial | Industrial - Firm | New | Process | Natural Gas | Process Boiler | E2 | RVT BC Ratio | 0 | 0 | 0 | 0 | 0 | 0 | 0 | 0 | 0 | 0 | 0 | 0 | 0 | 0 | 0 | 0 | 0 | 0 | 0 | 0 | 0 | 0 | 0 | 0 | 0 | 0 | 0 | 0 | 0 | 0 | 0 | 0 | 0
F4_Industrial_Industrial - Firm_New_Process_Natural Gas_Process Boiler_E3 | F4 | Industrial | Industrial - Firm | New | Process | Natural Gas | Process Boiler | E3 | RVT BC Ratio | 0 | 0 | 0 | 0 | 0 | 0 | 0 | 0 | 0 | 0 | 0 | 0 | 0 | 0 | 0 | 0 | 0 | 0 | 0 | 0 | 0 | 0 | 0 | 0 | 0 | 0 | 0 | 0 | 0 | 0 | 0 | 0 | 0
F4_Industrial_Industrial - Firm_New_Process_Natural Gas_Process Boiler_E4 | F4 | Industrial | Industrial - Firm | New | Process | Natural Gas | Process Boiler | E4 | RVT BC Ratio | 0 | 0 | 0 | 0 | 0 | 0 | 0 | 0 | 0 | 0 | 0 | 0 | 0 | 0 | 0 | 0 | 0 | 0 | 0 | 0 | 0 | 0 | 0 | 0 | 0 | 0 | 0 | 0 | 0 | 0 | 0 | 0 | 0
F4_Industrial_Industrial - Firm_New_Process_Natural Gas_Process Boiler_E5 | F4 | Industrial | Industrial - Firm | New | Process | Natural Gas | Process Boiler | E5 | RVT BC Ratio | 0 | 0 | 0 | 0 | 0 | 0 | 0 | 0 | 0 | 0 | 0 | 0 | 0 | 0 | 0 | 0 | 0 | 0 | 0 | 0 | 0 | 0 | 0 | 0 | 0 | 0 | 0 | 0 | 0 | 0 | 0 | 0 | 0
F4_Industrial_Industrial - Firm_New_Process_Natural Gas_Process Boiler_E6 | F4 | Industrial | Industrial - Firm | New | Process | Natural Gas | Process Boiler | E6 | RVT BC Ratio | 0 | 0 | 0 | 0 | 0 | 0 | 0 | 0 | 0 | 0 | 0 | 0 | 0 | 0 | 0 | 0 | 0 | 0 | 0 | 0 | 0 | 0 | 0 | 0 | 0 | 0 | 0 | 0 | 0 | 0 | 0 | 0 | 0
F4_Industrial_Industrial - Firm_New_Process_Natural Gas_Process Boiler_E7 | F4 | Industrial | Industrial - Firm | New | Process | Natural Gas | Process Boiler | E7 | RVT BC Ratio | 0 | 0 | 0 | 0 | 0 | 0 | 0 | 0 | 0 | 0 | 0 | 0 | 0 | 0 | 0 | 0 | 0 | 0 | 0 | 0 | 0 | 0 | 0 | 0 | 0 | 0 | 0 | 0 | 0 | 0 | 0 | 0 | 0
F4_Industrial_Industrial - Firm_New_Process_Natural Gas_Process Boiler_E8 | F4 | Industrial | Industrial - Firm | New | Process | Natural Gas | Process Boiler | E8 | RVT BC Ratio | 0 | 0 | 0 | 0 | 0 | 0 | 0 | 0 | 0 | 0 | 0 | 0 | 0 | 0 | 0 | 0 | 0 | 0 | 0 | 0 | 0 | 0 | 0 | 0 | 0 | 0 | 0 | 0 | 0 | 0 | 0 | 0 | 0
F4_Industrial_Industrial - Firm_New_Process_Natural Gas_Process Boiler_E9 | F4 | Industrial | Industrial - Firm | New | Process | Natural Gas | Process Boiler | E9 | RVT BC Ratio | 0 | 0 | 0 | 0 | 0 | 0 | 0 | 0 | 0 | 0 | 0 | 0 | 0 | 0 | 0 | 0 | 0 | 0 | 0 | 0 | 0 | 0 | 0 | 0 | 0 | 0 | 0 | 0 | 0 | 0 | 0 | 0 | 0
F4_Industrial_Industrial - Firm_New_Process_Natural Gas_Process Boiler_E10 | F4 | Industrial | Industrial - Firm | New | Process | Natural Gas | Process Boiler | E10 | RVT BC Ratio | 0 | 0 | 0 | 0 | 0 | 0 | 0 | 0 | 0 | 0 | 0 | 0 | 0 | 0 | 0 | 0 | 0 | 0 | 0 | 0 | 0 | 0 | 0 | 0 | 0 | 0 | 0 | 0 | 0 | 0 | 0 | 0 | 0
F5_Industrial_Industrial - Firm_New_Process_Natural Gas_Process Boiler_E1 | F5 | Industrial | Industrial - Firm | New | Process | Natural Gas | Process Boiler | E1 | RIM BC Ratio | bar: 2019 to 2051
F5_Industrial_Industrial - Firm_New_Process_Natural Gas_Process Boiler_E2 | F5 | Industrial | Industrial - Firm | New | Process | Natural Gas | Process Boiler | E2 | RIM BC Ratio | 0 | 0 | 0 | 0 | 0 | 0 | 0 | 0 | 0 | 0 | 0 | 0 | 0 | 0 | 0 | 0 | 0 | 0 | 0 | 0 | 0 | 0 | 0 | 0 | 0 | 0 | 0 | 0 | 0 | 0 | 0 | 0 | 0
F5_Industrial_Industrial - Firm_New_Process_Natural Gas_Process Boiler_E3 | F5 | Industrial | Industrial - Firm | New | Process | Natural Gas | Process Boiler | E3 | RIM BC Ratio | 0 | 0 | 0 | 0 | 0 | 0 | 0 | 0 | 0 | 0 | 0 | 0 | 0 | 0 | 0 | 0 | 0 | 0 | 0 | 0 | 0 | 0 | 0 | 0 | 0 | 0 | 0 | 0 | 0 | 0 | 0 | 0 | 0
F5_Industrial_Industrial - Firm_New_Process_Natural Gas_Process Boiler_E4 | F5 | Industrial | Industrial - Firm | New | Process | Natural Gas | Process Boiler | E4 | RIM BC Ratio | 0 | 0 | 0 | 0 | 0 | 0 | 0 | 0 | 0 | 0 | 0 | 0 | 0 | 0 | 0 | 0 | 0 | 0 | 0 | 0 | 0 | 0 | 0 | 0 | 0 | 0 | 0 | 0 | 0 | 0 | 0 | 0 | 0
F5_Industrial_Industrial - Firm_New_Process_Natural Gas_Process Boiler_E5 | F5 | Industrial | Industrial - Firm | New | Process | Natural Gas | Process Boiler | E5 | RIM BC Ratio | 0 | 0 | 0 | 0 | 0 | 0 | 0 | 0 | 0 | 0 | 0 | 0 | 0 | 0 | 0 | 0 | 0 | 0 | 0 | 0 | 0 | 0 | 0 | 0 | 0 | 0 | 0 | 0 | 0 | 0 | 0 | 0 | 0
F5_Industrial_Industrial - Firm_New_Process_Natural Gas_Process Boiler_E6 | F5 | Industrial | Industrial - Firm | New | Process | Natural Gas | Process Boiler | E6 | RIM BC Ratio | 0 | 0 | 0 | 0 | 0 | 0 | 0 | 0 | 0 | 0 | 0 | 0 | 0 | 0 | 0 | 0 | 0 | 0 | 0 | 0 | 0 | 0 | 0 | 0 | 0 | 0 | 0 | 0 | 0 | 0 | 0 | 0 | 0
F5_Industrial_Industrial - Firm_New_Process_Natural Gas_Process Boiler_E7 | F5 | Industrial | Industrial - Firm | New | Process | Natural Gas | Process Boiler | E7 | RIM BC Ratio | 0 | 0 | 0 | 0 | 0 | 0 | 0 | 0 | 0 | 0 | 0 | 0 | 0 | 0 | 0 | 0 | 0 | 0 | 0 | 0 | 0 | 0 | 0 | 0 | 0 | 0 | 0 | 0 | 0 | 0 | 0 | 0 | 0
F5_Industrial_Industrial - Firm_New_Process_Natural Gas_Process Boiler_E8 | F5 | Industrial | Industrial - Firm | New | Process | Natural Gas | Process Boiler | E8 | RIM BC Ratio | 0 | 0 | 0 | 0 | 0 | 0 | 0 | 0 | 0 | 0 | 0 | 0 | 0 | 0 | 0 | 0 | 0 | 0 | 0 | 0 | 0 | 0 | 0 | 0 | 0 | 0 | 0 | 0 | 0 | 0 | 0 | 0 | 0
F5_Industrial_Industrial - Firm_New_Process_Natural Gas_Process Boiler_E9 | F5 | Industrial | Industrial - Firm | New | Process | Natural Gas | Process Boiler | E9 | RIM BC Ratio | 0 | 0 | 0 | 0 | 0 | 0 | 0 | 0 | 0 | 0 | 0 | 0 | 0 | 0 | 0 | 0 | 0 | 0 | 0 | 0 | 0 | 0 | 0 | 0 | 0 | 0 | 0 | 0 | 0 | 0 | 0 | 0 | 0
F5_Industrial_Industrial - Firm_New_Process_Natural Gas_Process Boiler_E10 | F5 | Industrial | Industrial - Firm | New | Process | Natural Gas | Process Boiler | E10 | RIM BC Ratio | 0 | 0 | 0 | 0 | 0 | 0 | 0 | 0 | 0 | 0 | 0 | 0 | 0 | 0 | 0 | 0 | 0 | 0 | 0 | 0 | 0 | 0 | 0 | 0 | 0 | 0 | 0 | 0 | 0 | 0 | 0 | 0 | 0
F0_Industrial_Industrial - Firm_New_Process_Natural Gas_Process Cooling_E0 | F0 | Industrial | Industrial - Firm | New | Process | Natural Gas | Process Cooling | E0 | Economic Unit | Standard | Standard | Standard | Standard | Standard | Standard | Standard | Standard | Standard | Standard | Standard | Standard | Standard | Standard | Standard | Standard | Standard | Standard | Standard | Standard | Standard | Standard | Standard | Standard | Standard | Standard | Standard | Standard | Standard | Standard | Standard | Standard | Standard
F1_Industrial_Industrial - Firm_New_Process_Natural Gas_Process Cooling_E1 | F1 | Industrial | Industrial - Firm | New | Process | Natural Gas | Process Cooling | E1 | CCE | 0 | 0 | 0 | 0 | 0 | 0 | 0 | 0 | 0 | 0 | 0 | 0 | 0 | 0 | 0 | 0 | 0 | 0 | 0 | 0 | 0 | 0 | 0 | 0 | 0 | 0 | 0 | 0 | 0 | 0 | 0 | 0 | 0
F1_Industrial_Industrial - Firm_New_Process_Natural Gas_Process Cooling_E2 | F1 | Industrial | Industrial - Firm | New | Process | Natural Gas | Process Cooling | E2 | CCE | 0 | 0 | 0 | 0 | 0 | 0 | 0 | 0 | 0 | 0 | 0 | 0 | 0 | 0 | 0 | 0 | 0 | 0 | 0 | 0 | 0 | 0 | 0 | 0 | 0 | 0 | 0 | 0 | 0 | 0 | 0 | 0 | 0
F1_Industrial_Industrial - Firm_New_Process_Natural Gas_Process Cooling_E3 | F1 | Industrial | Industrial - Firm | New | Process | Natural Gas | Process Cooling | E3 | CCE | 0 | 0 | 0 | 0 | 0 | 0 | 0 | 0 | 0 | 0 | 0 | 0 | 0 | 0 | 0 | 0 | 0 | 0 | 0 | 0 | 0 | 0 | 0 | 0 | 0 | 0 | 0 | 0 | 0 | 0 | 0 | 0 | 0
F1_Industrial_Industrial - Firm_New_Process_Natural Gas_Process Cooling_E4 | F1 | Industrial | Industrial - Firm | New | Process | Natural Gas | Process Cooling | E4 | CCE | 0 | 0 | 0 | 0 | 0 | 0 | 0 | 0 | 0 | 0 | 0 | 0 | 0 | 0 | 0 | 0 | 0 | 0 | 0 | 0 | 0 | 0 | 0 | 0 | 0 | 0 | 0 | 0 | 0 | 0 | 0 | 0 | 0
F1_Industrial_Industrial - Firm_New_Process_Natural Gas_Process Cooling_E5 | F1 | Industrial | Industrial - Firm | New | Process | Natural Gas | Process Cooling | E5 | CCE | 0 | 0 | 0 | 0 | 0 | 0 | 0 | 0 | 0 | 0 | 0 | 0 | 0 | 0 | 0 | 0 | 0 | 0 | 0 | 0 | 0 | 0 | 0 | 0 | 0 | 0 | 0 | 0 | 0 | 0 | 0 | 0 | 0
F1_Industrial_Industrial - Firm_New_Process_Natural Gas_Process Cooling_E6 | F1 | Industrial | Industrial - Firm | New | Process | Natural Gas | Process Cooling | E6 | CCE | 0 | 0 | 0 | 0 | 0 | 0 | 0 | 0 | 0 | 0 | 0 | 0 | 0 | 0 | 0 | 0 | 0 | 0 | 0 | 0 | 0 | 0 | 0 | 0 | 0 | 0 | 0 | 0 | 0 | 0 | 0 | 0 | 0
F1_Industrial_Industrial - Firm_New_Process_Natural Gas_Process Cooling_E7 | F1 | Industrial | Industrial - Firm | New | Process | Natural Gas | Process Cooling | E7 | CCE | 0 | 0 | 0 | 0 | 0 | 0 | 0 | 0 | 0 | 0 | 0 | 0 | 0 | 0 | 0 | 0 | 0 | 0 | 0 | 0 | 0 | 0 | 0 | 0 | 0 | 0 | 0 | 0 | 0 | 0 | 0 | 0 | 0
F1_Industrial_Industrial - Firm_New_Process_Natural Gas_Process Cooling_E8 | F1 | Industrial | Industrial - Firm | New | Process | Natural Gas | Process Cooling | E8 | CCE | 0 | 0 | 0 | 0 | 0 | 0 | 0 | 0 | 0 | 0 | 0 | 0 | 0 | 0 | 0 | 0 | 0 | 0 | 0 | 0 | 0 | 0 | 0 | 0 | 0 | 0 | 0 | 0 | 0 | 0 | 0 | 0 | 0
F1_Industrial_Industrial - Firm_New_Process_Natural Gas_Process Cooling_E9 | F1 | Industrial | Industrial - Firm | New | Process | Natural Gas | Process Cooling | E9 | CCE | 0 | 0 | 0 | 0 | 0 | 0 | 0 | 0 | 0 | 0 | 0 | 0 | 0 | 0 | 0 | 0 | 0 | 0 | 0 | 0 | 0 | 0 | 0 | 0 | 0 | 0 | 0 | 0 | 0 | 0 | 0 | 0 | 0
F1_Industrial_Industrial - Firm_New_Process_Natural Gas_Process Cooling_E10 | F1 | Industrial | Industrial - Firm | New | Process | Natural Gas | Process Cooling | E10 | CCE | 0 | 0 | 0 | 0 | 0 | 0 | 0 | 0 | 0 | 0 | 0 | 0 | 0 | 0 | 0 | 0 | 0 | 0 | 0 | 0 | 0 | 0 | 0 | 0 | 0 | 0 | 0 | 0 | 0 | 0 | 0 | 0 | 0
F2_Industrial_Industrial - Firm_New_Process_Natural Gas_Process Cooling_E1 | F2 | Industrial | Industrial - Firm | New | Process | Natural Gas | Process Cooling | E1 | TRC BC Ratio | bar: 2019 to 2051
F2_Industrial_Industrial - Firm_New_Process_Natural Gas_Process Cooling_E2 | F2 | Industrial | Industrial - Firm | New | Process | Natural Gas | Process Cooling | E2 | TRC BC Ratio | 0 | 0 | 0 | 0 | 0 | 0 | 0 | 0 | 0 | 0 | 0 | 0 | 0 | 0 | 0 | 0 | 0 | 0 | 0 | 0 | 0 | 0 | 0 | 0 | 0 | 0 | 0 | 0 | 0 | 0 | 0 | 0 | 0
F2_Industrial_Industrial - Firm_New_Process_Natural Gas_Process Cooling_E3 | F2 | Industrial | Industrial - Firm | New | Process | Natural Gas | Process Cooling | E3 | TRC BC Ratio | 0 | 0 | 0 | 0 | 0 | 0 | 0 | 0 | 0 | 0 | 0 | 0 | 0 | 0 | 0 | 0 | 0 | 0 | 0 | 0 | 0 | 0 | 0 | 0 | 0 | 0 | 0 | 0 | 0 | 0 | 0 | 0 | 0
F2_Industrial_Industrial - Firm_New_Process_Natural Gas_Process Cooling_E4 | F2 | Industrial | Industrial - Firm | New | Process | Natural Gas | Process Cooling | E4 | TRC BC Ratio | 0 | 0 | 0 | 0 | 0 | 0 | 0 | 0 | 0 | 0 | 0 | 0 | 0 | 0 | 0 | 0 | 0 | 0 | 0 | 0 | 0 | 0 | 0 | 0 | 0 | 0 | 0 | 0 | 0 | 0 | 0 | 0 | 0
F2_Industrial_Industrial - Firm_New_Process_Natural Gas_Process Cooling_E5 | F2 | Industrial | Industrial - Firm | New | Process | Natural Gas | Process Cooling | E5 | TRC BC Ratio | 0 | 0 | 0 | 0 | 0 | 0 | 0 | 0 | 0 | 0 | 0 | 0 | 0 | 0 | 0 | 0 | 0 | 0 | 0 | 0 | 0 | 0 | 0 | 0 | 0 | 0 | 0 | 0 | 0 | 0 | 0 | 0 | 0
F2_Industrial_Industrial - Firm_New_Process_Natural Gas_Process Cooling_E6 | F2 | Industrial | Industrial - Firm | New | Process | Natural Gas | Process Cooling | E6 | TRC BC Ratio | 0 | 0 | 0 | 0 | 0 | 0 | 0 | 0 | 0 | 0 | 0 | 0 | 0 | 0 | 0 | 0 | 0 | 0 | 0 | 0 | 0 | 0 | 0 | 0 | 0 | 0 | 0 | 0 | 0 | 0 | 0 | 0 | 0
F2_Industrial_Industrial - Firm_New_Process_Natural Gas_Process Cooling_E7 | F2 | Industrial | Industrial - Firm | New | Process | Natural Gas | Process Cooling | E7 | TRC BC Ratio | 0 | 0 | 0 | 0 | 0 | 0 | 0 | 0 | 0 | 0 | 0 | 0 | 0 | 0 | 0 | 0 | 0 | 0 | 0 | 0 | 0 | 0 | 0 | 0 | 0 | 0 | 0 | 0 | 0 | 0 | 0 | 0 | 0
F2_Industrial_Industrial - Firm_New_Process_Natural Gas_Process Cooling_E8 | F2 | Industrial | Industrial - Firm | New | Process | Natural Gas | Process Cooling | E8 | TRC BC Ratio | 0 | 0 | 0 | 0 | 0 | 0 | 0 | 0 | 0 | 0 | 0 | 0 | 0 | 0 | 0 | 0 | 0 | 0 | 0 | 0 | 0 | 0 | 0 | 0 | 0 | 0 | 0 | 0 | 0 | 0 | 0 | 0 | 0
F2_Industrial_Industrial - Firm_New_Process_Natural Gas_Process Cooling_E9 | F2 | Industrial | Industrial - Firm | New | Process | Natural Gas | Process Cooling | E9 | TRC BC Ratio | 0 | 0 | 0 | 0 | 0 | 0 | 0 | 0 | 0 | 0 | 0 | 0 | 0 | 0 | 0 | 0 | 0 | 0 | 0 | 0 | 0 | 0 | 0 | 0 | 0 | 0 | 0 | 0 | 0 | 0 | 0 | 0 | 0
F2_Industrial_Industrial - Firm_New_Process_Natural Gas_Process Cooling_E10 | F2 | Industrial | Industrial - Firm | New | Process | Natural Gas | Process Cooling | E10 | TRC BC Ratio | 0 | 0 | 0 | 0 | 0 | 0 | 0 | 0 | 0 | 0 | 0 | 0 | 0 | 0 | 0 | 0 | 0 | 0 | 0 | 0 | 0 | 0 | 0 | 0 | 0 | 0 | 0 | 0 | 0 | 0 | 0 | 0 | 0
F3_Industrial_Industrial - Firm_New_Process_Natural Gas_Process Cooling_E1 | F3 | Industrial | Industrial - Firm | New | Process | Natural Gas | Process Cooling | E1 | PACT BC Ratio | bar: 2019 to 2051
F3_Industrial_Industrial - Firm_New_Process_Natural Gas_Process Cooling_E2 | F3 | Industrial | Industrial - Firm | New | Process | Natural Gas | Process Cooling | E2 | PACT BC Ratio | 0 | 0 | 0 | 0 | 0 | 0 | 0 | 0 | 0 | 0 | 0 | 0 | 0 | 0 | 0 | 0 | 0 | 0 | 0 | 0 | 0 | 0 | 0 | 0 | 0 | 0 | 0 | 0 | 0 | 0 | 0 | 0 | 0
F3_Industrial_Industrial - Firm_New_Process_Natural Gas_Process Cooling_E3 | F3 | Industrial | Industrial - Firm | New | Process | Natural Gas | Process Cooling | E3 | PACT BC Ratio | 0 | 0 | 0 | 0 | 0 | 0 | 0 | 0 | 0 | 0 | 0 | 0 | 0 | 0 | 0 | 0 | 0 | 0 | 0 | 0 | 0 | 0 | 0 | 0 | 0 | 0 | 0 | 0 | 0 | 0 | 0 | 0 | 0
F3_Industrial_Industrial - Firm_New_Process_Natural Gas_Process Cooling_E4 | F3 | Industrial | Industrial - Firm | New | Process | Natural Gas | Process Cooling | E4 | PACT BC Ratio | 0 | 0 | 0 | 0 | 0 | 0 | 0 | 0 | 0 | 0 | 0 | 0 | 0 | 0 | 0 | 0 | 0 | 0 | 0 | 0 | 0 | 0 | 0 | 0 | 0 | 0 | 0 | 0 | 0 | 0 | 0 | 0 | 0
F3_Industrial_Industrial - Firm_New_Process_Natural Gas_Process Cooling_E5 | F3 | Industrial | Industrial - Firm | New | Process | Natural Gas | Process Cooling | E5 | PACT BC Ratio | 0 | 0 | 0 | 0 | 0 | 0 | 0 | 0 | 0 | 0 | 0 | 0 | 0 | 0 | 0 | 0 | 0 | 0 | 0 | 0 | 0 | 0 | 0 | 0 | 0 | 0 | 0 | 0 | 0 | 0 | 0 | 0 | 0
F3_Industrial_Industrial - Firm_New_Process_Natural Gas_Process Cooling_E6 | F3 | Industrial | Industrial - Firm | New | Process | Natural Gas | Process Cooling | E6 | PACT BC Ratio | 0 | 0 | 0 | 0 | 0 | 0 | 0 | 0 | 0 | 0 | 0 | 0 | 0 | 0 | 0 | 0 | 0 | 0 | 0 | 0 | 0 | 0 | 0 | 0 | 0 | 0 | 0 | 0 | 0 | 0 | 0 | 0 | 0
F3_Industrial_Industrial - Firm_New_Process_Natural Gas_Process Cooling_E7 | F3 | Industrial | Industrial - Firm | New | Process | Natural Gas | Process Cooling | E7 | PACT BC Ratio | 0 | 0 | 0 | 0 | 0 | 0 | 0 | 0 | 0 | 0 | 0 | 0 | 0 | 0 | 0 | 0 | 0 | 0 | 0 | 0 | 0 | 0 | 0 | 0 | 0 | 0 | 0 | 0 | 0 | 0 | 0 | 0 | 0
F3_Industrial_Industrial - Firm_New_Process_Natural Gas_Process Cooling_E8 | F3 | Industrial | Industrial - Firm | New | Process | Natural Gas | Process Cooling | E8 | PACT BC Ratio | 0 | 0 | 0 | 0 | 0 | 0 | 0 | 0 | 0 | 0 | 0 | 0 | 0 | 0 | 0 | 0 | 0 | 0 | 0 | 0 | 0 | 0 | 0 | 0 | 0 | 0 | 0 | 0 | 0 | 0 | 0 | 0 | 0
F3_Industrial_Industrial - Firm_New_Process_Natural Gas_Process Cooling_E9 | F3 | Industrial | Industrial - Firm | New | Process | Natural Gas | Process Cooling | E9 | PACT BC Ratio | 0 | 0 | 0 | 0 | 0 | 0 | 0 | 0 | 0 | 0 | 0 | 0 | 0 | 0 | 0 | 0 | 0 | 0 | 0 | 0 | 0 | 0 | 0 | 0 | 0 | 0 | 0 | 0 | 0 | 0 | 0 | 0 | 0
F3_Industrial_Industrial - Firm_New_Process_Natural Gas_Process Cooling_E10 | F3 | Industrial | Industrial - Firm | New | Process | Natural Gas | Process Cooling | E10 | PACT BC Ratio | 0 | 0 | 0 | 0 | 0 | 0 | 0 | 0 | 0 | 0 | 0 | 0 | 0 | 0 | 0 | 0 | 0 | 0 | 0 | 0 | 0 | 0 | 0 | 0 | 0 | 0 | 0 | 0 | 0 | 0 | 0 | 0 | 0
F4_Industrial_Industrial - Firm_New_Process_Natural Gas_Process Cooling_E1 | F4 | Industrial | Industrial - Firm | New | Process | Natural Gas | Process Cooling | E1 | RVT BC Ratio | bar: 2019 to 2051
F4_Industrial_Industrial - Firm_New_Process_Natural Gas_Process Cooling_E2 | F4 | Industrial | Industrial - Firm | New | Process | Natural Gas | Process Cooling | E2 | RVT BC Ratio | 0 | 0 | 0 | 0 | 0 | 0 | 0 | 0 | 0 | 0 | 0 | 0 | 0 | 0 | 0 | 0 | 0 | 0 | 0 | 0 | 0 | 0 | 0 | 0 | 0 | 0 | 0 | 0 | 0 | 0 | 0 | 0 | 0
F4_Industrial_Industrial - Firm_New_Process_Natural Gas_Process Cooling_E3 | F4 | Industrial | Industrial - Firm | New | Process | Natural Gas | Process Cooling | E3 | RVT BC Ratio | 0 | 0 | 0 | 0 | 0 | 0 | 0 | 0 | 0 | 0 | 0 | 0 | 0 | 0 | 0 | 0 | 0 | 0 | 0 | 0 | 0 | 0 | 0 | 0 | 0 | 0 | 0 | 0 | 0 | 0 | 0 | 0 | 0
F4_Industrial_Industrial - Firm_New_Process_Natural Gas_Process Cooling_E4 | F4 | Industrial | Industrial - Firm | New | Process | Natural Gas | Process Cooling | E4 | RVT BC Ratio | 0 | 0 | 0 | 0 | 0 | 0 | 0 | 0 | 0 | 0 | 0 | 0 | 0 | 0 | 0 | 0 | 0 | 0 | 0 | 0 | 0 | 0 | 0 | 0 | 0 | 0 | 0 | 0 | 0 | 0 | 0 | 0 | 0
F4_Industrial_Industrial - Firm_New_Process_Natural Gas_Process Cooling_E5 | F4 | Industrial | Industrial - Firm | New | Process | Natural Gas | Process Cooling | E5 | RVT BC Ratio | 0 | 0 | 0 | 0 | 0 | 0 | 0 | 0 | 0 | 0 | 0 | 0 | 0 | 0 | 0 | 0 | 0 | 0 | 0 | 0 | 0 | 0 | 0 | 0 | 0 | 0 | 0 | 0 | 0 | 0 | 0 | 0 | 0
F4_Industrial_Industrial - Firm_New_Process_Natural Gas_Process Cooling_E6 | F4 | Industrial | Industrial - Firm | New | Process | Natural Gas | Process Cooling | E6 | RVT BC Ratio | 0 | 0 | 0 | 0 | 0 | 0 | 0 | 0 | 0 | 0 | 0 | 0 | 0 | 0 | 0 | 0 | 0 | 0 | 0 | 0 | 0 | 0 | 0 | 0 | 0 | 0 | 0 | 0 | 0 | 0 | 0 | 0 | 0
F4_Industrial_Industrial - Firm_New_Process_Natural Gas_Process Cooling_E7 | F4 | Industrial | Industrial - Firm | New | Process | Natural Gas | Process Cooling | E7 | RVT BC Ratio | 0 | 0 | 0 | 0 | 0 | 0 | 0 | 0 | 0 | 0 | 0 | 0 | 0 | 0 | 0 | 0 | 0 | 0 | 0 | 0 | 0 | 0 | 0 | 0 | 0 | 0 | 0 | 0 | 0 | 0 | 0 | 0 | 0
F4_Industrial_Industrial - Firm_New_Process_Natural Gas_Process Cooling_E8 | F4 | Industrial | Industrial - Firm | New | Process | Natural Gas | Process Cooling | E8 | RVT BC Ratio | 0 | 0 | 0 | 0 | 0 | 0 | 0 | 0 | 0 | 0 | 0 | 0 | 0 | 0 | 0 | 0 | 0 | 0 | 0 | 0 | 0 | 0 | 0 | 0 | 0 | 0 | 0 | 0 | 0 | 0 | 0 | 0 | 0
F4_Industrial_Industrial - Firm_New_Process_Natural Gas_Process Cooling_E9 | F4 | Industrial | Industrial - Firm | New | Process | Natural Gas | Process Cooling | E9 | RVT BC Ratio | 0 | 0 | 0 | 0 | 0 | 0 | 0 | 0 | 0 | 0 | 0 | 0 | 0 | 0 | 0 | 0 | 0 | 0 | 0 | 0 | 0 | 0 | 0 | 0 | 0 | 0 | 0 | 0 | 0 | 0 | 0 | 0 | 0
F4_Industrial_Industrial - Firm_New_Process_Natural Gas_Process Cooling_E10 | F4 | Industrial | Industrial - Firm | New | Process | Natural Gas | Process Cooling | E10 | RVT BC Ratio | 0 | 0 | 0 | 0 | 0 | 0 | 0 | 0 | 0 | 0 | 0 | 0 | 0 | 0 | 0 | 0 | 0 | 0 | 0 | 0 | 0 | 0 | 0 | 0 | 0 | 0 | 0 | 0 | 0 | 0 | 0 | 0 | 0
F5_Industrial_Industrial - Firm_New_Process_Natural Gas_Process Cooling_E1 | F5 | Industrial | Industrial - Firm | New | Process | Natural Gas | Process Cooling | E1 | RIM BC Ratio | bar: 2019 to 2051
F5_Industrial_Industrial - Firm_New_Process_Natural Gas_Process Cooling_E2 | F5 | Industrial | Industrial - Firm | New | Process | Natural Gas | Process Cooling | E2 | RIM BC Ratio | 0 | 0 | 0 | 0 | 0 | 0 | 0 | 0 | 0 | 0 | 0 | 0 | 0 | 0 | 0 | 0 | 0 | 0 | 0 | 0 | 0 | 0 | 0 | 0 | 0 | 0 | 0 | 0 | 0 | 0 | 0 | 0 | 0
F5_Industrial_Industrial - Firm_New_Process_Natural Gas_Process Cooling_E3 | F5 | Industrial | Industrial - Firm | New | Process | Natural Gas | Process Cooling | E3 | RIM BC Ratio | 0 | 0 | 0 | 0 | 0 | 0 | 0 | 0 | 0 | 0 | 0 | 0 | 0 | 0 | 0 | 0 | 0 | 0 | 0 | 0 | 0 | 0 | 0 | 0 | 0 | 0 | 0 | 0 | 0 | 0 | 0 | 0 | 0
F5_Industrial_Industrial - Firm_New_Process_Natural Gas_Process Cooling_E4 | F5 | Industrial | Industrial - Firm | New | Process | Natural Gas | Process Cooling | E4 | RIM BC Ratio | 0 | 0 | 0 | 0 | 0 | 0 | 0 | 0 | 0 | 0 | 0 | 0 | 0 | 0 | 0 | 0 | 0 | 0 | 0 | 0 | 0 | 0 | 0 | 0 | 0 | 0 | 0 | 0 | 0 | 0 | 0 | 0 | 0
F5_Industrial_Industrial - Firm_New_Process_Natural Gas_Process Cooling_E5 | F5 | Industrial | Industrial - Firm | New | Process | Natural Gas | Process Cooling | E5 | RIM BC Ratio | 0 | 0 | 0 | 0 | 0 | 0 | 0 | 0 | 0 | 0 | 0 | 0 | 0 | 0 | 0 | 0 | 0 | 0 | 0 | 0 | 0 | 0 | 0 | 0 | 0 | 0 | 0 | 0 | 0 | 0 | 0 | 0 | 0
F5_Industrial_Industrial - Firm_New_Process_Natural Gas_Process Cooling_E6 | F5 | Industrial | Industrial - Firm | New | Process | Natural Gas | Process Cooling | E6 | RIM BC Ratio | 0 | 0 | 0 | 0 | 0 | 0 | 0 | 0 | 0 | 0 | 0 | 0 | 0 | 0 | 0 | 0 | 0 | 0 | 0 | 0 | 0 | 0 | 0 | 0 | 0 | 0 | 0 | 0 | 0 | 0 | 0 | 0 | 0
F5_Industrial_Industrial - Firm_New_Process_Natural Gas_Process Cooling_E7 | F5 | Industrial | Industrial - Firm | New | Process | Natural Gas | Process Cooling | E7 | RIM BC Ratio | 0 | 0 | 0 | 0 | 0 | 0 | 0 | 0 | 0 | 0 | 0 | 0 | 0 | 0 | 0 | 0 | 0 | 0 | 0 | 0 | 0 | 0 | 0 | 0 | 0 | 0 | 0 | 0 | 0 | 0 | 0 | 0 | 0
F5_Industrial_Industrial - Firm_New_Process_Natural Gas_Process Cooling_E8 | F5 | Industrial | Industrial - Firm | New | Process | Natural Gas | Process Cooling | E8 | RIM BC Ratio | 0 | 0 | 0 | 0 | 0 | 0 | 0 | 0 | 0 | 0 | 0 | 0 | 0 | 0 | 0 | 0 | 0 | 0 | 0 | 0 | 0 | 0 | 0 | 0 | 0 | 0 | 0 | 0 | 0 | 0 | 0 | 0 | 0
F5_Industrial_Industrial - Firm_New_Process_Natural Gas_Process Cooling_E9 | F5 | Industrial | Industrial - Firm | New | Process | Natural Gas | Process Cooling | E9 | RIM BC Ratio | 0 | 0 | 0 | 0 | 0 | 0 | 0 | 0 | 0 | 0 | 0 | 0 | 0 | 0 | 0 | 0 | 0 | 0 | 0 | 0 | 0 | 0 | 0 | 0 | 0 | 0 | 0 | 0 | 0 | 0 | 0 | 0 | 0
F5_Industrial_Industrial - Firm_New_Process_Natural Gas_Process Cooling_E10 | F5 | Industrial | Industrial - Firm | New | Process | Natural Gas | Process Cooling | E10 | RIM BC Ratio | 0 | 0 | 0 | 0 | 0 | 0 | 0 | 0 | 0 | 0 | 0 | 0 | 0 | 0 | 0 | 0 | 0 | 0 | 0 | 0 | 0 | 0 | 0 | 0 | 0 | 0 | 0 | 0 | 0 | 0 | 0 | 0 | 0
F0_Industrial_Industrial - Firm_New_Process_Natural Gas_Other Process_E0 | F0 | Industrial | Industrial - Firm | New | Process | Natural Gas | Other Process | E0 | Economic Unit | Standard | Standard | Standard | Standard | Standard | Standard | Standard | Standard | Standard | Standard | Standard | Standard | Standard | Standard | Standard | Standard | Standard | Standard | Standard | Standard | Standard | Standard | Standard | Standard | Standard | Standard | Standard | Standard | Standard | Standard | Standard | Standard | Standard
F1_Industrial_Industrial - Firm_New_Process_Natural Gas_Other Process_E1 | F1 | Industrial | Industrial - Firm | New | Process | Natural Gas | Other Process | E1 | CCE | 0 | 0 | 0 | 0 | 0 | 0 | 0 | 0 | 0 | 0 | 0 | 0 | 0 | 0 | 0 | 0 | 0 | 0 | 0 | 0 | 0 | 0 | 0 | 0 | 0 | 0 | 0 | 0 | 0 | 0 | 0 | 0 | 0
F1_Industrial_Industrial - Firm_New_Process_Natural Gas_Other Process_E2 | F1 | Industrial | Industrial - Firm | New | Process | Natural Gas | Other Process | E2 | CCE | 0 | 0 | 0 | 0 | 0 | 0 | 0 | 0 | 0 | 0 | 0 | 0 | 0 | 0 | 0 | 0 | 0 | 0 | 0 | 0 | 0 | 0 | 0 | 0 | 0 | 0 | 0 | 0 | 0 | 0 | 0 | 0 | 0
F1_Industrial_Industrial - Firm_New_Process_Natural Gas_Other Process_E3 | F1 | Industrial | Industrial - Firm | New | Process | Natural Gas | Other Process | E3 | CCE | 0 | 0 | 0 | 0 | 0 | 0 | 0 | 0 | 0 | 0 | 0 | 0 | 0 | 0 | 0 | 0 | 0 | 0 | 0 | 0 | 0 | 0 | 0 | 0 | 0 | 0 | 0 | 0 | 0 | 0 | 0 | 0 | 0
F1_Industrial_Industrial - Firm_New_Process_Natural Gas_Other Process_E4 | F1 | Industrial | Industrial - Firm | New | Process | Natural Gas | Other Process | E4 | CCE | 0 | 0 | 0 | 0 | 0 | 0 | 0 | 0 | 0 | 0 | 0 | 0 | 0 | 0 | 0 | 0 | 0 | 0 | 0 | 0 | 0 | 0 | 0 | 0 | 0 | 0 | 0 | 0 | 0 | 0 | 0 | 0 | 0
F1_Industrial_Industrial - Firm_New_Process_Natural Gas_Other Process_E5 | F1 | Industrial | Industrial - Firm | New | Process | Natural Gas | Other Process | E5 | CCE | 0 | 0 | 0 | 0 | 0 | 0 | 0 | 0 | 0 | 0 | 0 | 0 | 0 | 0 | 0 | 0 | 0 | 0 | 0 | 0 | 0 | 0 | 0 | 0 | 0 | 0 | 0 | 0 | 0 | 0 | 0 | 0 | 0
F1_Industrial_Industrial - Firm_New_Process_Natural Gas_Other Process_E6 | F1 | Industrial | Industrial - Firm | New | Process | Natural Gas | Other Process | E6 | CCE | 0 | 0 | 0 | 0 | 0 | 0 | 0 | 0 | 0 | 0 | 0 | 0 | 0 | 0 | 0 | 0 | 0 | 0 | 0 | 0 | 0 | 0 | 0 | 0 | 0 | 0 | 0 | 0 | 0 | 0 | 0 | 0 | 0
F1_Industrial_Industrial - Firm_New_Process_Natural Gas_Other Process_E7 | F1 | Industrial | Industrial - Firm | New | Process | Natural Gas | Other Process | E7 | CCE | 0 | 0 | 0 | 0 | 0 | 0 | 0 | 0 | 0 | 0 | 0 | 0 | 0 | 0 | 0 | 0 | 0 | 0 | 0 | 0 | 0 | 0 | 0 | 0 | 0 | 0 | 0 | 0 | 0 | 0 | 0 | 0 | 0
F1_Industrial_Industrial - Firm_New_Process_Natural Gas_Other Process_E8 | F1 | Industrial | Industrial - Firm | New | Process | Natural Gas | Other Process | E8 | CCE | 0 | 0 | 0 | 0 | 0 | 0 | 0 | 0 | 0 | 0 | 0 | 0 | 0 | 0 | 0 | 0 | 0 | 0 | 0 | 0 | 0 | 0 | 0 | 0 | 0 | 0 | 0 | 0 | 0 | 0 | 0 | 0 | 0
F1_Industrial_Industrial - Firm_New_Process_Natural Gas_Other Process_E9 | F1 | Industrial | Industrial - Firm | New | Process | Natural Gas | Other Process | E9 | CCE | 0 | 0 | 0 | 0 | 0 | 0 | 0 | 0 | 0 | 0 | 0 | 0 | 0 | 0 | 0 | 0 | 0 | 0 | 0 | 0 | 0 | 0 | 0 | 0 | 0 | 0 | 0 | 0 | 0 | 0 | 0 | 0 | 0
F1_Industrial_Industrial - Firm_New_Process_Natural Gas_Other Process_E10 | F1 | Industrial | Industrial - Firm | New | Process | Natural Gas | Other Process | E10 | CCE | 0 | 0 | 0 | 0 | 0 | 0 | 0 | 0 | 0 | 0 | 0 | 0 | 0 | 0 | 0 | 0 | 0 | 0 | 0 | 0 | 0 | 0 | 0 | 0 | 0 | 0 | 0 | 0 | 0 | 0 | 0 | 0 | 0
F2_Industrial_Industrial - Firm_New_Process_Natural Gas_Other Process_E1 | F2 | Industrial | Industrial - Firm | New | Process | Natural Gas | Other Process | E1 | TRC BC Ratio | bar: 2019 to 2051
F2_Industrial_Industrial - Firm_New_Process_Natural Gas_Other Process_E2 | F2 | Industrial | Industrial - Firm | New | Process | Natural Gas | Other Process | E2 | TRC BC Ratio | 0 | 0 | 0 | 0 | 0 | 0 | 0 | 0 | 0 | 0 | 0 | 0 | 0 | 0 | 0 | 0 | 0 | 0 | 0 | 0 | 0 | 0 | 0 | 0 | 0 | 0 | 0 | 0 | 0 | 0 | 0 | 0 | 0
F2_Industrial_Industrial - Firm_New_Process_Natural Gas_Other Process_E3 | F2 | Industrial | Industrial - Firm | New | Process | Natural Gas | Other Process | E3 | TRC BC Ratio | 0 | 0 | 0 | 0 | 0 | 0 | 0 | 0 | 0 | 0 | 0 | 0 | 0 | 0 | 0 | 0 | 0 | 0 | 0 | 0 | 0 | 0 | 0 | 0 | 0 | 0 | 0 | 0 | 0 | 0 | 0 | 0 | 0
F2_Industrial_Industrial - Firm_New_Process_Natural Gas_Other Process_E4 | F2 | Industrial | Industrial - Firm | New | Process | Natural Gas | Other Process | E4 | TRC BC Ratio | 0 | 0 | 0 | 0 | 0 | 0 | 0 | 0 | 0 | 0 | 0 | 0 | 0 | 0 | 0 | 0 | 0 | 0 | 0 | 0 | 0 | 0 | 0 | 0 | 0 | 0 | 0 | 0 | 0 | 0 | 0 | 0 | 0
F2_Industrial_Industrial - Firm_New_Process_Natural Gas_Other Process_E5 | F2 | Industrial | Industrial - Firm | New | Process | Natural Gas | Other Process | E5 | TRC BC Ratio | 0 | 0 | 0 | 0 | 0 | 0 | 0 | 0 | 0 | 0 | 0 | 0 | 0 | 0 | 0 | 0 | 0 | 0 | 0 | 0 | 0 | 0 | 0 | 0 | 0 | 0 | 0 | 0 | 0 | 0 | 0 | 0 | 0
F2_Industrial_Industrial - Firm_New_Process_Natural Gas_Other Process_E6 | F2 | Industrial | Industrial - Firm | New | Process | Natural Gas | Other Process | E6 | TRC BC Ratio | 0 | 0 | 0 | 0 | 0 | 0 | 0 | 0 | 0 | 0 | 0 | 0 | 0 | 0 | 0 | 0 | 0 | 0 | 0 | 0 | 0 | 0 | 0 | 0 | 0 | 0 | 0 | 0 | 0 | 0 | 0 | 0 | 0
F2_Industrial_Industrial - Firm_New_Process_Natural Gas_Other Process_E7 | F2 | Industrial | Industrial - Firm | New | Process | Natural Gas | Other Process | E7 | TRC BC Ratio | 0 | 0 | 0 | 0 | 0 | 0 | 0 | 0 | 0 | 0 | 0 | 0 | 0 | 0 | 0 | 0 | 0 | 0 | 0 | 0 | 0 | 0 | 0 | 0 | 0 | 0 | 0 | 0 | 0 | 0 | 0 | 0 | 0
F2_Industrial_Industrial - Firm_New_Process_Natural Gas_Other Process_E8 | F2 | Industrial | Industrial - Firm | New | Process | Natural Gas | Other Process | E8 | TRC BC Ratio | 0 | 0 | 0 | 0 | 0 | 0 | 0 | 0 | 0 | 0 | 0 | 0 | 0 | 0 | 0 | 0 | 0 | 0 | 0 | 0 | 0 | 0 | 0 | 0 | 0 | 0 | 0 | 0 | 0 | 0 | 0 | 0 | 0
F2_Industrial_Industrial - Firm_New_Process_Natural Gas_Other Process_E9 | F2 | Industrial | Industrial - Firm | New | Process | Natural Gas | Other Process | E9 | TRC BC Ratio | 0 | 0 | 0 | 0 | 0 | 0 | 0 | 0 | 0 | 0 | 0 | 0 | 0 | 0 | 0 | 0 | 0 | 0 | 0 | 0 | 0 | 0 | 0 | 0 | 0 | 0 | 0 | 0 | 0 | 0 | 0 | 0 | 0
F2_Industrial_Industrial - Firm_New_Process_Natural Gas_Other Process_E10 | F2 | Industrial | Industrial - Firm | New | Process | Natural Gas | Other Process | E10 | TRC BC Ratio | 0 | 0 | 0 | 0 | 0 | 0 | 0 | 0 | 0 | 0 | 0 | 0 | 0 | 0 | 0 | 0 | 0 | 0 | 0 | 0 | 0 | 0 | 0 | 0 | 0 | 0 | 0 | 0 | 0 | 0 | 0 | 0 | 0
F3_Industrial_Industrial - Firm_New_Process_Natural Gas_Other Process_E1 | F3 | Industrial | Industrial - Firm | New | Process | Natural Gas | Other Process | E1 | PACT BC Ratio | bar: 2019 to 2051
F3_Industrial_Industrial - Firm_New_Process_Natural Gas_Other Process_E2 | F3 | Industrial | Industrial - Firm | New | Process | Natural Gas | Other Process | E2 | PACT BC Ratio | 0 | 0 | 0 | 0 | 0 | 0 | 0 | 0 | 0 | 0 | 0 | 0 | 0 | 0 | 0 | 0 | 0 | 0 | 0 | 0 | 0 | 0 | 0 | 0 | 0 | 0 | 0 | 0 | 0 | 0 | 0 | 0 | 0
F3_Industrial_Industrial - Firm_New_Process_Natural Gas_Other Process_E3 | F3 | Industrial | Industrial - Firm | New | Process | Natural Gas | Other Process | E3 | PACT BC Ratio | 0 | 0 | 0 | 0 | 0 | 0 | 0 | 0 | 0 | 0 | 0 | 0 | 0 | 0 | 0 | 0 | 0 | 0 | 0 | 0 | 0 | 0 | 0 | 0 | 0 | 0 | 0 | 0 | 0 | 0 | 0 | 0 | 0
F3_Industrial_Industrial - Firm_New_Process_Natural Gas_Other Process_E4 | F3 | Industrial | Industrial - Firm | New | Process | Natural Gas | Other Process | E4 | PACT BC Ratio | 0 | 0 | 0 | 0 | 0 | 0 | 0 | 0 | 0 | 0 | 0 | 0 | 0 | 0 | 0 | 0 | 0 | 0 | 0 | 0 | 0 | 0 | 0 | 0 | 0 | 0 | 0 | 0 | 0 | 0 | 0 | 0 | 0
F3_Industrial_Industrial - Firm_New_Process_Natural Gas_Other Process_E5 | F3 | Industrial | Industrial - Firm | New | Process | Natural Gas | Other Process | E5 | PACT BC Ratio | 0 | 0 | 0 | 0 | 0 | 0 | 0 | 0 | 0 | 0 | 0 | 0 | 0 | 0 | 0 | 0 | 0 | 0 | 0 | 0 | 0 | 0 | 0 | 0 | 0 | 0 | 0 | 0 | 0 | 0 | 0 | 0 | 0
F3_Industrial_Industrial - Firm_New_Process_Natural Gas_Other Process_E6 | F3 | Industrial | Industrial - Firm | New | Process | Natural Gas | Other Process | E6 | PACT BC Ratio | 0 | 0 | 0 | 0 | 0 | 0 | 0 | 0 | 0 | 0 | 0 | 0 | 0 | 0 | 0 | 0 | 0 | 0 | 0 | 0 | 0 | 0 | 0 | 0 | 0 | 0 | 0 | 0 | 0 | 0 | 0 | 0 | 0
F3_Industrial_Industrial - Firm_New_Process_Natural Gas_Other Process_E7 | F3 | Industrial | Industrial - Firm | New | Process | Natural Gas | Other Process | E7 | PACT BC Ratio | 0 | 0 | 0 | 0 | 0 | 0 | 0 | 0 | 0 | 0 | 0 | 0 | 0 | 0 | 0 | 0 | 0 | 0 | 0 | 0 | 0 | 0 | 0 | 0 | 0 | 0 | 0 | 0 | 0 | 0 | 0 | 0 | 0
F3_Industrial_Industrial - Firm_New_Process_Natural Gas_Other Process_E8 | F3 | Industrial | Industrial - Firm | New | Process | Natural Gas | Other Process | E8 | PACT BC Ratio | 0 | 0 | 0 | 0 | 0 | 0 | 0 | 0 | 0 | 0 | 0 | 0 | 0 | 0 | 0 | 0 | 0 | 0 | 0 | 0 | 0 | 0 | 0 | 0 | 0 | 0 | 0 | 0 | 0 | 0 | 0 | 0 | 0
F3_Industrial_Industrial - Firm_New_Process_Natural Gas_Other Process_E9 | F3 | Industrial | Industrial - Firm | New | Process | Natural Gas | Other Process | E9 | PACT BC Ratio | 0 | 0 | 0 | 0 | 0 | 0 | 0 | 0 | 0 | 0 | 0 | 0 | 0 | 0 | 0 | 0 | 0 | 0 | 0 | 0 | 0 | 0 | 0 | 0 | 0 | 0 | 0 | 0 | 0 | 0 | 0 | 0 | 0
F3_Industrial_Industrial - Firm_New_Process_Natural Gas_Other Process_E10 | F3 | Industrial | Industrial - Firm | New | Process | Natural Gas | Other Process | E10 | PACT BC Ratio | 0 | 0 | 0 | 0 | 0 | 0 | 0 | 0 | 0 | 0 | 0 | 0 | 0 | 0 | 0 | 0 | 0 | 0 | 0 | 0 | 0 | 0 | 0 | 0 | 0 | 0 | 0 | 0 | 0 | 0 | 0 | 0 | 0
F4_Industrial_Industrial - Firm_New_Process_Natural Gas_Other Process_E1 | F4 | Industrial | Industrial - Firm | New | Process | Natural Gas | Other Process | E1 | RVT BC Ratio | bar: 2019 to 2051
F4_Industrial_Industrial - Firm_New_Process_Natural Gas_Other Process_E2 | F4 | Industrial | Industrial - Firm | New | Process | Natural Gas | Other Process | E2 | RVT BC Ratio | 0 | 0 | 0 | 0 | 0 | 0 | 0 | 0 | 0 | 0 | 0 | 0 | 0 | 0 | 0 | 0 | 0 | 0 | 0 | 0 | 0 | 0 | 0 | 0 | 0 | 0 | 0 | 0 | 0 | 0 | 0 | 0 | 0
F4_Industrial_Industrial - Firm_New_Process_Natural Gas_Other Process_E3 | F4 | Industrial | Industrial - Firm | New | Process | Natural Gas | Other Process | E3 | RVT BC Ratio | 0 | 0 | 0 | 0 | 0 | 0 | 0 | 0 | 0 | 0 | 0 | 0 | 0 | 0 | 0 | 0 | 0 | 0 | 0 | 0 | 0 | 0 | 0 | 0 | 0 | 0 | 0 | 0 | 0 | 0 | 0 | 0 | 0
F4_Industrial_Industrial - Firm_New_Process_Natural Gas_Other Process_E4 | F4 | Industrial | Industrial - Firm | New | Process | Natural Gas | Other Process | E4 | RVT BC Ratio | 0 | 0 | 0 | 0 | 0 | 0 | 0 | 0 | 0 | 0 | 0 | 0 | 0 | 0 | 0 | 0 | 0 | 0 | 0 | 0 | 0 | 0 | 0 | 0 | 0 | 0 | 0 | 0 | 0 | 0 | 0 | 0 | 0
F4_Industrial_Industrial - Firm_New_Process_Natural Gas_Other Process_E5 | F4 | Industrial | Industrial - Firm | New | Process | Natural Gas | Other Process | E5 | RVT BC Ratio | 0 | 0 | 0 | 0 | 0 | 0 | 0 | 0 | 0 | 0 | 0 | 0 | 0 | 0 | 0 | 0 | 0 | 0 | 0 | 0 | 0 | 0 | 0 | 0 | 0 | 0 | 0 | 0 | 0 | 0 | 0 | 0 | 0
F4_Industrial_Industrial - Firm_New_Process_Natural Gas_Other Process_E6 | F4 | Industrial | Industrial - Firm | New | Process | Natural Gas | Other Process | E6 | RVT BC Ratio | 0 | 0 | 0 | 0 | 0 | 0 | 0 | 0 | 0 | 0 | 0 | 0 | 0 | 0 | 0 | 0 | 0 | 0 | 0 | 0 | 0 | 0 | 0 | 0 | 0 | 0 | 0 | 0 | 0 | 0 | 0 | 0 | 0
F4_Industrial_Industrial - Firm_New_Process_Natural Gas_Other Process_E7 | F4 | Industrial | Industrial - Firm | New | Process | Natural Gas | Other Process | E7 | RVT BC Ratio | 0 | 0 | 0 | 0 | 0 | 0 | 0 | 0 | 0 | 0 | 0 | 0 | 0 | 0 | 0 | 0 | 0 | 0 | 0 | 0 | 0 | 0 | 0 | 0 | 0 | 0 | 0 | 0 | 0 | 0 | 0 | 0 | 0
F4_Industrial_Industrial - Firm_New_Process_Natural Gas_Other Process_E8 | F4 | Industrial | Industrial - Firm | New | Process | Natural Gas | Other Process | E8 | RVT BC Ratio | 0 | 0 | 0 | 0 | 0 | 0 | 0 | 0 | 0 | 0 | 0 | 0 | 0 | 0 | 0 | 0 | 0 | 0 | 0 | 0 | 0 | 0 | 0 | 0 | 0 | 0 | 0 | 0 | 0 | 0 | 0 | 0 | 0
F4_Industrial_Industrial - Firm_New_Process_Natural Gas_Other Process_E9 | F4 | Industrial | Industrial - Firm | New | Process | Natural Gas | Other Process | E9 | RVT BC Ratio | 0 | 0 | 0 | 0 | 0 | 0 | 0 | 0 | 0 | 0 | 0 | 0 | 0 | 0 | 0 | 0 | 0 | 0 | 0 | 0 | 0 | 0 | 0 | 0 | 0 | 0 | 0 | 0 | 0 | 0 | 0 | 0 | 0
F4_Industrial_Industrial - Firm_New_Process_Natural Gas_Other Process_E10 | F4 | Industrial | Industrial - Firm | New | Process | Natural Gas | Other Process | E10 | RVT BC Ratio | 0 | 0 | 0 | 0 | 0 | 0 | 0 | 0 | 0 | 0 | 0 | 0 | 0 | 0 | 0 | 0 | 0 | 0 | 0 | 0 | 0 | 0 | 0 | 0 | 0 | 0 | 0 | 0 | 0 | 0 | 0 | 0 | 0
F5_Industrial_Industrial - Firm_New_Process_Natural Gas_Other Process_E1 | F5 | Industrial | Industrial - Firm | New | Process | Natural Gas | Other Process | E1 | RIM BC Ratio | bar: 2019 to 2051
F5_Industrial_Industrial - Firm_New_Process_Natural Gas_Other Process_E2 | F5 | Industrial | Industrial - Firm | New | Process | Natural Gas | Other Process | E2 | RIM BC Ratio | 0 | 0 | 0 | 0 | 0 | 0 | 0 | 0 | 0 | 0 | 0 | 0 | 0 | 0 | 0 | 0 | 0 | 0 | 0 | 0 | 0 | 0 | 0 | 0 | 0 | 0 | 0 | 0 | 0 | 0 | 0 | 0 | 0
F5_Industrial_Industrial - Firm_New_Process_Natural Gas_Other Process_E3 | F5 | Industrial | Industrial - Firm | New | Process | Natural Gas | Other Process | E3 | RIM BC Ratio | 0 | 0 | 0 | 0 | 0 | 0 | 0 | 0 | 0 | 0 | 0 | 0 | 0 | 0 | 0 | 0 | 0 | 0 | 0 | 0 | 0 | 0 | 0 | 0 | 0 | 0 | 0 | 0 | 0 | 0 | 0 | 0 | 0
F5_Industrial_Industrial - Firm_New_Process_Natural Gas_Other Process_E4 | F5 | Industrial | Industrial - Firm | New | Process | Natural Gas | Other Process | E4 | RIM BC Ratio | 0 | 0 | 0 | 0 | 0 | 0 | 0 | 0 | 0 | 0 | 0 | 0 | 0 | 0 | 0 | 0 | 0 | 0 | 0 | 0 | 0 | 0 | 0 | 0 | 0 | 0 | 0 | 0 | 0 | 0 | 0 | 0 | 0
F5_Industrial_Industrial - Firm_New_Process_Natural Gas_Other Process_E5 | F5 | Industrial | Industrial - Firm | New | Process | Natural Gas | Other Process | E5 | RIM BC Ratio | 0 | 0 | 0 | 0 | 0 | 0 | 0 | 0 | 0 | 0 | 0 | 0 | 0 | 0 | 0 | 0 | 0 | 0 | 0 | 0 | 0 | 0 | 0 | 0 | 0 | 0 | 0 | 0 | 0 | 0 | 0 | 0 | 0
F5_Industrial_Industrial - Firm_New_Process_Natural Gas_Other Process_E6 | F5 | Industrial | Industrial - Firm | New | Process | Natural Gas | Other Process | E6 | RIM BC Ratio | 0 | 0 | 0 | 0 | 0 | 0 | 0 | 0 | 0 | 0 | 0 | 0 | 0 | 0 | 0 | 0 | 0 | 0 | 0 | 0 | 0 | 0 | 0 | 0 | 0 | 0 | 0 | 0 | 0 | 0 | 0 | 0 | 0
F5_Industrial_Industrial - Firm_New_Process_Natural Gas_Other Process_E7 | F5 | Industrial | Industrial - Firm | New | Process | Natural Gas | Other Process | E7 | RIM BC Ratio | 0 | 0 | 0 | 0 | 0 | 0 | 0 | 0 | 0 | 0 | 0 | 0 | 0 | 0 | 0 | 0 | 0 | 0 | 0 | 0 | 0 | 0 | 0 | 0 | 0 | 0 | 0 | 0 | 0 | 0 | 0 | 0 | 0
F5_Industrial_Industrial - Firm_New_Process_Natural Gas_Other Process_E8 | F5 | Industrial | Industrial - Firm | New | Process | Natural Gas | Other Process | E8 | RIM BC Ratio | 0 | 0 | 0 | 0 | 0 | 0 | 0 | 0 | 0 | 0 | 0 | 0 | 0 | 0 | 0 | 0 | 0 | 0 | 0 | 0 | 0 | 0 | 0 | 0 | 0 | 0 | 0 | 0 | 0 | 0 | 0 | 0 | 0
F5_Industrial_Industrial - Firm_New_Process_Natural Gas_Other Process_E9 | F5 | Industrial | Industrial - Firm | New | Process | Natural Gas | Other Process | E9 | RIM BC Ratio | 0 | 0 | 0 | 0 | 0 | 0 | 0 | 0 | 0 | 0 | 0 | 0 | 0 | 0 | 0 | 0 | 0 | 0 | 0 | 0 | 0 | 0 | 0 | 0 | 0 | 0 | 0 | 0 | 0 | 0 | 0 | 0 | 0
F5_Industrial_Industrial - Firm_New_Process_Natural Gas_Other Process_E10 | F5 | Industrial | Industrial - Firm | New | Process | Natural Gas | Other Process | E10 | RIM BC Ratio | 0 | 0 | 0 | 0 | 0 | 0 | 0 | 0 | 0 | 0 | 0 | 0 | 0 | 0 | 0 | 0 | 0 | 0 | 0 | 0 | 0 | 0 | 0 | 0 | 0 | 0 | 0 | 0 | 0 | 0 | 0 | 0 | 0
F0_Industrial_Industrial - Firm_New_Miscellaneous_Natural Gas_Miscellaneous_E0 | F0 | Industrial | Industrial - Firm | New | Miscellaneous | Natural Gas | Miscellaneous | E0 | Economic Unit | Standard | Standard | Standard | Standard | Standard | Standard | Standard | Standard | Standard | Standard | Standard | Standard | Standard | Standard | Standard | Standard | Standard | Standard | Standard | Standard | Standard | Standard | Standard | Standard | Standard | Standard | Standard | Standard | Standard | Standard | Standard | Standard | Standard
F1_Industrial_Industrial - Firm_New_Miscellaneous_Natural Gas_Miscellaneous_E1 | F1 | Industrial | Industrial - Firm | New | Miscellaneous | Natural Gas | Miscellaneous | E1 | CCE | 0 | 0 | 0 | 0 | 0 | 0 | 0 | 0 | 0 | 0 | 0 | 0 | 0 | 0 | 0 | 0 | 0 | 0 | 0 | 0 | 0 | 0 | 0 | 0 | 0 | 0 | 0 | 0 | 0 | 0 | 0 | 0 | 0
F1_Industrial_Industrial - Firm_New_Miscellaneous_Natural Gas_Miscellaneous_E2 | F1 | Industrial | Industrial - Firm | New | Miscellaneous | Natural Gas | Miscellaneous | E2 | CCE | 0 | 0 | 0 | 0 | 0 | 0 | 0 | 0 | 0 | 0 | 0 | 0 | 0 | 0 | 0 | 0 | 0 | 0 | 0 | 0 | 0 | 0 | 0 | 0 | 0 | 0 | 0 | 0 | 0 | 0 | 0 | 0 | 0
F1_Industrial_Industrial - Firm_New_Miscellaneous_Natural Gas_Miscellaneous_E3 | F1 | Industrial | Industrial - Firm | New | Miscellaneous | Natural Gas | Miscellaneous | E3 | CCE | 0 | 0 | 0 | 0 | 0 | 0 | 0 | 0 | 0 | 0 | 0 | 0 | 0 | 0 | 0 | 0 | 0 | 0 | 0 | 0 | 0 | 0 | 0 | 0 | 0 | 0 | 0 | 0 | 0 | 0 | 0 | 0 | 0
F1_Industrial_Industrial - Firm_New_Miscellaneous_Natural Gas_Miscellaneous_E4 | F1 | Industrial | Industrial - Firm | New | Miscellaneous | Natural Gas | Miscellaneous | E4 | CCE | 0 | 0 | 0 | 0 | 0 | 0 | 0 | 0 | 0 | 0 | 0 | 0 | 0 | 0 | 0 | 0 | 0 | 0 | 0 | 0 | 0 | 0 | 0 | 0 | 0 | 0 | 0 | 0 | 0 | 0 | 0 | 0 | 0
F1_Industrial_Industrial - Firm_New_Miscellaneous_Natural Gas_Miscellaneous_E5 | F1 | Industrial | Industrial - Firm | New | Miscellaneous | Natural Gas | Miscellaneous | E5 | CCE | 0 | 0 | 0 | 0 | 0 | 0 | 0 | 0 | 0 | 0 | 0 | 0 | 0 | 0 | 0 | 0 | 0 | 0 | 0 | 0 | 0 | 0 | 0 | 0 | 0 | 0 | 0 | 0 | 0 | 0 | 0 | 0 | 0
F1_Industrial_Industrial - Firm_New_Miscellaneous_Natural Gas_Miscellaneous_E6 | F1 | Industrial | Industrial - Firm | New | Miscellaneous | Natural Gas | Miscellaneous | E6 | CCE | 0 | 0 | 0 | 0 | 0 | 0 | 0 | 0 | 0 | 0 | 0 | 0 | 0 | 0 | 0 | 0 | 0 | 0 | 0 | 0 | 0 | 0 | 0 | 0 | 0 | 0 | 0 | 0 | 0 | 0 | 0 | 0 | 0
F1_Industrial_Industrial - Firm_New_Miscellaneous_Natural Gas_Miscellaneous_E7 | F1 | Industrial | Industrial - Firm | New | Miscellaneous | Natural Gas | Miscellaneous | E7 | CCE | 0 | 0 | 0 | 0 | 0 | 0 | 0 | 0 | 0 | 0 | 0 | 0 | 0 | 0 | 0 | 0 | 0 | 0 | 0 | 0 | 0 | 0 | 0 | 0 | 0 | 0 | 0 | 0 | 0 | 0 | 0 | 0 | 0
F1_Industrial_Industrial - Firm_New_Miscellaneous_Natural Gas_Miscellaneous_E8 | F1 | Industrial | Industrial - Firm | New | Miscellaneous | Natural Gas | Miscellaneous | E8 | CCE | 0 | 0 | 0 | 0 | 0 | 0 | 0 | 0 | 0 | 0 | 0 | 0 | 0 | 0 | 0 | 0 | 0 | 0 | 0 | 0 | 0 | 0 | 0 | 0 | 0 | 0 | 0 | 0 | 0 | 0 | 0 | 0 | 0
F1_Industrial_Industrial - Firm_New_Miscellaneous_Natural Gas_Miscellaneous_E9 | F1 | Industrial | Industrial - Firm | New | Miscellaneous | Natural Gas | Miscellaneous | E9 | CCE | 0 | 0 | 0 | 0 | 0 | 0 | 0 | 0 | 0 | 0 | 0 | 0 | 0 | 0 | 0 | 0 | 0 | 0 | 0 | 0 | 0 | 0 | 0 | 0 | 0 | 0 | 0 | 0 | 0 | 0 | 0 | 0 | 0
F1_Industrial_Industrial - Firm_New_Miscellaneous_Natural Gas_Miscellaneous_E10 | F1 | Industrial | Industrial - Firm | New | Miscellaneous | Natural Gas | Miscellaneous | E10 | CCE | 0 | 0 | 0 | 0 | 0 | 0 | 0 | 0 | 0 | 0 | 0 | 0 | 0 | 0 | 0 | 0 | 0 | 0 | 0 | 0 | 0 | 0 | 0 | 0 | 0 | 0 | 0 | 0 | 0 | 0 | 0 | 0 | 0
F2_Industrial_Industrial - Firm_New_Miscellaneous_Natural Gas_Miscellaneous_E1 | F2 | Industrial | Industrial - Firm | New | Miscellaneous | Natural Gas | Miscellaneous | E1 | TRC BC Ratio | bar: 2019 to 2051
F2_Industrial_Industrial - Firm_New_Miscellaneous_Natural Gas_Miscellaneous_E2 | F2 | Industrial | Industrial - Firm | New | Miscellaneous | Natural Gas | Miscellaneous | E2 | TRC BC Ratio | 0 | 0 | 0 | 0 | 0 | 0 | 0 | 0 | 0 | 0 | 0 | 0 | 0 | 0 | 0 | 0 | 0 | 0 | 0 | 0 | 0 | 0 | 0 | 0 | 0 | 0 | 0 | 0 | 0 | 0 | 0 | 0 | 0
F2_Industrial_Industrial - Firm_New_Miscellaneous_Natural Gas_Miscellaneous_E3 | F2 | Industrial | Industrial - Firm | New | Miscellaneous | Natural Gas | Miscellaneous | E3 | TRC BC Ratio | 0 | 0 | 0 | 0 | 0 | 0 | 0 | 0 | 0 | 0 | 0 | 0 | 0 | 0 | 0 | 0 | 0 | 0 | 0 | 0 | 0 | 0 | 0 | 0 | 0 | 0 | 0 | 0 | 0 | 0 | 0 | 0 | 0
F2_Industrial_Industrial - Firm_New_Miscellaneous_Natural Gas_Miscellaneous_E4 | F2 | Industrial | Industrial - Firm | New | Miscellaneous | Natural Gas | Miscellaneous | E4 | TRC BC Ratio | 0 | 0 | 0 | 0 | 0 | 0 | 0 | 0 | 0 | 0 | 0 | 0 | 0 | 0 | 0 | 0 | 0 | 0 | 0 | 0 | 0 | 0 | 0 | 0 | 0 | 0 | 0 | 0 | 0 | 0 | 0 | 0 | 0
F2_Industrial_Industrial - Firm_New_Miscellaneous_Natural Gas_Miscellaneous_E5 | F2 | Industrial | Industrial - Firm | New | Miscellaneous | Natural Gas | Miscellaneous | E5 | TRC BC Ratio | 0 | 0 | 0 | 0 | 0 | 0 | 0 | 0 | 0 | 0 | 0 | 0 | 0 | 0 | 0 | 0 | 0 | 0 | 0 | 0 | 0 | 0 | 0 | 0 | 0 | 0 | 0 | 0 | 0 | 0 | 0 | 0 | 0
F2_Industrial_Industrial - Firm_New_Miscellaneous_Natural Gas_Miscellaneous_E6 | F2 | Industrial | Industrial - Firm | New | Miscellaneous | Natural Gas | Miscellaneous | E6 | TRC BC Ratio | 0 | 0 | 0 | 0 | 0 | 0 | 0 | 0 | 0 | 0 | 0 | 0 | 0 | 0 | 0 | 0 | 0 | 0 | 0 | 0 | 0 | 0 | 0 | 0 | 0 | 0 | 0 | 0 | 0 | 0 | 0 | 0 | 0
F2_Industrial_Industrial - Firm_New_Miscellaneous_Natural Gas_Miscellaneous_E7 | F2 | Industrial | Industrial - Firm | New | Miscellaneous | Natural Gas | Miscellaneous | E7 | TRC BC Ratio | 0 | 0 | 0 | 0 | 0 | 0 | 0 | 0 | 0 | 0 | 0 | 0 | 0 | 0 | 0 | 0 | 0 | 0 | 0 | 0 | 0 | 0 | 0 | 0 | 0 | 0 | 0 | 0 | 0 | 0 | 0 | 0 | 0
F2_Industrial_Industrial - Firm_New_Miscellaneous_Natural Gas_Miscellaneous_E8 | F2 | Industrial | Industrial - Firm | New | Miscellaneous | Natural Gas | Miscellaneous | E8 | TRC BC Ratio | 0 | 0 | 0 | 0 | 0 | 0 | 0 | 0 | 0 | 0 | 0 | 0 | 0 | 0 | 0 | 0 | 0 | 0 | 0 | 0 | 0 | 0 | 0 | 0 | 0 | 0 | 0 | 0 | 0 | 0 | 0 | 0 | 0
F2_Industrial_Industrial - Firm_New_Miscellaneous_Natural Gas_Miscellaneous_E9 | F2 | Industrial | Industrial - Firm | New | Miscellaneous | Natural Gas | Miscellaneous | E9 | TRC BC Ratio | 0 | 0 | 0 | 0 | 0 | 0 | 0 | 0 | 0 | 0 | 0 | 0 | 0 | 0 | 0 | 0 | 0 | 0 | 0 | 0 | 0 | 0 | 0 | 0 | 0 | 0 | 0 | 0 | 0 | 0 | 0 | 0 | 0
F2_Industrial_Industrial - Firm_New_Miscellaneous_Natural Gas_Miscellaneous_E10 | F2 | Industrial | Industrial - Firm | New | Miscellaneous | Natural Gas | Miscellaneous | E10 | TRC BC Ratio | 0 | 0 | 0 | 0 | 0 | 0 | 0 | 0 | 0 | 0 | 0 | 0 | 0 | 0 | 0 | 0 | 0 | 0 | 0 | 0 | 0 | 0 | 0 | 0 | 0 | 0 | 0 | 0 | 0 | 0 | 0 | 0 | 0
F3_Industrial_Industrial - Firm_New_Miscellaneous_Natural Gas_Miscellaneous_E1 | F3 | Industrial | Industrial - Firm | New | Miscellaneous | Natural Gas | Miscellaneous | E1 | PACT BC Ratio | bar: 2019 to 2051
F3_Industrial_Industrial - Firm_New_Miscellaneous_Natural Gas_Miscellaneous_E2 | F3 | Industrial | Industrial - Firm | New | Miscellaneous | Natural Gas | Miscellaneous | E2 | PACT BC Ratio | 0 | 0 | 0 | 0 | 0 | 0 | 0 | 0 | 0 | 0 | 0 | 0 | 0 | 0 | 0 | 0 | 0 | 0 | 0 | 0 | 0 | 0 | 0 | 0 | 0 | 0 | 0 | 0 | 0 | 0 | 0 | 0 | 0
F3_Industrial_Industrial - Firm_New_Miscellaneous_Natural Gas_Miscellaneous_E3 | F3 | Industrial | Industrial - Firm | New | Miscellaneous | Natural Gas | Miscellaneous | E3 | PACT BC Ratio | 0 | 0 | 0 | 0 | 0 | 0 | 0 | 0 | 0 | 0 | 0 | 0 | 0 | 0 | 0 | 0 | 0 | 0 | 0 | 0 | 0 | 0 | 0 | 0 | 0 | 0 | 0 | 0 | 0 | 0 | 0 | 0 | 0
F3_Industrial_Industrial - Firm_New_Miscellaneous_Natural Gas_Miscellaneous_E4 | F3 | Industrial | Industrial - Firm | New | Miscellaneous | Natural Gas | Miscellaneous | E4 | PACT BC Ratio | 0 | 0 | 0 | 0 | 0 | 0 | 0 | 0 | 0 | 0 | 0 | 0 | 0 | 0 | 0 | 0 | 0 | 0 | 0 | 0 | 0 | 0 | 0 | 0 | 0 | 0 | 0 | 0 | 0 | 0 | 0 | 0 | 0
F3_Industrial_Industrial - Firm_New_Miscellaneous_Natural Gas_Miscellaneous_E5 | F3 | Industrial | Industrial - Firm | New | Miscellaneous | Natural Gas | Miscellaneous | E5 | PACT BC Ratio | 0 | 0 | 0 | 0 | 0 | 0 | 0 | 0 | 0 | 0 | 0 | 0 | 0 | 0 | 0 | 0 | 0 | 0 | 0 | 0 | 0 | 0 | 0 | 0 | 0 | 0 | 0 | 0 | 0 | 0 | 0 | 0 | 0
F3_Industrial_Industrial - Firm_New_Miscellaneous_Natural Gas_Miscellaneous_E6 | F3 | Industrial | Industrial - Firm | New | Miscellaneous | Natural Gas | Miscellaneous | E6 | PACT BC Ratio | 0 | 0 | 0 | 0 | 0 | 0 | 0 | 0 | 0 | 0 | 0 | 0 | 0 | 0 | 0 | 0 | 0 | 0 | 0 | 0 | 0 | 0 | 0 | 0 | 0 | 0 | 0 | 0 | 0 | 0 | 0 | 0 | 0
F3_Industrial_Industrial - Firm_New_Miscellaneous_Natural Gas_Miscellaneous_E7 | F3 | Industrial | Industrial - Firm | New | Miscellaneous | Natural Gas | Miscellaneous | E7 | PACT BC Ratio | 0 | 0 | 0 | 0 | 0 | 0 | 0 | 0 | 0 | 0 | 0 | 0 | 0 | 0 | 0 | 0 | 0 | 0 | 0 | 0 | 0 | 0 | 0 | 0 | 0 | 0 | 0 | 0 | 0 | 0 | 0 | 0 | 0
F3_Industrial_Industrial - Firm_New_Miscellaneous_Natural Gas_Miscellaneous_E8 | F3 | Industrial | Industrial - Firm | New | Miscellaneous | Natural Gas | Miscellaneous | E8 | PACT BC Ratio | 0 | 0 | 0 | 0 | 0 | 0 | 0 | 0 | 0 | 0 | 0 | 0 | 0 | 0 | 0 | 0 | 0 | 0 | 0 | 0 | 0 | 0 | 0 | 0 | 0 | 0 | 0 | 0 | 0 | 0 | 0 | 0 | 0
F3_Industrial_Industrial - Firm_New_Miscellaneous_Natural Gas_Miscellaneous_E9 | F3 | Industrial | Industrial - Firm | New | Miscellaneous | Natural Gas | Miscellaneous | E9 | PACT BC Ratio | 0 | 0 | 0 | 0 | 0 | 0 | 0 | 0 | 0 | 0 | 0 | 0 | 0 | 0 | 0 | 0 | 0 | 0 | 0 | 0 | 0 | 0 | 0 | 0 | 0 | 0 | 0 | 0 | 0 | 0 | 0 | 0 | 0
F3_Industrial_Industrial - Firm_New_Miscellaneous_Natural Gas_Miscellaneous_E10 | F3 | Industrial | Industrial - Firm | New | Miscellaneous | Natural Gas | Miscellaneous | E10 | PACT BC Ratio | 0 | 0 | 0 | 0 | 0 | 0 | 0 | 0 | 0 | 0 | 0 | 0 | 0 | 0 | 0 | 0 | 0 | 0 | 0 | 0 | 0 | 0 | 0 | 0 | 0 | 0 | 0 | 0 | 0 | 0 | 0 | 0 | 0
F4_Industrial_Industrial - Firm_New_Miscellaneous_Natural Gas_Miscellaneous_E1 | F4 | Industrial | Industrial - Firm | New | Miscellaneous | Natural Gas | Miscellaneous | E1 | RVT BC Ratio | bar: 2019 to 2051
F4_Industrial_Industrial - Firm_New_Miscellaneous_Natural Gas_Miscellaneous_E2 | F4 | Industrial | Industrial - Firm | New | Miscellaneous | Natural Gas | Miscellaneous | E2 | RVT BC Ratio | 0 | 0 | 0 | 0 | 0 | 0 | 0 | 0 | 0 | 0 | 0 | 0 | 0 | 0 | 0 | 0 | 0 | 0 | 0 | 0 | 0 | 0 | 0 | 0 | 0 | 0 | 0 | 0 | 0 | 0 | 0 | 0 | 0
F4_Industrial_Industrial - Firm_New_Miscellaneous_Natural Gas_Miscellaneous_E3 | F4 | Industrial | Industrial - Firm | New | Miscellaneous | Natural Gas | Miscellaneous | E3 | RVT BC Ratio | 0 | 0 | 0 | 0 | 0 | 0 | 0 | 0 | 0 | 0 | 0 | 0 | 0 | 0 | 0 | 0 | 0 | 0 | 0 | 0 | 0 | 0 | 0 | 0 | 0 | 0 | 0 | 0 | 0 | 0 | 0 | 0 | 0
F4_Industrial_Industrial - Firm_New_Miscellaneous_Natural Gas_Miscellaneous_E4 | F4 | Industrial | Industrial - Firm | New | Miscellaneous | Natural Gas | Miscellaneous | E4 | RVT BC Ratio | 0 | 0 | 0 | 0 | 0 | 0 | 0 | 0 | 0 | 0 | 0 | 0 | 0 | 0 | 0 | 0 | 0 | 0 | 0 | 0 | 0 | 0 | 0 | 0 | 0 | 0 | 0 | 0 | 0 | 0 | 0 | 0 | 0
F4_Industrial_Industrial - Firm_New_Miscellaneous_Natural Gas_Miscellaneous_E5 | F4 | Industrial | Industrial - Firm | New | Miscellaneous | Natural Gas | Miscellaneous | E5 | RVT BC Ratio | 0 | 0 | 0 | 0 | 0 | 0 | 0 | 0 | 0 | 0 | 0 | 0 | 0 | 0 | 0 | 0 | 0 | 0 | 0 | 0 | 0 | 0 | 0 | 0 | 0 | 0 | 0 | 0 | 0 | 0 | 0 | 0 | 0
F4_Industrial_Industrial - Firm_New_Miscellaneous_Natural Gas_Miscellaneous_E6 | F4 | Industrial | Industrial - Firm | New | Miscellaneous | Natural Gas | Miscellaneous | E6 | RVT BC Ratio | 0 | 0 | 0 | 0 | 0 | 0 | 0 | 0 | 0 | 0 | 0 | 0 | 0 | 0 | 0 | 0 | 0 | 0 | 0 | 0 | 0 | 0 | 0 | 0 | 0 | 0 | 0 | 0 | 0 | 0 | 0 | 0 | 0
F4_Industrial_Industrial - Firm_New_Miscellaneous_Natural Gas_Miscellaneous_E7 | F4 | Industrial | Industrial - Firm | New | Miscellaneous | Natural Gas | Miscellaneous | E7 | RVT BC Ratio | 0 | 0 | 0 | 0 | 0 | 0 | 0 | 0 | 0 | 0 | 0 | 0 | 0 | 0 | 0 | 0 | 0 | 0 | 0 | 0 | 0 | 0 | 0 | 0 | 0 | 0 | 0 | 0 | 0 | 0 | 0 | 0 | 0
F4_Industrial_Industrial - Firm_New_Miscellaneous_Natural Gas_Miscellaneous_E8 | F4 | Industrial | Industrial - Firm | New | Miscellaneous | Natural Gas | Miscellaneous | E8 | RVT BC Ratio | 0 | 0 | 0 | 0 | 0 | 0 | 0 | 0 | 0 | 0 | 0 | 0 | 0 | 0 | 0 | 0 | 0 | 0 | 0 | 0 | 0 | 0 | 0 | 0 | 0 | 0 | 0 | 0 | 0 | 0 | 0 | 0 | 0
F4_Industrial_Industrial - Firm_New_Miscellaneous_Natural Gas_Miscellaneous_E9 | F4 | Industrial | Industrial - Firm | New | Miscellaneous | Natural Gas | Miscellaneous | E9 | RVT BC Ratio | 0 | 0 | 0 | 0 | 0 | 0 | 0 | 0 | 0 | 0 | 0 | 0 | 0 | 0 | 0 | 0 | 0 | 0 | 0 | 0 | 0 | 0 | 0 | 0 | 0 | 0 | 0 | 0 | 0 | 0 | 0 | 0 | 0
F4_Industrial_Industrial - Firm_New_Miscellaneous_Natural Gas_Miscellaneous_E10 | F4 | Industrial | Industrial - Firm | New | Miscellaneous | Natural Gas | Miscellaneous | E10 | RVT BC Ratio | 0 | 0 | 0 | 0 | 0 | 0 | 0 | 0 | 0 | 0 | 0 | 0 | 0 | 0 | 0 | 0 | 0 | 0 | 0 | 0 | 0 | 0 | 0 | 0 | 0 | 0 | 0 | 0 | 0 | 0 | 0 | 0 | 0
F5_Industrial_Industrial - Firm_New_Miscellaneous_Natural Gas_Miscellaneous_E1 | F5 | Industrial | Industrial - Firm | New | Miscellaneous | Natural Gas | Miscellaneous | E1 | RIM BC Ratio | bar: 2019 to 2051
F5_Industrial_Industrial - Firm_New_Miscellaneous_Natural Gas_Miscellaneous_E2 | F5 | Industrial | Industrial - Firm | New | Miscellaneous | Natural Gas | Miscellaneous | E2 | RIM BC Ratio | 0 | 0 | 0 | 0 | 0 | 0 | 0 | 0 | 0 | 0 | 0 | 0 | 0 | 0 | 0 | 0 | 0 | 0 | 0 | 0 | 0 | 0 | 0 | 0 | 0 | 0 | 0 | 0 | 0 | 0 | 0 | 0 | 0
F5_Industrial_Industrial - Firm_New_Miscellaneous_Natural Gas_Miscellaneous_E3 | F5 | Industrial | Industrial - Firm | New | Miscellaneous | Natural Gas | Miscellaneous | E3 | RIM BC Ratio | 0 | 0 | 0 | 0 | 0 | 0 | 0 | 0 | 0 | 0 | 0 | 0 | 0 | 0 | 0 | 0 | 0 | 0 | 0 | 0 | 0 | 0 | 0 | 0 | 0 | 0 | 0 | 0 | 0 | 0 | 0 | 0 | 0
F5_Industrial_Industrial - Firm_New_Miscellaneous_Natural Gas_Miscellaneous_E4 | F5 | Industrial | Industrial - Firm | New | Miscellaneous | Natural Gas | Miscellaneous | E4 | RIM BC Ratio | 0 | 0 | 0 | 0 | 0 | 0 | 0 | 0 | 0 | 0 | 0 | 0 | 0 | 0 | 0 | 0 | 0 | 0 | 0 | 0 | 0 | 0 | 0 | 0 | 0 | 0 | 0 | 0 | 0 | 0 | 0 | 0 | 0
F5_Industrial_Industrial - Firm_New_Miscellaneous_Natural Gas_Miscellaneous_E5 | F5 | Industrial | Industrial - Firm | New | Miscellaneous | Natural Gas | Miscellaneous | E5 | RIM BC Ratio | 0 | 0 | 0 | 0 | 0 | 0 | 0 | 0 | 0 | 0 | 0 | 0 | 0 | 0 | 0 | 0 | 0 | 0 | 0 | 0 | 0 | 0 | 0 | 0 | 0 | 0 | 0 | 0 | 0 | 0 | 0 | 0 | 0
F5_Industrial_Industrial - Firm_New_Miscellaneous_Natural Gas_Miscellaneous_E6 | F5 | Industrial | Industrial - Firm | New | Miscellaneous | Natural Gas | Miscellaneous | E6 | RIM BC Ratio | 0 | 0 | 0 | 0 | 0 | 0 | 0 | 0 | 0 | 0 | 0 | 0 | 0 | 0 | 0 | 0 | 0 | 0 | 0 | 0 | 0 | 0 | 0 | 0 | 0 | 0 | 0 | 0 | 0 | 0 | 0 | 0 | 0
F5_Industrial_Industrial - Firm_New_Miscellaneous_Natural Gas_Miscellaneous_E7 | F5 | Industrial | Industrial - Firm | New | Miscellaneous | Natural Gas | Miscellaneous | E7 | RIM BC Ratio | 0 | 0 | 0 | 0 | 0 | 0 | 0 | 0 | 0 | 0 | 0 | 0 | 0 | 0 | 0 | 0 | 0 | 0 | 0 | 0 | 0 | 0 | 0 | 0 | 0 | 0 | 0 | 0 | 0 | 0 | 0 | 0 | 0
F5_Industrial_Industrial - Firm_New_Miscellaneous_Natural Gas_Miscellaneous_E8 | F5 | Industrial | Industrial - Firm | New | Miscellaneous | Natural Gas | Miscellaneous | E8 | RIM BC Ratio | 0 | 0 | 0 | 0 | 0 | 0 | 0 | 0 | 0 | 0 | 0 | 0 | 0 | 0 | 0 | 0 | 0 | 0 | 0 | 0 | 0 | 0 | 0 | 0 | 0 | 0 | 0 | 0 | 0 | 0 | 0 | 0 | 0
F5_Industrial_Industrial - Firm_New_Miscellaneous_Natural Gas_Miscellaneous_E9 | F5 | Industrial | Industrial - Firm | New | Miscellaneous | Natural Gas | Miscellaneous | E9 | RIM BC Ratio | 0 | 0 | 0 | 0 | 0 | 0 | 0 | 0 | 0 | 0 | 0 | 0 | 0 | 0 | 0 | 0 | 0 | 0 | 0 | 0 | 0 | 0 | 0 | 0 | 0 | 0 | 0 | 0 | 0 | 0 | 0 | 0 | 0
F5_Industrial_Industrial - Firm_New_Miscellaneous_Natural Gas_Miscellaneous_E10 | F5 | Industrial | Industrial - Firm | New | Miscellaneous | Natural Gas | Miscellaneous | E10 | RIM BC Ratio | 0 | 0 | 0 | 0 | 0 | 0 | 0 | 0 | 0 | 0 | 0 | 0 | 0 | 0 | 0 | 0 | 0 | 0 | 0 | 0 | 0 | 0 | 0 | 0 | 0 | 0 | 0 | 0 | 0 | 0 | 0 | 0 | 0
F0_Industrial_Industrial - Int_Existing_Space Heating_Natural Gas_Furnace_E0 | F0 | Industrial | Industrial - Int | Existing | Space Heating | Natural Gas | Furnace | E0 | Economic Unit | AFUE 96% | AFUE 96% | AFUE 96% | AFUE 96% | AFUE 96% | AFUE 96% | AFUE 96% | AFUE 96% | AFUE 96% | AFUE 96% | AFUE 96% | AFUE 96% | AFUE 96% | AFUE 96% | AFUE 96% | AFUE 96% | AFUE 96% | AFUE 96% | AFUE 96% | AFUE 96% | AFUE 96% | AFUE 96% | AFUE 96% | AFUE 96% | AFUE 96% | AFUE 96% | AFUE 96% | AFUE 96% | AFUE 96% | AFUE 96% | AFUE 96% | AFUE 96% | AFUE 96%
F1_Industrial_Industrial - Int_Existing_Space Heating_Natural Gas_Furnace_E1 | F1 | Industrial | Industrial - Int | Existing | Space Heating | Natural Gas | Furnace | E1 | CCE | 0 | 0 | 0 | 0 | 0 | 0 | 0 | 0 | 0 | 0 | 0 | 0 | 0 | 0 | 0 | 0 | 0 | 0 | 0 | 0 | 0 | 0 | 0 | 0 | 0 | 0 | 0 | 0 | 0 | 0 | 0 | 0 | 0
F1_Industrial_Industrial - Int_Existing_Space Heating_Natural Gas_Furnace_E2 | F1 | Industrial | Industrial - Int | Existing | Space Heating | Natural Gas | Furnace | E2 | CCE | 0.090682 | 0.090682 | 0.091165 | 0.091653 | 0.092146 | 0.092644 | 0.093148 | 0.093657 | 0.094172 | 0.094692 | 0.095219 | 0.095751 | 0.096289 | 0.096832 | 0.097383 | 0.09794 | 0.098503 | 0.099072 | 0.099648 | 0.10023 | 0.10082 | 0.10142 | 0.10202 | 0.10263 | 0.10325 | 0.10387 | 0.10451 | 0.10515 | 0.1058 | 0.10645 | 0.10712 | 0.10779 | 0.10779
F1_Industrial_Industrial - Int_Existing_Space Heating_Natural Gas_Furnace_E3 | F1 | Industrial | Industrial - Int | Existing | Space Heating | Natural Gas | Furnace | E3 | CCE | 0.12084 | 0.12084 | 0.12148 | 0.12213 | 0.12279 | 0.12345 | 0.12412 | 0.1248 | 0.12549 | 0.12618 | 0.12688 | 0.12759 | 0.12831 | 0.12903 | 0.12977 | 0.13051 | 0.13126 | 0.13202 | 0.13279 | 0.13356 | 0.13435 | 0.13514 | 0.13595 | 0.13676 | 0.13758 | 0.13842 | 0.13926 | 0.14011 | 0.14098 | 0.14185 | 0.14274 | 0.14364 | 0.14364
F1_Industrial_Industrial - Int_Existing_Space Heating_Natural Gas_Furnace_E4 | F1 | Industrial | Industrial - Int | Existing | Space Heating | Natural Gas | Furnace | E4 | CCE | 0 | 0 | 0 | 0 | 0 | 0 | 0 | 0 | 0 | 0 | 0 | 0 | 0 | 0 | 0 | 0 | 0 | 0 | 0 | 0 | 0 | 0 | 0 | 0 | 0 | 0 | 0 | 0 | 0 | 0 | 0 | 0 | 0
F1_Industrial_Industrial - Int_Existing_Space Heating_Natural Gas_Furnace_E5 | F1 | Industrial | Industrial - Int | Existing | Space Heating | Natural Gas | Furnace | E5 | CCE | 0 | 0 | 0 | 0 | 0 | 0 | 0 | 0 | 0 | 0 | 0 | 0 | 0 | 0 | 0 | 0 | 0 | 0 | 0 | 0 | 0 | 0 | 0 | 0 | 0 | 0 | 0 | 0 | 0 | 0 | 0 | 0 | 0
F1_Industrial_Industrial - Int_Existing_Space Heating_Natural Gas_Furnace_E6 | F1 | Industrial | Industrial - Int | Existing | Space Heating | Natural Gas | Furnace | E6 | CCE | 0 | 0 | 0 | 0 | 0 | 0 | 0 | 0 | 0 | 0 | 0 | 0 | 0 | 0 | 0 | 0 | 0 | 0 | 0 | 0 | 0 | 0 | 0 | 0 | 0 | 0 | 0 | 0 | 0 | 0 | 0 | 0 | 0
F1_Industrial_Industrial - Int_Existing_Space Heating_Natural Gas_Furnace_E7 | F1 | Industrial | Industrial - Int | Existing | Space Heating | Natural Gas | Furnace | E7 | CCE | 0 | 0 | 0 | 0 | 0 | 0 | 0 | 0 | 0 | 0 | 0 | 0 | 0 | 0 | 0 | 0 | 0 | 0 | 0 | 0 | 0 | 0 | 0 | 0 | 0 | 0 | 0 | 0 | 0 | 0 | 0 | 0 | 0
F1_Industrial_Industrial - Int_Existing_Space Heating_Natural Gas_Furnace_E8 | F1 | Industrial | Industrial - Int | Existing | Space Heating | Natural Gas | Furnace | E8 | CCE | 0 | 0 | 0 | 0 | 0 | 0 | 0 | 0 | 0 | 0 | 0 | 0 | 0 | 0 | 0 | 0 | 0 | 0 | 0 | 0 | 0 | 0 | 0 | 0 | 0 | 0 | 0 | 0 | 0 | 0 | 0 | 0 | 0
F1_Industrial_Industrial - Int_Existing_Space Heating_Natural Gas_Furnace_E9 | F1 | Industrial | Industrial - Int | Existing | Space Heating | Natural Gas | Furnace | E9 | CCE | 0 | 0 | 0 | 0 | 0 | 0 | 0 | 0 | 0 | 0 | 0 | 0 | 0 | 0 | 0 | 0 | 0 | 0 | 0 | 0 | 0 | 0 | 0 | 0 | 0 | 0 | 0 | 0 | 0 | 0 | 0 | 0 | 0
F1_Industrial_Industrial - Int_Existing_Space Heating_Natural Gas_Furnace_E10 | F1 | Industrial | Industrial - Int | Existing | Space Heating | Natural Gas | Furnace | E10 | CCE | 0 | 0 | 0 | 0 | 0 | 0 | 0 | 0 | 0 | 0 | 0 | 0 | 0 | 0 | 0 | 0 | 0 | 0 | 0 | 0 | 0 | 0 | 0 | 0 | 0 | 0 | 0 | 0 | 0 | 0 | 0 | 0 | 0
F2_Industrial_Industrial - Int_Existing_Space Heating_Natural Gas_Furnace_E1 | F2 | Industrial | Industrial - Int | Existing | Space Heating | Natural Gas | Furnace | E1 | TRC BC Ratio | bar: 2019 to 2051
F2_Industrial_Industrial - Int_Existing_Space Heating_Natural Gas_Furnace_E2 | F2 | Industrial | Industrial - Int | Existing | Space Heating | Natural Gas | Furnace | E2 | TRC BC Ratio | 19.7512 | 19.7687 | 19.7879 | 19.8166 | 19.8574 | 19.9196 | 19.9631 | 19.9968 | 20.0342 | 20.0687 | 20.0926 | 20.1072 | 20.1203 | 20.1322 | 20.1477 | 20.154 | 20.1649 | 20.1857 | 20.2077 | 20.2333 | 20.2636 | 20.2889 | 20.3087 | 20.3237 | 20.3337 | 20.3365 | 20.3312 | 20.3203 | 20.3117 | 20.3075 | 20.3106 | 20.3117 | 20.3117
F2_Industrial_Industrial - Int_Existing_Space Heating_Natural Gas_Furnace_E3 | F2 | Industrial | Industrial - Int | Existing | Space Heating | Natural Gas | Furnace | E3 | TRC BC Ratio | 14.8221 | 14.8353 | 14.8497 | 14.8712 | 14.9019 | 14.9485 | 14.9811 | 15.0064 | 15.0345 | 15.0604 | 15.0783 | 15.0893 | 15.0991 | 15.108 | 15.1196 | 15.1244 | 15.1326 | 15.1482 | 15.1647 | 15.1839 | 15.2066 | 15.2256 | 15.2405 | 15.2517 | 15.2592 | 15.2614 | 15.2574 | 15.2492 | 15.2427 | 15.2396 | 15.2419 | 15.2428 | 15.2428
F2_Industrial_Industrial - Int_Existing_Space Heating_Natural Gas_Furnace_E4 | F2 | Industrial | Industrial - Int | Existing | Space Heating | Natural Gas | Furnace | E4 | TRC BC Ratio | 0 | 0 | 0 | 0 | 0 | 0 | 0 | 0 | 0 | 0 | 0 | 0 | 0 | 0 | 0 | 0 | 0 | 0 | 0 | 0 | 0 | 0 | 0 | 0 | 0 | 0 | 0 | 0 | 0 | 0 | 0 | 0 | 0
F2_Industrial_Industrial - Int_Existing_Space Heating_Natural Gas_Furnace_E5 | F2 | Industrial | Industrial - Int | Existing | Space Heating | Natural Gas | Furnace | E5 | TRC BC Ratio | 0 | 0 | 0 | 0 | 0 | 0 | 0 | 0 | 0 | 0 | 0 | 0 | 0 | 0 | 0 | 0 | 0 | 0 | 0 | 0 | 0 | 0 | 0 | 0 | 0 | 0 | 0 | 0 | 0 | 0 | 0 | 0 | 0
F2_Industrial_Industrial - Int_Existing_Space Heating_Natural Gas_Furnace_E6 | F2 | Industrial | Industrial - Int | Existing | Space Heating | Natural Gas | Furnace | E6 | TRC BC Ratio | 0 | 0 | 0 | 0 | 0 | 0 | 0 | 0 | 0 | 0 | 0 | 0 | 0 | 0 | 0 | 0 | 0 | 0 | 0 | 0 | 0 | 0 | 0 | 0 | 0 | 0 | 0 | 0 | 0 | 0 | 0 | 0 | 0
F2_Industrial_Industrial - Int_Existing_Space Heating_Natural Gas_Furnace_E7 | F2 | Industrial | Industrial - Int | Existing | Space Heating | Natural Gas | Furnace | E7 | TRC BC Ratio | 0 | 0 | 0 | 0 | 0 | 0 | 0 | 0 | 0 | 0 | 0 | 0 | 0 | 0 | 0 | 0 | 0 | 0 | 0 | 0 | 0 | 0 | 0 | 0 | 0 | 0 | 0 | 0 | 0 | 0 | 0 | 0 | 0
F2_Industrial_Industrial - Int_Existing_Space Heating_Natural Gas_Furnace_E8 | F2 | Industrial | Industrial - Int | Existing | Space Heating | Natural Gas | Furnace | E8 | TRC BC Ratio | 0 | 0 | 0 | 0 | 0 | 0 | 0 | 0 | 0 | 0 | 0 | 0 | 0 | 0 | 0 | 0 | 0 | 0 | 0 | 0 | 0 | 0 | 0 | 0 | 0 | 0 | 0 | 0 | 0 | 0 | 0 | 0 | 0
F2_Industrial_Industrial - Int_Existing_Space Heating_Natural Gas_Furnace_E9 | F2 | Industrial | Industrial - Int | Existing | Space Heating | Natural Gas | Furnace | E9 | TRC BC Ratio | 0 | 0 | 0 | 0 | 0 | 0 | 0 | 0 | 0 | 0 | 0 | 0 | 0 | 0 | 0 | 0 | 0 | 0 | 0 | 0 | 0 | 0 | 0 | 0 | 0 | 0 | 0 | 0 | 0 | 0 | 0 | 0 | 0
F2_Industrial_Industrial - Int_Existing_Space Heating_Natural Gas_Furnace_E10 | F2 | Industrial | Industrial - Int | Existing | Space Heating | Natural Gas | Furnace | E10 | TRC BC Ratio | 0 | 0 | 0 | 0 | 0 | 0 | 0 | 0 | 0 | 0 | 0 | 0 | 0 | 0 | 0 | 0 | 0 | 0 | 0 | 0 | 0 | 0 | 0 | 0 | 0 | 0 | 0 | 0 | 0 | 0 | 0 | 0 | 0
F3_Industrial_Industrial - Int_Existing_Space Heating_Natural Gas_Furnace_E1 | F3 | Industrial | Industrial - Int | Existing | Space Heating | Natural Gas | Furnace | E1 | PACT BC Ratio | bar: 2019 to 2051
F3_Industrial_Industrial - Int_Existing_Space Heating_Natural Gas_Furnace_E2 | F3 | Industrial | Industrial - Int | Existing | Space Heating | Natural Gas | Furnace | E2 | PACT BC Ratio | 56.9962 | 57.047 | 57.1023 | 57.1851 | 57.3029 | 57.4823 | 57.6078 | 57.705 | 57.8129 | 57.9126 | 57.9814 | 58.0238 | 58.0615 | 58.0957 | 58.1404 | 58.1586 | 58.1903 | 58.2503 | 58.3136 | 58.3875 | 58.4749 | 58.5479 | 58.6051 | 58.6483 | 58.6771 | 58.6855 | 58.6702 | 58.6386 | 58.6138 | 58.6017 | 58.6105 | 58.6139 | 58.6139
F3_Industrial_Industrial - Int_Existing_Space Heating_Natural Gas_Furnace_E3 | F3 | Industrial | Industrial - Int | Existing | Space Heating | Natural Gas | Furnace | E3 | PACT BC Ratio | 42.7724 | 42.8104 | 42.852 | 42.9141 | 43.0025 | 43.1371 | 43.2313 | 43.3043 | 43.3852 | 43.46 | 43.5117 | 43.5435 | 43.5718 | 43.5975 | 43.631 | 43.6446 | 43.6684 | 43.7134 | 43.761 | 43.8164 | 43.882 | 43.9368 | 43.9797 | 44.0122 | 44.0338 | 44.04 | 44.0285 | 44.0049 | 43.9862 | 43.9772 | 43.9838 | 43.9863 | 43.9863
F3_Industrial_Industrial - Int_Existing_Space Heating_Natural Gas_Furnace_E4 | F3 | Industrial | Industrial - Int | Existing | Space Heating | Natural Gas | Furnace | E4 | PACT BC Ratio | 0 | 0 | 0 | 0 | 0 | 0 | 0 | 0 | 0 | 0 | 0 | 0 | 0 | 0 | 0 | 0 | 0 | 0 | 0 | 0 | 0 | 0 | 0 | 0 | 0 | 0 | 0 | 0 | 0 | 0 | 0 | 0 | 0
F3_Industrial_Industrial - Int_Existing_Space Heating_Natural Gas_Furnace_E5 | F3 | Industrial | Industrial - Int | Existing | Space Heating | Natural Gas | Furnace | E5 | PACT BC Ratio | 0 | 0 | 0 | 0 | 0 | 0 | 0 | 0 | 0 | 0 | 0 | 0 | 0 | 0 | 0 | 0 | 0 | 0 | 0 | 0 | 0 | 0 | 0 | 0 | 0 | 0 | 0 | 0 | 0 | 0 | 0 | 0 | 0
F3_Industrial_Industrial - Int_Existing_Space Heating_Natural Gas_Furnace_E6 | F3 | Industrial | Industrial - Int | Existing | Space Heating | Natural Gas | Furnace | E6 | PACT BC Ratio | 0 | 0 | 0 | 0 | 0 | 0 | 0 | 0 | 0 | 0 | 0 | 0 | 0 | 0 | 0 | 0 | 0 | 0 | 0 | 0 | 0 | 0 | 0 | 0 | 0 | 0 | 0 | 0 | 0 | 0 | 0 | 0 | 0
F3_Industrial_Industrial - Int_Existing_Space Heating_Natural Gas_Furnace_E7 | F3 | Industrial | Industrial - Int | Existing | Space Heating | Natural Gas | Furnace | E7 | PACT BC Ratio | 0 | 0 | 0 | 0 | 0 | 0 | 0 | 0 | 0 | 0 | 0 | 0 | 0 | 0 | 0 | 0 | 0 | 0 | 0 | 0 | 0 | 0 | 0 | 0 | 0 | 0 | 0 | 0 | 0 | 0 | 0 | 0 | 0
F3_Industrial_Industrial - Int_Existing_Space Heating_Natural Gas_Furnace_E8 | F3 | Industrial | Industrial - Int | Existing | Space Heating | Natural Gas | Furnace | E8 | PACT BC Ratio | 0 | 0 | 0 | 0 | 0 | 0 | 0 | 0 | 0 | 0 | 0 | 0 | 0 | 0 | 0 | 0 | 0 | 0 | 0 | 0 | 0 | 0 | 0 | 0 | 0 | 0 | 0 | 0 | 0 | 0 | 0 | 0 | 0
F3_Industrial_Industrial - Int_Existing_Space Heating_Natural Gas_Furnace_E9 | F3 | Industrial | Industrial - Int | Existing | Space Heating | Natural Gas | Furnace | E9 | PACT BC Ratio | 0 | 0 | 0 | 0 | 0 | 0 | 0 | 0 | 0 | 0 | 0 | 0 | 0 | 0 | 0 | 0 | 0 | 0 | 0 | 0 | 0 | 0 | 0 | 0 | 0 | 0 | 0 | 0 | 0 | 0 | 0 | 0 | 0
F3_Industrial_Industrial - Int_Existing_Space Heating_Natural Gas_Furnace_E10 | F3 | Industrial | Industrial - Int | Existing | Space Heating | Natural Gas | Furnace | E10 | PACT BC Ratio | 0 | 0 | 0 | 0 | 0 | 0 | 0 | 0 | 0 | 0 | 0 | 0 | 0 | 0 | 0 | 0 | 0 | 0 | 0 | 0 | 0 | 0 | 0 | 0 | 0 | 0 | 0 | 0 | 0 | 0 | 0 | 0 | 0
F4_Industrial_Industrial - Int_Existing_Space Heating_Natural Gas_Furnace_E1 | F4 | Industrial | Industrial - Int | Existing | Space Heating | Natural Gas | Furnace | E1 | RVT BC Ratio | bar: 2019 to 2051
F4_Industrial_Industrial - Int_Existing_Space Heating_Natural Gas_Furnace_E2 | F4 | Industrial | Industrial - Int | Existing | Space Heating | Natural Gas | Furnace | E2 | RVT BC Ratio | 29.1127 | 29.1384 | 29.1665 | 29.2085 | 29.2683 | 29.3592 | 29.4229 | 29.4722 | 29.5269 | 29.5775 | 29.6124 | 29.6339 | 29.6531 | 29.6704 | 29.6931 | 29.7023 | 29.7184 | 29.7488 | 29.7809 | 29.8184 | 29.8627 | 29.8998 | 29.9288 | 29.9507 | 29.9653 | 29.9695 | 29.9618 | 29.9458 | 29.9332 | 29.927 | 29.9315 | 29.9332 | 29.9332
F4_Industrial_Industrial - Int_Existing_Space Heating_Natural Gas_Furnace_E3 | F4 | Industrial | Industrial - Int | Existing | Space Heating | Natural Gas | Furnace | E3 | RVT BC Ratio | 21.8977 | 21.917 | 21.9381 | 21.9696 | 22.0144 | 22.0827 | 22.1305 | 22.1675 | 22.2085 | 22.2465 | 22.2727 | 22.2888 | 22.3032 | 22.3162 | 22.3332 | 22.3401 | 22.3522 | 22.375 | 22.3992 | 22.4273 | 22.4605 | 22.4884 | 22.5101 | 22.5266 | 22.5375 | 22.5407 | 22.5349 | 22.5229 | 22.5134 | 22.5088 | 22.5122 | 22.5135 | 22.5135
F4_Industrial_Industrial - Int_Existing_Space Heating_Natural Gas_Furnace_E4 | F4 | Industrial | Industrial - Int | Existing | Space Heating | Natural Gas | Furnace | E4 | RVT BC Ratio | 0 | 0 | 0 | 0 | 0 | 0 | 0 | 0 | 0 | 0 | 0 | 0 | 0 | 0 | 0 | 0 | 0 | 0 | 0 | 0 | 0 | 0 | 0 | 0 | 0 | 0 | 0 | 0 | 0 | 0 | 0 | 0 | 0
F4_Industrial_Industrial - Int_Existing_Space Heating_Natural Gas_Furnace_E5 | F4 | Industrial | Industrial - Int | Existing | Space Heating | Natural Gas | Furnace | E5 | RVT BC Ratio | 0 | 0 | 0 | 0 | 0 | 0 | 0 | 0 | 0 | 0 | 0 | 0 | 0 | 0 | 0 | 0 | 0 | 0 | 0 | 0 | 0 | 0 | 0 | 0 | 0 | 0 | 0 | 0 | 0 | 0 | 0 | 0 | 0
F4_Industrial_Industrial - Int_Existing_Space Heating_Natural Gas_Furnace_E6 | F4 | Industrial | Industrial - Int | Existing | Space Heating | Natural Gas | Furnace | E6 | RVT BC Ratio | 0 | 0 | 0 | 0 | 0 | 0 | 0 | 0 | 0 | 0 | 0 | 0 | 0 | 0 | 0 | 0 | 0 | 0 | 0 | 0 | 0 | 0 | 0 | 0 | 0 | 0 | 0 | 0 | 0 | 0 | 0 | 0 | 0
F4_Industrial_Industrial - Int_Existing_Space Heating_Natural Gas_Furnace_E7 | F4 | Industrial | Industrial - Int | Existing | Space Heating | Natural Gas | Furnace | E7 | RVT BC Ratio | 0 | 0 | 0 | 0 | 0 | 0 | 0 | 0 | 0 | 0 | 0 | 0 | 0 | 0 | 0 | 0 | 0 | 0 | 0 | 0 | 0 | 0 | 0 | 0 | 0 | 0 | 0 | 0 | 0 | 0 | 0 | 0 | 0
F4_Industrial_Industrial - Int_Existing_Space Heating_Natural Gas_Furnace_E8 | F4 | Industrial | Industrial - Int | Existing | Space Heating | Natural Gas | Furnace | E8 | RVT BC Ratio | 0 | 0 | 0 | 0 | 0 | 0 | 0 | 0 | 0 | 0 | 0 | 0 | 0 | 0 | 0 | 0 | 0 | 0 | 0 | 0 | 0 | 0 | 0 | 0 | 0 | 0 | 0 | 0 | 0 | 0 | 0 | 0 | 0
F4_Industrial_Industrial - Int_Existing_Space Heating_Natural Gas_Furnace_E9 | F4 | Industrial | Industrial - Int | Existing | Space Heating | Natural Gas | Furnace | E9 | RVT BC Ratio | 0 | 0 | 0 | 0 | 0 | 0 | 0 | 0 | 0 | 0 | 0 | 0 | 0 | 0 | 0 | 0 | 0 | 0 | 0 | 0 | 0 | 0 | 0 | 0 | 0 | 0 | 0 | 0 | 0 | 0 | 0 | 0 | 0
F4_Industrial_Industrial - Int_Existing_Space Heating_Natural Gas_Furnace_E10 | F4 | Industrial | Industrial - Int | Existing | Space Heating | Natural Gas | Furnace | E10 | RVT BC Ratio | 0 | 0 | 0 | 0 | 0 | 0 | 0 | 0 | 0 | 0 | 0 | 0 | 0 | 0 | 0 | 0 | 0 | 0 | 0 | 0 | 0 | 0 | 0 | 0 | 0 | 0 | 0 | 0 | 0 | 0 | 0 | 0 | 0
F5_Industrial_Industrial - Int_Existing_Space Heating_Natural Gas_Furnace_E1 | F5 | Industrial | Industrial - Int | Existing | Space Heating | Natural Gas | Furnace | E1 | RIM BC Ratio | bar: 2019 to 2051
F5_Industrial_Industrial - Int_Existing_Space Heating_Natural Gas_Furnace_E2 | F5 | Industrial | Industrial - Int | Existing | Space Heating | Natural Gas | Furnace | E2 | RIM BC Ratio | 0.82263 | 0.82264 | 0.82265 | 0.82267 | 0.8227 | 0.82273 | 0.82276 | 0.82278 | 0.8228 | 0.82282 | 0.82283 | 0.82284 | 0.82285 | 0.82286 | 0.82287 | 0.82287 | 0.82288 | 0.82289 | 0.8229 | 0.82292 | 0.82293 | 0.82295 | 0.82296 | 0.82297 | 0.82297 | 0.82297 | 0.82297 | 0.82296 | 0.82296 | 0.82296 | 0.82296 | 0.82296 | 0.82296
F5_Industrial_Industrial - Int_Existing_Space Heating_Natural Gas_Furnace_E3 | F5 | Industrial | Industrial - Int | Existing | Space Heating | Natural Gas | Furnace | E3 | RIM BC Ratio | 0.8187 | 0.81872 | 0.81873 | 0.81875 | 0.81879 | 0.81884 | 0.81887 | 0.8189 | 0.81892 | 0.81895 | 0.81897 | 0.81898 | 0.81899 | 0.819 | 0.81901 | 0.81902 | 0.81902 | 0.81904 | 0.81906 | 0.81908 | 0.8191 | 0.81912 | 0.81913 | 0.81914 | 0.81915 | 0.81915 | 0.81915 | 0.81914 | 0.81914 | 0.81913 | 0.81913 | 0.81914 | 0.81914
F5_Industrial_Industrial - Int_Existing_Space Heating_Natural Gas_Furnace_E4 | F5 | Industrial | Industrial - Int | Existing | Space Heating | Natural Gas | Furnace | E4 | RIM BC Ratio | 0 | 0 | 0 | 0 | 0 | 0 | 0 | 0 | 0 | 0 | 0 | 0 | 0 | 0 | 0 | 0 | 0 | 0 | 0 | 0 | 0 | 0 | 0 | 0 | 0 | 0 | 0 | 0 | 0 | 0 | 0 | 0 | 0
F5_Industrial_Industrial - Int_Existing_Space Heating_Natural Gas_Furnace_E5 | F5 | Industrial | Industrial - Int | Existing | Space Heating | Natural Gas | Furnace | E5 | RIM BC Ratio | 0 | 0 | 0 | 0 | 0 | 0 | 0 | 0 | 0 | 0 | 0 | 0 | 0 | 0 | 0 | 0 | 0 | 0 | 0 | 0 | 0 | 0 | 0 | 0 | 0 | 0 | 0 | 0 | 0 | 0 | 0 | 0 | 0
F5_Industrial_Industrial - Int_Existing_Space Heating_Natural Gas_Furnace_E6 | F5 | Industrial | Industrial - Int | Existing | Space Heating | Natural Gas | Furnace | E6 | RIM BC Ratio | 0 | 0 | 0 | 0 | 0 | 0 | 0 | 0 | 0 | 0 | 0 | 0 | 0 | 0 | 0 | 0 | 0 | 0 | 0 | 0 | 0 | 0 | 0 | 0 | 0 | 0 | 0 | 0 | 0 | 0 | 0 | 0 | 0
F5_Industrial_Industrial - Int_Existing_Space Heating_Natural Gas_Furnace_E7 | F5 | Industrial | Industrial - Int | Existing | Space Heating | Natural Gas | Furnace | E7 | RIM BC Ratio | 0 | 0 | 0 | 0 | 0 | 0 | 0 | 0 | 0 | 0 | 0 | 0 | 0 | 0 | 0 | 0 | 0 | 0 | 0 | 0 | 0 | 0 | 0 | 0 | 0 | 0 | 0 | 0 | 0 | 0 | 0 | 0 | 0
F5_Industrial_Industrial - Int_Existing_Space Heating_Natural Gas_Furnace_E8 | F5 | Industrial | Industrial - Int | Existing | Space Heating | Natural Gas | Furnace | E8 | RIM BC Ratio | 0 | 0 | 0 | 0 | 0 | 0 | 0 | 0 | 0 | 0 | 0 | 0 | 0 | 0 | 0 | 0 | 0 | 0 | 0 | 0 | 0 | 0 | 0 | 0 | 0 | 0 | 0 | 0 | 0 | 0 | 0 | 0 | 0
F5_Industrial_Industrial - Int_Existing_Space Heating_Natural Gas_Furnace_E9 | F5 | Industrial | Industrial - Int | Existing | Space Heating | Natural Gas | Furnace | E9 | RIM BC Ratio | 0 | 0 | 0 | 0 | 0 | 0 | 0 | 0 | 0 | 0 | 0 | 0 | 0 | 0 | 0 | 0 | 0 | 0 | 0 | 0 | 0 | 0 | 0 | 0 | 0 | 0 | 0 | 0 | 0 | 0 | 0 | 0 | 0
F5_Industrial_Industrial - Int_Existing_Space Heating_Natural Gas_Furnace_E10 | F5 | Industrial | Industrial - Int | Existing | Space Heating | Natural Gas | Furnace | E10 | RIM BC Ratio | 0 | 0 | 0 | 0 | 0 | 0 | 0 | 0 | 0 | 0 | 0 | 0 | 0 | 0 | 0 | 0 | 0 | 0 | 0 | 0 | 0 | 0 | 0 | 0 | 0 | 0 | 0 | 0 | 0 | 0 | 0 | 0 | 0
F0_Industrial_Industrial - Int_Existing_Space Heating_Natural Gas_Boiler_E0 | F0 | Industrial | Industrial - Int | Existing | Space Heating | Natural Gas | Boiler | E0 | Economic Unit | AFUE 97% | AFUE 97% | AFUE 97% | AFUE 97% | AFUE 97% | AFUE 97% | AFUE 97% | AFUE 97% | AFUE 97% | AFUE 97% | AFUE 97% | AFUE 97% | AFUE 97% | AFUE 97% | AFUE 97% | AFUE 97% | AFUE 97% | AFUE 97% | AFUE 97% | AFUE 97% | AFUE 97% | AFUE 97% | AFUE 97% | AFUE 97% | AFUE 97% | AFUE 97% | AFUE 97% | AFUE 97% | AFUE 97% | AFUE 97% | AFUE 97% | AFUE 97% | AFUE 97%
F1_Industrial_Industrial - Int_Existing_Space Heating_Natural Gas_Boiler_E1 | F1 | Industrial | Industrial - Int | Existing | Space Heating | Natural Gas | Boiler | E1 | CCE | 0 | 0 | 0 | 0 | 0 | 0 | 0 | 0 | 0 | 0 | 0 | 0 | 0 | 0 | 0 | 0 | 0 | 0 | 0 | 0 | 0 | 0 | 0 | 0 | 0 | 0 | 0 | 0 | 0 | 0 | 0 | 0 | 0
F1_Industrial_Industrial - Int_Existing_Space Heating_Natural Gas_Boiler_E2 | F1 | Industrial | Industrial - Int | Existing | Space Heating | Natural Gas | Boiler | E2 | CCE | 0.32835 | 0.32835 | 0.3301 | 0.33187 | 0.33365 | 0.33545 | 0.33728 | 0.33912 | 0.34099 | 0.34287 | 0.34478 | 0.34671 | 0.34865 | 0.35062 | 0.35262 | 0.35463 | 0.35667 | 0.35873 | 0.36082 | 0.36293 | 0.36506 | 0.36722 | 0.36941 | 0.37162 | 0.37386 | 0.37611 | 0.37841 | 0.38073 | 0.38308 | 0.38546 | 0.38787 | 0.39031 | 0.39031
F1_Industrial_Industrial - Int_Existing_Space Heating_Natural Gas_Boiler_E3 | F1 | Industrial | Industrial - Int | Existing | Space Heating | Natural Gas | Boiler | E3 | CCE | 0.33164 | 0.33164 | 0.3334 | 0.33519 | 0.33699 | 0.33881 | 0.34066 | 0.34252 | 0.3444 | 0.3463 | 0.34823 | 0.35017 | 0.35214 | 0.35413 | 0.35614 | 0.35818 | 0.36024 | 0.36232 | 0.36443 | 0.36656 | 0.36872 | 0.37089 | 0.3731 | 0.37534 | 0.3776 | 0.37988 | 0.3822 | 0.38454 | 0.38691 | 0.38931 | 0.39175 | 0.39421 | 0.39421
F1_Industrial_Industrial - Int_Existing_Space Heating_Natural Gas_Boiler_E4 | F1 | Industrial | Industrial - Int | Existing | Space Heating | Natural Gas | Boiler | E4 | CCE | 1973.7341 | 1973.7341 | 1984.2473 | 1994.8622 | 2005.5915 | 2016.4251 | 2027.3999 | 2038.4811 | 2049.6854 | 2061.0033 | 2072.4679 | 2084.0501 | 2095.7601 | 2107.5927 | 2119.5823 | 2131.6947 | 2143.9469 | 2156.3267 | 2168.8784 | 2181.5647 | 2194.4003 | 2207.3492 | 2220.5064 | 2233.7967 | 2247.2517 | 2260.8316 | 2274.638 | 2288.58 | 2302.7006 | 2316.9802 | 2331.4745 | 2346.1347 | 2346.1347
F1_Industrial_Industrial - Int_Existing_Space Heating_Natural Gas_Boiler_E5 | F1 | Industrial | Industrial - Int | Existing | Space Heating | Natural Gas | Boiler | E5 | CCE | 0 | 0 | 0 | 0 | 0 | 0 | 0 | 0 | 0 | 0 | 0 | 0 | 0 | 0 | 0 | 0 | 0 | 0 | 0 | 0 | 0 | 0 | 0 | 0 | 0 | 0 | 0 | 0 | 0 | 0 | 0 | 0 | 0
F1_Industrial_Industrial - Int_Existing_Space Heating_Natural Gas_Boiler_E6 | F1 | Industrial | Industrial - Int | Existing | Space Heating | Natural Gas | Boiler | E6 | CCE | 0 | 0 | 0 | 0 | 0 | 0 | 0 | 0 | 0 | 0 | 0 | 0 | 0 | 0 | 0 | 0 | 0 | 0 | 0 | 0 | 0 | 0 | 0 | 0 | 0 | 0 | 0 | 0 | 0 | 0 | 0 | 0 | 0
F1_Industrial_Industrial - Int_Existing_Space Heating_Natural Gas_Boiler_E7 | F1 | Industrial | Industrial - Int | Existing | Space Heating | Natural Gas | Boiler | E7 | CCE | 0 | 0 | 0 | 0 | 0 | 0 | 0 | 0 | 0 | 0 | 0 | 0 | 0 | 0 | 0 | 0 | 0 | 0 | 0 | 0 | 0 | 0 | 0 | 0 | 0 | 0 | 0 | 0 | 0 | 0 | 0 | 0 | 0
F1_Industrial_Industrial - Int_Existing_Space Heating_Natural Gas_Boiler_E8 | F1 | Industrial | Industrial - Int | Existing | Space Heating | Natural Gas | Boiler | E8 | CCE | 0 | 0 | 0 | 0 | 0 | 0 | 0 | 0 | 0 | 0 | 0 | 0 | 0 | 0 | 0 | 0 | 0 | 0 | 0 | 0 | 0 | 0 | 0 | 0 | 0 | 0 | 0 | 0 | 0 | 0 | 0 | 0 | 0
F1_Industrial_Industrial - Int_Existing_Space Heating_Natural Gas_Boiler_E9 | F1 | Industrial | Industrial - Int | Existing | Space Heating | Natural Gas | Boiler | E9 | CCE | 0 | 0 | 0 | 0 | 0 | 0 | 0 | 0 | 0 | 0 | 0 | 0 | 0 | 0 | 0 | 0 | 0 | 0 | 0 | 0 | 0 | 0 | 0 | 0 | 0 | 0 | 0 | 0 | 0 | 0 | 0 | 0 | 0
F1_Industrial_Industrial - Int_Existing_Space Heating_Natural Gas_Boiler_E10 | F1 | Industrial | Industrial - Int | Existing | Space Heating | Natural Gas | Boiler | E10 | CCE | 0 | 0 | 0 | 0 | 0 | 0 | 0 | 0 | 0 | 0 | 0 | 0 | 0 | 0 | 0 | 0 | 0 | 0 | 0 | 0 | 0 | 0 | 0 | 0 | 0 | 0 | 0 | 0 | 0 | 0 | 0 | 0 | 0
F2_Industrial_Industrial - Int_Existing_Space Heating_Natural Gas_Boiler_E1 | F2 | Industrial | Industrial - Int | Existing | Space Heating | Natural Gas | Boiler | E1 | TRC BC Ratio | bar: 2019 to 2051
F2_Industrial_Industrial - Int_Existing_Space Heating_Natural Gas_Boiler_E2 | F2 | Industrial | Industrial - Int | Existing | Space Heating | Natural Gas | Boiler | E2 | TRC BC Ratio | 5.476 | 5.4812 | 5.4869 | 5.4952 | 5.5065 | 5.5233 | 5.5351 | 5.5441 | 5.5539 | 5.5628 | 5.5688 | 5.5726 | 5.5761 | 5.5792 | 5.5833 | 5.585 | 5.5879 | 5.5934 | 5.5992 | 5.606 | 5.6139 | 5.6206 | 5.6259 | 5.6298 | 5.6324 | 5.6332 | 5.6318 | 5.6289 | 5.6266 | 5.6255 | 5.6263 | 5.6267 | 5.6267
F2_Industrial_Industrial - Int_Existing_Space Heating_Natural Gas_Boiler_E3 | F2 | Industrial | Industrial - Int | Existing | Space Heating | Natural Gas | Boiler | E3 | TRC BC Ratio | 5.4217 | 5.4269 | 5.4326 | 5.4407 | 5.4519 | 5.4686 | 5.4803 | 5.4892 | 5.4988 | 5.5077 | 5.5137 | 5.5174 | 5.5208 | 5.524 | 5.528 | 5.5297 | 5.5325 | 5.538 | 5.5437 | 5.5504 | 5.5583 | 5.5649 | 5.5701 | 5.574 | 5.5766 | 5.5774 | 5.576 | 5.5732 | 5.5709 | 5.5698 | 5.5706 | 5.5709 | 5.5709
F2_Industrial_Industrial - Int_Existing_Space Heating_Natural Gas_Boiler_E4 | F2 | Industrial | Industrial - Int | Existing | Space Heating | Natural Gas | Boiler | E4 | TRC BC Ratio | 0.00092443 | 0.00092541 | 0.00092653 | 0.00092793 | 0.00092964 | 0.00093182 | 0.00093357 | 0.00093502 | 0.00093641 | 0.00093761 | 0.00093847 | 0.00093901 | 0.00093942 | 0.00093972 | 0.00094003 | 0.00094008 | 0.00094022 | 0.0009406 | 0.00094105 | 0.00094163 | 0.00094232 | 0.0009429 | 0.00094334 | 0.00094368 | 0.0009439 | 0.00094397 | 0.00094385 | 0.0009436 | 0.00094341 | 0.00094332 | 0.00094338 | 0.00094341 | 0.00094341
F2_Industrial_Industrial - Int_Existing_Space Heating_Natural Gas_Boiler_E5 | F2 | Industrial | Industrial - Int | Existing | Space Heating | Natural Gas | Boiler | E5 | TRC BC Ratio | 0 | 0 | 0 | 0 | 0 | 0 | 0 | 0 | 0 | 0 | 0 | 0 | 0 | 0 | 0 | 0 | 0 | 0 | 0 | 0 | 0 | 0 | 0 | 0 | 0 | 0 | 0 | 0 | 0 | 0 | 0 | 0 | 0
F2_Industrial_Industrial - Int_Existing_Space Heating_Natural Gas_Boiler_E6 | F2 | Industrial | Industrial - Int | Existing | Space Heating | Natural Gas | Boiler | E6 | TRC BC Ratio | 0 | 0 | 0 | 0 | 0 | 0 | 0 | 0 | 0 | 0 | 0 | 0 | 0 | 0 | 0 | 0 | 0 | 0 | 0 | 0 | 0 | 0 | 0 | 0 | 0 | 0 | 0 | 0 | 0 | 0 | 0 | 0 | 0
F2_Industrial_Industrial - Int_Existing_Space Heating_Natural Gas_Boiler_E7 | F2 | Industrial | Industrial - Int | Existing | Space Heating | Natural Gas | Boiler | E7 | TRC BC Ratio | 0 | 0 | 0 | 0 | 0 | 0 | 0 | 0 | 0 | 0 | 0 | 0 | 0 | 0 | 0 | 0 | 0 | 0 | 0 | 0 | 0 | 0 | 0 | 0 | 0 | 0 | 0 | 0 | 0 | 0 | 0 | 0 | 0
F2_Industrial_Industrial - Int_Existing_Space Heating_Natural Gas_Boiler_E8 | F2 | Industrial | Industrial - Int | Existing | Space Heating | Natural Gas | Boiler | E8 | TRC BC Ratio | 0 | 0 | 0 | 0 | 0 | 0 | 0 | 0 | 0 | 0 | 0 | 0 | 0 | 0 | 0 | 0 | 0 | 0 | 0 | 0 | 0 | 0 | 0 | 0 | 0 | 0 | 0 | 0 | 0 | 0 | 0 | 0 | 0
F2_Industrial_Industrial - Int_Existing_Space Heating_Natural Gas_Boiler_E9 | F2 | Industrial | Industrial - Int | Existing | Space Heating | Natural Gas | Boiler | E9 | TRC BC Ratio | 0 | 0 | 0 | 0 | 0 | 0 | 0 | 0 | 0 | 0 | 0 | 0 | 0 | 0 | 0 | 0 | 0 | 0 | 0 | 0 | 0 | 0 | 0 | 0 | 0 | 0 | 0 | 0 | 0 | 0 | 0 | 0 | 0
F2_Industrial_Industrial - Int_Existing_Space Heating_Natural Gas_Boiler_E10 | F2 | Industrial | Industrial - Int | Existing | Space Heating | Natural Gas | Boiler | E10 | TRC BC Ratio | 0 | 0 | 0 | 0 | 0 | 0 | 0 | 0 | 0 | 0 | 0 | 0 | 0 | 0 | 0 | 0 | 0 | 0 | 0 | 0 | 0 | 0 | 0 | 0 | 0 | 0 | 0 | 0 | 0 | 0 | 0 | 0 | 0
F3_Industrial_Industrial - Int_Existing_Space Heating_Natural Gas_Boiler_E1 | F3 | Industrial | Industrial - Int | Existing | Space Heating | Natural Gas | Boiler | E1 | PACT BC Ratio | bar: 2019 to 2051
F3_Industrial_Industrial - Int_Existing_Space Heating_Natural Gas_Boiler_E2 | F3 | Industrial | Industrial - Int | Existing | Space Heating | Natural Gas | Boiler | E2 | PACT BC Ratio | 5.6389 | 5.6443 | 5.6502 | 5.6587 | 5.6704 | 5.6877 | 5.6998 | 5.7091 | 5.7191 | 5.7283 | 5.7346 | 5.7385 | 5.742 | 5.7453 | 5.7495 | 5.7512 | 5.7542 | 5.7599 | 5.7658 | 5.7728 | 5.781 | 5.7879 | 5.7933 | 5.7974 | 5.8001 | 5.8009 | 5.7994 | 5.7964 | 5.7941 | 5.793 | 5.7938 | 5.7941 | 5.7941
F3_Industrial_Industrial - Int_Existing_Space Heating_Natural Gas_Boiler_E3 | F3 | Industrial | Industrial - Int | Existing | Space Heating | Natural Gas | Boiler | E3 | PACT BC Ratio | 5.5831 | 5.5884 | 5.5943 | 5.6027 | 5.6142 | 5.6314 | 5.6434 | 5.6525 | 5.6625 | 5.6716 | 5.6778 | 5.6816 | 5.6851 | 5.6884 | 5.6925 | 5.6942 | 5.6972 | 5.7028 | 5.7087 | 5.7156 | 5.7237 | 5.7306 | 5.7359 | 5.7399 | 5.7426 | 5.7434 | 5.742 | 5.739 | 5.7367 | 5.7356 | 5.7364 | 5.7367 | 5.7367
F3_Industrial_Industrial - Int_Existing_Space Heating_Natural Gas_Boiler_E4 | F3 | Industrial | Industrial - Int | Existing | Space Heating | Natural Gas | Boiler | E4 | PACT BC Ratio | 0.00095194 | 0.00095296 | 0.00095411 | 0.00095555 | 0.00095731 | 0.00095955 | 0.00096135 | 0.00096284 | 0.00096428 | 0.00096551 | 0.0009664 | 0.00096696 | 0.00096738 | 0.00096769 | 0.00096801 | 0.00096806 | 0.0009682 | 0.00096859 | 0.00096906 | 0.00096965 | 0.00097037 | 0.00097096 | 0.00097142 | 0.00097176 | 0.000972 | 0.00097206 | 0.00097194 | 0.00097169 | 0.00097149 | 0.00097139 | 0.00097146 | 0.00097149 | 0.00097149
F3_Industrial_Industrial - Int_Existing_Space Heating_Natural Gas_Boiler_E5 | F3 | Industrial | Industrial - Int | Existing | Space Heating | Natural Gas | Boiler | E5 | PACT BC Ratio | 0 | 0 | 0 | 0 | 0 | 0 | 0 | 0 | 0 | 0 | 0 | 0 | 0 | 0 | 0 | 0 | 0 | 0 | 0 | 0 | 0 | 0 | 0 | 0 | 0 | 0 | 0 | 0 | 0 | 0 | 0 | 0 | 0
F3_Industrial_Industrial - Int_Existing_Space Heating_Natural Gas_Boiler_E6 | F3 | Industrial | Industrial - Int | Existing | Space Heating | Natural Gas | Boiler | E6 | PACT BC Ratio | 0 | 0 | 0 | 0 | 0 | 0 | 0 | 0 | 0 | 0 | 0 | 0 | 0 | 0 | 0 | 0 | 0 | 0 | 0 | 0 | 0 | 0 | 0 | 0 | 0 | 0 | 0 | 0 | 0 | 0 | 0 | 0 | 0
F3_Industrial_Industrial - Int_Existing_Space Heating_Natural Gas_Boiler_E7 | F3 | Industrial | Industrial - Int | Existing | Space Heating | Natural Gas | Boiler | E7 | PACT BC Ratio | 0 | 0 | 0 | 0 | 0 | 0 | 0 | 0 | 0 | 0 | 0 | 0 | 0 | 0 | 0 | 0 | 0 | 0 | 0 | 0 | 0 | 0 | 0 | 0 | 0 | 0 | 0 | 0 | 0 | 0 | 0 | 0 | 0
F3_Industrial_Industrial - Int_Existing_Space Heating_Natural Gas_Boiler_E8 | F3 | Industrial | Industrial - Int | Existing | Space Heating | Natural Gas | Boiler | E8 | PACT BC Ratio | 0 | 0 | 0 | 0 | 0 | 0 | 0 | 0 | 0 | 0 | 0 | 0 | 0 | 0 | 0 | 0 | 0 | 0 | 0 | 0 | 0 | 0 | 0 | 0 | 0 | 0 | 0 | 0 | 0 | 0 | 0 | 0 | 0
F3_Industrial_Industrial - Int_Existing_Space Heating_Natural Gas_Boiler_E9 | F3 | Industrial | Industrial - Int | Existing | Space Heating | Natural Gas | Boiler | E9 | PACT BC Ratio | 0 | 0 | 0 | 0 | 0 | 0 | 0 | 0 | 0 | 0 | 0 | 0 | 0 | 0 | 0 | 0 | 0 | 0 | 0 | 0 | 0 | 0 | 0 | 0 | 0 | 0 | 0 | 0 | 0 | 0 | 0 | 0 | 0
F3_Industrial_Industrial - Int_Existing_Space Heating_Natural Gas_Boiler_E10 | F3 | Industrial | Industrial - Int | Existing | Space Heating | Natural Gas | Boiler | E10 | PACT BC Ratio | 0 | 0 | 0 | 0 | 0 | 0 | 0 | 0 | 0 | 0 | 0 | 0 | 0 | 0 | 0 | 0 | 0 | 0 | 0 | 0 | 0 | 0 | 0 | 0 | 0 | 0 | 0 | 0 | 0 | 0 | 0 | 0 | 0
F4_Industrial_Industrial - Int_Existing_Space Heating_Natural Gas_Boiler_E1 | F4 | Industrial | Industrial - Int | Existing | Space Heating | Natural Gas | Boiler | E1 | RVT BC Ratio | bar: 2019 to 2051
F4_Industrial_Industrial - Int_Existing_Space Heating_Natural Gas_Boiler_E2 | F4 | Industrial | Industrial - Int | Existing | Space Heating | Natural Gas | Boiler | E2 | RVT BC Ratio | 14.2939 | 14.3066 | 14.3206 | 14.3407 | 14.3683 | 14.4093 | 14.438 | 14.46 | 14.4838 | 14.5055 | 14.5203 | 14.5295 | 14.538 | 14.5457 | 14.5557 | 14.5597 | 14.5668 | 14.5802 | 14.5943 | 14.6108 | 14.6303 | 14.6466 | 14.6593 | 14.669 | 14.6754 | 14.6773 | 14.6739 | 14.6668 | 14.6613 | 14.6586 | 14.6605 | 14.6613 | 14.6613
F4_Industrial_Industrial - Int_Existing_Space Heating_Natural Gas_Boiler_E3 | F4 | Industrial | Industrial - Int | Existing | Space Heating | Natural Gas | Boiler | E3 | RVT BC Ratio | 14.1616 | 14.1742 | 14.1881 | 14.2079 | 14.2353 | 14.2759 | 14.3043 | 14.326 | 14.3496 | 14.3711 | 14.3858 | 14.3949 | 14.4033 | 14.4109 | 14.4208 | 14.4248 | 14.4318 | 14.4451 | 14.4591 | 14.4754 | 14.4947 | 14.5108 | 14.5234 | 14.533 | 14.5393 | 14.5412 | 14.5378 | 14.5308 | 14.5253 | 14.5227 | 14.5246 | 14.5254 | 14.5254
F4_Industrial_Industrial - Int_Existing_Space Heating_Natural Gas_Boiler_E4 | F4 | Industrial | Industrial - Int | Existing | Space Heating | Natural Gas | Boiler | E4 | RVT BC Ratio | 0.94343 | 0.94343 | 0.94344 | 0.94344 | 0.94344 | 0.94345 | 0.94345 | 0.94346 | 0.94346 | 0.94346 | 0.94346 | 0.94347 | 0.94347 | 0.94347 | 0.94347 | 0.94347 | 0.94347 | 0.94347 | 0.94347 | 0.94347 | 0.94347 | 0.94348 | 0.94348 | 0.94348 | 0.94348 | 0.94348 | 0.94348 | 0.94348 | 0.94348 | 0.94348 | 0.94348 | 0.94348 | 0.94348
F4_Industrial_Industrial - Int_Existing_Space Heating_Natural Gas_Boiler_E5 | F4 | Industrial | Industrial - Int | Existing | Space Heating | Natural Gas | Boiler | E5 | RVT BC Ratio | 0 | 0 | 0 | 0 | 0 | 0 | 0 | 0 | 0 | 0 | 0 | 0 | 0 | 0 | 0 | 0 | 0 | 0 | 0 | 0 | 0 | 0 | 0 | 0 | 0 | 0 | 0 | 0 | 0 | 0 | 0 | 0 | 0
F4_Industrial_Industrial - Int_Existing_Space Heating_Natural Gas_Boiler_E6 | F4 | Industrial | Industrial - Int | Existing | Space Heating | Natural Gas | Boiler | E6 | RVT BC Ratio | 0 | 0 | 0 | 0 | 0 | 0 | 0 | 0 | 0 | 0 | 0 | 0 | 0 | 0 | 0 | 0 | 0 | 0 | 0 | 0 | 0 | 0 | 0 | 0 | 0 | 0 | 0 | 0 | 0 | 0 | 0 | 0 | 0
F4_Industrial_Industrial - Int_Existing_Space Heating_Natural Gas_Boiler_E7 | F4 | Industrial | Industrial - Int | Existing | Space Heating | Natural Gas | Boiler | E7 | RVT BC Ratio | 0 | 0 | 0 | 0 | 0 | 0 | 0 | 0 | 0 | 0 | 0 | 0 | 0 | 0 | 0 | 0 | 0 | 0 | 0 | 0 | 0 | 0 | 0 | 0 | 0 | 0 | 0 | 0 | 0 | 0 | 0 | 0 | 0
F4_Industrial_Industrial - Int_Existing_Space Heating_Natural Gas_Boiler_E8 | F4 | Industrial | Industrial - Int | Existing | Space Heating | Natural Gas | Boiler | E8 | RVT BC Ratio | 0 | 0 | 0 | 0 | 0 | 0 | 0 | 0 | 0 | 0 | 0 | 0 | 0 | 0 | 0 | 0 | 0 | 0 | 0 | 0 | 0 | 0 | 0 | 0 | 0 | 0 | 0 | 0 | 0 | 0 | 0 | 0 | 0
F4_Industrial_Industrial - Int_Existing_Space Heating_Natural Gas_Boiler_E9 | F4 | Industrial | Industrial - Int | Existing | Space Heating | Natural Gas | Boiler | E9 | RVT BC Ratio | 0 | 0 | 0 | 0 | 0 | 0 | 0 | 0 | 0 | 0 | 0 | 0 | 0 | 0 | 0 | 0 | 0 | 0 | 0 | 0 | 0 | 0 | 0 | 0 | 0 | 0 | 0 | 0 | 0 | 0 | 0 | 0 | 0
F4_Industrial_Industrial - Int_Existing_Space Heating_Natural Gas_Boiler_E10 | F4 | Industrial | Industrial - Int | Existing | Space Heating | Natural Gas | Boiler | E10 | RVT BC Ratio | 0 | 0 | 0 | 0 | 0 | 0 | 0 | 0 | 0 | 0 | 0 | 0 | 0 | 0 | 0 | 0 | 0 | 0 | 0 | 0 | 0 | 0 | 0 | 0 | 0 | 0 | 0 | 0 | 0 | 0 | 0 | 0 | 0
F5_Industrial_Industrial - Int_Existing_Space Heating_Natural Gas_Boiler_E1 | F5 | Industrial | Industrial - Int | Existing | Space Heating | Natural Gas | Boiler | E1 | RIM BC Ratio | bar: 2019 to 2051
F5_Industrial_Industrial - Int_Existing_Space Heating_Natural Gas_Boiler_E2 | F5 | Industrial | Industrial - Int | Existing | Space Heating | Natural Gas | Boiler | E2 | RIM BC Ratio | 0.72706 | 0.72715 | 0.72725 | 0.72739 | 0.72758 | 0.72786 | 0.72806 | 0.72821 | 0.72838 | 0.72853 | 0.72863 | 0.72869 | 0.72875 | 0.7288 | 0.72887 | 0.72889 | 0.72894 | 0.72903 | 0.72913 | 0.72924 | 0.72937 | 0.72948 | 0.72957 | 0.72963 | 0.72967 | 0.72969 | 0.72966 | 0.72962 | 0.72958 | 0.72956 | 0.72957 | 0.72958 | 0.72958
F5_Industrial_Industrial - Int_Existing_Space Heating_Natural Gas_Boiler_E3 | F5 | Industrial | Industrial - Int | Existing | Space Heating | Natural Gas | Boiler | E3 | RIM BC Ratio | 0.72612 | 0.72621 | 0.72631 | 0.72645 | 0.72665 | 0.72693 | 0.72713 | 0.72728 | 0.72745 | 0.7276 | 0.7277 | 0.72776 | 0.72782 | 0.72787 | 0.72794 | 0.72797 | 0.72802 | 0.72811 | 0.72821 | 0.72832 | 0.72845 | 0.72856 | 0.72865 | 0.72871 | 0.72876 | 0.72877 | 0.72875 | 0.7287 | 0.72866 | 0.72864 | 0.72866 | 0.72866 | 0.72866
F5_Industrial_Industrial - Int_Existing_Space Heating_Natural Gas_Boiler_E4 | F5 | Industrial | Industrial - Int | Existing | Space Heating | Natural Gas | Boiler | E4 | RIM BC Ratio | 0.00095086 | 0.00095187 | 0.00095302 | 0.00095445 | 0.00095621 | 0.00095845 | 0.00096024 | 0.00096173 | 0.00096316 | 0.0009644 | 0.00096528 | 0.00096584 | 0.00096626 | 0.00096657 | 0.00096689 | 0.00096694 | 0.00096708 | 0.00096747 | 0.00096794 | 0.00096853 | 0.00096924 | 0.00096983 | 0.00097029 | 0.00097063 | 0.00097086 | 0.00097093 | 0.00097081 | 0.00097056 | 0.00097036 | 0.00097026 | 0.00097033 | 0.00097036 | 0.00097036
F5_Industrial_Industrial - Int_Existing_Space Heating_Natural Gas_Boiler_E5 | F5 | Industrial | Industrial - Int | Existing | Space Heating | Natural Gas | Boiler | E5 | RIM BC Ratio | 0 | 0 | 0 | 0 | 0 | 0 | 0 | 0 | 0 | 0 | 0 | 0 | 0 | 0 | 0 | 0 | 0 | 0 | 0 | 0 | 0 | 0 | 0 | 0 | 0 | 0 | 0 | 0 | 0 | 0 | 0 | 0 | 0
F5_Industrial_Industrial - Int_Existing_Space Heating_Natural Gas_Boiler_E6 | F5 | Industrial | Industrial - Int | Existing | Space Heating | Natural Gas | Boiler | E6 | RIM BC Ratio | 0 | 0 | 0 | 0 | 0 | 0 | 0 | 0 | 0 | 0 | 0 | 0 | 0 | 0 | 0 | 0 | 0 | 0 | 0 | 0 | 0 | 0 | 0 | 0 | 0 | 0 | 0 | 0 | 0 | 0 | 0 | 0 | 0
F5_Industrial_Industrial - Int_Existing_Space Heating_Natural Gas_Boiler_E7 | F5 | Industrial | Industrial - Int | Existing | Space Heating | Natural Gas | Boiler | E7 | RIM BC Ratio | 0 | 0 | 0 | 0 | 0 | 0 | 0 | 0 | 0 | 0 | 0 | 0 | 0 | 0 | 0 | 0 | 0 | 0 | 0 | 0 | 0 | 0 | 0 | 0 | 0 | 0 | 0 | 0 | 0 | 0 | 0 | 0 | 0
F5_Industrial_Industrial - Int_Existing_Space Heating_Natural Gas_Boiler_E8 | F5 | Industrial | Industrial - Int | Existing | Space Heating | Natural Gas | Boiler | E8 | RIM BC Ratio | 0 | 0 | 0 | 0 | 0 | 0 | 0 | 0 | 0 | 0 | 0 | 0 | 0 | 0 | 0 | 0 | 0 | 0 | 0 | 0 | 0 | 0 | 0 | 0 | 0 | 0 | 0 | 0 | 0 | 0 | 0 | 0 | 0
F5_Industrial_Industrial - Int_Existing_Space Heating_Natural Gas_Boiler_E9 | F5 | Industrial | Industrial - Int | Existing | Space Heating | Natural Gas | Boiler | E9 | RIM BC Ratio | 0 | 0 | 0 | 0 | 0 | 0 | 0 | 0 | 0 | 0 | 0 | 0 | 0 | 0 | 0 | 0 | 0 | 0 | 0 | 0 | 0 | 0 | 0 | 0 | 0 | 0 | 0 | 0 | 0 | 0 | 0 | 0 | 0
F5_Industrial_Industrial - Int_Existing_Space Heating_Natural Gas_Boiler_E10 | F5 | Industrial | Industrial - Int | Existing | Space Heating | Natural Gas | Boiler | E10 | RIM BC Ratio | 0 | 0 | 0 | 0 | 0 | 0 | 0 | 0 | 0 | 0 | 0 | 0 | 0 | 0 | 0 | 0 | 0 | 0 | 0 | 0 | 0 | 0 | 0 | 0 | 0 | 0 | 0 | 0 | 0 | 0 | 0 | 0 | 0
F0_Industrial_Industrial - Int_Existing_Space Heating_Natural Gas_Unit Heater_E0 | F0 | Industrial | Industrial - Int | Existing | Space Heating | Natural Gas | Unit Heater | E0 | Economic Unit | Infrared Radiant | Infrared Radiant | Infrared Radiant | Infrared Radiant | Infrared Radiant | Infrared Radiant | Infrared Radiant | Infrared Radiant | Infrared Radiant | Infrared Radiant | Infrared Radiant | Infrared Radiant | Infrared Radiant | Infrared Radiant | Infrared Radiant | Infrared Radiant | Infrared Radiant | Infrared Radiant | Infrared Radiant | Infrared Radiant | Infrared Radiant | Infrared Radiant | Infrared Radiant | Infrared Radiant | Infrared Radiant | Infrared Radiant | Infrared Radiant | Infrared Radiant | Infrared Radiant | Infrared Radiant | Infrared Radiant | Infrared Radiant | Infrared Radiant
F1_Industrial_Industrial - Int_Existing_Space Heating_Natural Gas_Unit Heater_E1 | F1 | Industrial | Industrial - Int | Existing | Space Heating | Natural Gas | Unit Heater | E1 | CCE | 0 | 0 | 0 | 0 | 0 | 0 | 0 | 0 | 0 | 0 | 0 | 0 | 0 | 0 | 0 | 0 | 0 | 0 | 0 | 0 | 0 | 0 | 0 | 0 | 0 | 0 | 0 | 0 | 0 | 0 | 0 | 0 | 0
F1_Industrial_Industrial - Int_Existing_Space Heating_Natural Gas_Unit Heater_E2 | F1 | Industrial | Industrial - Int | Existing | Space Heating | Natural Gas | Unit Heater | E2 | CCE | 2.7438 | 2.7438 | 2.7584 | 2.7731 | 2.788 | 2.8031 | 2.8184 | 2.8338 | 2.8493 | 2.8651 | 2.881 | 2.8971 | 2.9134 | 2.9298 | 2.9465 | 2.9633 | 2.9804 | 2.9976 | 3.015 | 3.0327 | 3.0505 | 3.0685 | 3.0868 | 3.1053 | 3.124 | 3.1429 | 3.1621 | 3.1814 | 3.2011 | 3.2209 | 3.2411 | 3.2614 | 3.2614
F1_Industrial_Industrial - Int_Existing_Space Heating_Natural Gas_Unit Heater_E3 | F1 | Industrial | Industrial - Int | Existing | Space Heating | Natural Gas | Unit Heater | E3 | CCE | 0.13769 | 0.13769 | 0.13842 | 0.13916 | 0.13991 | 0.14067 | 0.14143 | 0.1422 | 0.14299 | 0.14378 | 0.14458 | 0.14538 | 0.1462 | 0.14703 | 0.14786 | 0.14871 | 0.14956 | 0.15043 | 0.1513 | 0.15219 | 0.15308 | 0.15398 | 0.1549 | 0.15583 | 0.15677 | 0.15772 | 0.15868 | 0.15965 | 0.16064 | 0.16163 | 0.16264 | 0.16367 | 0.16367
F1_Industrial_Industrial - Int_Existing_Space Heating_Natural Gas_Unit Heater_E4 | F1 | Industrial | Industrial - Int | Existing | Space Heating | Natural Gas | Unit Heater | E4 | CCE | 0 | 0 | 0 | 0 | 0 | 0 | 0 | 0 | 0 | 0 | 0 | 0 | 0 | 0 | 0 | 0 | 0 | 0 | 0 | 0 | 0 | 0 | 0 | 0 | 0 | 0 | 0 | 0 | 0 | 0 | 0 | 0 | 0
F1_Industrial_Industrial - Int_Existing_Space Heating_Natural Gas_Unit Heater_E5 | F1 | Industrial | Industrial - Int | Existing | Space Heating | Natural Gas | Unit Heater | E5 | CCE | 0 | 0 | 0 | 0 | 0 | 0 | 0 | 0 | 0 | 0 | 0 | 0 | 0 | 0 | 0 | 0 | 0 | 0 | 0 | 0 | 0 | 0 | 0 | 0 | 0 | 0 | 0 | 0 | 0 | 0 | 0 | 0 | 0
F1_Industrial_Industrial - Int_Existing_Space Heating_Natural Gas_Unit Heater_E6 | F1 | Industrial | Industrial - Int | Existing | Space Heating | Natural Gas | Unit Heater | E6 | CCE | 0 | 0 | 0 | 0 | 0 | 0 | 0 | 0 | 0 | 0 | 0 | 0 | 0 | 0 | 0 | 0 | 0 | 0 | 0 | 0 | 0 | 0 | 0 | 0 | 0 | 0 | 0 | 0 | 0 | 0 | 0 | 0 | 0
F1_Industrial_Industrial - Int_Existing_Space Heating_Natural Gas_Unit Heater_E7 | F1 | Industrial | Industrial - Int | Existing | Space Heating | Natural Gas | Unit Heater | E7 | CCE | 0 | 0 | 0 | 0 | 0 | 0 | 0 | 0 | 0 | 0 | 0 | 0 | 0 | 0 | 0 | 0 | 0 | 0 | 0 | 0 | 0 | 0 | 0 | 0 | 0 | 0 | 0 | 0 | 0 | 0 | 0 | 0 | 0
F1_Industrial_Industrial - Int_Existing_Space Heating_Natural Gas_Unit Heater_E8 | F1 | Industrial | Industrial - Int | Existing | Space Heating | Natural Gas | Unit Heater | E8 | CCE | 0 | 0 | 0 | 0 | 0 | 0 | 0 | 0 | 0 | 0 | 0 | 0 | 0 | 0 | 0 | 0 | 0 | 0 | 0 | 0 | 0 | 0 | 0 | 0 | 0 | 0 | 0 | 0 | 0 | 0 | 0 | 0 | 0
F1_Industrial_Industrial - Int_Existing_Space Heating_Natural Gas_Unit Heater_E9 | F1 | Industrial | Industrial - Int | Existing | Space Heating | Natural Gas | Unit Heater | E9 | CCE | 0 | 0 | 0 | 0 | 0 | 0 | 0 | 0 | 0 | 0 | 0 | 0 | 0 | 0 | 0 | 0 | 0 | 0 | 0 | 0 | 0 | 0 | 0 | 0 | 0 | 0 | 0 | 0 | 0 | 0 | 0 | 0 | 0
F1_Industrial_Industrial - Int_Existing_Space Heating_Natural Gas_Unit Heater_E10 | F1 | Industrial | Industrial - Int | Existing | Space Heating | Natural Gas | Unit Heater | E10 | CCE | 0 | 0 | 0 | 0 | 0 | 0 | 0 | 0 | 0 | 0 | 0 | 0 | 0 | 0 | 0 | 0 | 0 | 0 | 0 | 0 | 0 | 0 | 0 | 0 | 0 | 0 | 0 | 0 | 0 | 0 | 0 | 0 | 0
F2_Industrial_Industrial - Int_Existing_Space Heating_Natural Gas_Unit Heater_E1 | F2 | Industrial | Industrial - Int | Existing | Space Heating | Natural Gas | Unit Heater | E1 | TRC BC Ratio | bar: 2019 to 2051
F2_Industrial_Industrial - Int_Existing_Space Heating_Natural Gas_Unit Heater_E2 | F2 | Industrial | Industrial - Int | Existing | Space Heating | Natural Gas | Unit Heater | E2 | TRC BC Ratio | 0.65138 | 0.65212 | 0.65293 | 0.65414 | 0.65587 | 0.65858 | 0.66018 | 0.66116 | 0.6623 | 0.66333 | 0.66391 | 0.6642 | 0.66461 | 0.66513 | 0.66597 | 0.66644 | 0.66715 | 0.66833 | 0.66949 | 0.67079 | 0.6723 | 0.67358 | 0.67458 | 0.67534 | 0.67584 | 0.67599 | 0.67572 | 0.67517 | 0.67473 | 0.67452 | 0.67467 | 0.67473 | 0.67473
F2_Industrial_Industrial - Int_Existing_Space Heating_Natural Gas_Unit Heater_E3 | F2 | Industrial | Industrial - Int | Existing | Space Heating | Natural Gas | Unit Heater | E3 | TRC BC Ratio | 13.0783 | 13.1115 | 13.1524 | 13.2069 | 13.2753 | 13.3771 | 13.4236 | 13.4331 | 13.4408 | 13.4385 | 13.4179 | 13.3947 | 13.3863 | 13.3943 | 13.4241 | 13.4475 | 13.4825 | 13.5345 | 13.5826 | 13.6317 | 13.6848 | 13.7308 | 13.7676 | 13.7954 | 13.8139 | 13.8193 | 13.8094 | 13.7891 | 13.7731 | 13.7654 | 13.771 | 13.7732 | 13.7732
F2_Industrial_Industrial - Int_Existing_Space Heating_Natural Gas_Unit Heater_E4 | F2 | Industrial | Industrial - Int | Existing | Space Heating | Natural Gas | Unit Heater | E4 | TRC BC Ratio | 0 | 0 | 0 | 0 | 0 | 0 | 0 | 0 | 0 | 0 | 0 | 0 | 0 | 0 | 0 | 0 | 0 | 0 | 0 | 0 | 0 | 0 | 0 | 0 | 0 | 0 | 0 | 0 | 0 | 0 | 0 | 0 | 0
F2_Industrial_Industrial - Int_Existing_Space Heating_Natural Gas_Unit Heater_E5 | F2 | Industrial | Industrial - Int | Existing | Space Heating | Natural Gas | Unit Heater | E5 | TRC BC Ratio | 0 | 0 | 0 | 0 | 0 | 0 | 0 | 0 | 0 | 0 | 0 | 0 | 0 | 0 | 0 | 0 | 0 | 0 | 0 | 0 | 0 | 0 | 0 | 0 | 0 | 0 | 0 | 0 | 0 | 0 | 0 | 0 | 0
F2_Industrial_Industrial - Int_Existing_Space Heating_Natural Gas_Unit Heater_E6 | F2 | Industrial | Industrial - Int | Existing | Space Heating | Natural Gas | Unit Heater | E6 | TRC BC Ratio | 0 | 0 | 0 | 0 | 0 | 0 | 0 | 0 | 0 | 0 | 0 | 0 | 0 | 0 | 0 | 0 | 0 | 0 | 0 | 0 | 0 | 0 | 0 | 0 | 0 | 0 | 0 | 0 | 0 | 0 | 0 | 0 | 0
F2_Industrial_Industrial - Int_Existing_Space Heating_Natural Gas_Unit Heater_E7 | F2 | Industrial | Industrial - Int | Existing | Space Heating | Natural Gas | Unit Heater | E7 | TRC BC Ratio | 0 | 0 | 0 | 0 | 0 | 0 | 0 | 0 | 0 | 0 | 0 | 0 | 0 | 0 | 0 | 0 | 0 | 0 | 0 | 0 | 0 | 0 | 0 | 0 | 0 | 0 | 0 | 0 | 0 | 0 | 0 | 0 | 0
F2_Industrial_Industrial - Int_Existing_Space Heating_Natural Gas_Unit Heater_E8 | F2 | Industrial | Industrial - Int | Existing | Space Heating | Natural Gas | Unit Heater | E8 | TRC BC Ratio | 0 | 0 | 0 | 0 | 0 | 0 | 0 | 0 | 0 | 0 | 0 | 0 | 0 | 0 | 0 | 0 | 0 | 0 | 0 | 0 | 0 | 0 | 0 | 0 | 0 | 0 | 0 | 0 | 0 | 0 | 0 | 0 | 0
F2_Industrial_Industrial - Int_Existing_Space Heating_Natural Gas_Unit Heater_E9 | F2 | Industrial | Industrial - Int | Existing | Space Heating | Natural Gas | Unit Heater | E9 | TRC BC Ratio | 0 | 0 | 0 | 0 | 0 | 0 | 0 | 0 | 0 | 0 | 0 | 0 | 0 | 0 | 0 | 0 | 0 | 0 | 0 | 0 | 0 | 0 | 0 | 0 | 0 | 0 | 0 | 0 | 0 | 0 | 0 | 0 | 0
F2_Industrial_Industrial - Int_Existing_Space Heating_Natural Gas_Unit Heater_E10 | F2 | Industrial | Industrial - Int | Existing | Space Heating | Natural Gas | Unit Heater | E10 | TRC BC Ratio | 0 | 0 | 0 | 0 | 0 | 0 | 0 | 0 | 0 | 0 | 0 | 0 | 0 | 0 | 0 | 0 | 0 | 0 | 0 | 0 | 0 | 0 | 0 | 0 | 0 | 0 | 0 | 0 | 0 | 0 | 0 | 0 | 0
F3_Industrial_Industrial - Int_Existing_Space Heating_Natural Gas_Unit Heater_E1 | F3 | Industrial | Industrial - Int | Existing | Space Heating | Natural Gas | Unit Heater | E1 | PACT BC Ratio | bar: 2019 to 2051
F3_Industrial_Industrial - Int_Existing_Space Heating_Natural Gas_Unit Heater_E2 | F3 | Industrial | Industrial - Int | Existing | Space Heating | Natural Gas | Unit Heater | E2 | PACT BC Ratio | 1.3797 | 1.3812 | 1.3829 | 1.3855 | 1.3892 | 1.3949 | 1.3983 | 1.4004 | 1.4028 | 1.405 | 1.4062 | 1.4068 | 1.4077 | 1.4088 | 1.4106 | 1.4115 | 1.4131 | 1.4155 | 1.418 | 1.4208 | 1.424 | 1.4267 | 1.4288 | 1.4304 | 1.4315 | 1.4318 | 1.4312 | 1.43 | 1.4291 | 1.4287 | 1.429 | 1.4291 | 1.4291
F3_Industrial_Industrial - Int_Existing_Space Heating_Natural Gas_Unit Heater_E3 | F3 | Industrial | Industrial - Int | Existing | Space Heating | Natural Gas | Unit Heater | E3 | PACT BC Ratio | 27.7006 | 27.7708 | 27.8575 | 27.9729 | 28.1177 | 28.3333 | 28.4319 | 28.452 | 28.4683 | 28.4634 | 28.4198 | 28.3706 | 28.3528 | 28.3698 | 28.4329 | 28.4826 | 28.5566 | 28.6668 | 28.7687 | 28.8726 | 28.985 | 29.0825 | 29.1604 | 29.2193 | 29.2586 | 29.2699 | 29.2491 | 29.2061 | 29.1722 | 29.1558 | 29.1678 | 29.1724 | 29.1724
F3_Industrial_Industrial - Int_Existing_Space Heating_Natural Gas_Unit Heater_E4 | F3 | Industrial | Industrial - Int | Existing | Space Heating | Natural Gas | Unit Heater | E4 | PACT BC Ratio | 0 | 0 | 0 | 0 | 0 | 0 | 0 | 0 | 0 | 0 | 0 | 0 | 0 | 0 | 0 | 0 | 0 | 0 | 0 | 0 | 0 | 0 | 0 | 0 | 0 | 0 | 0 | 0 | 0 | 0 | 0 | 0 | 0
F3_Industrial_Industrial - Int_Existing_Space Heating_Natural Gas_Unit Heater_E5 | F3 | Industrial | Industrial - Int | Existing | Space Heating | Natural Gas | Unit Heater | E5 | PACT BC Ratio | 0 | 0 | 0 | 0 | 0 | 0 | 0 | 0 | 0 | 0 | 0 | 0 | 0 | 0 | 0 | 0 | 0 | 0 | 0 | 0 | 0 | 0 | 0 | 0 | 0 | 0 | 0 | 0 | 0 | 0 | 0 | 0 | 0
F3_Industrial_Industrial - Int_Existing_Space Heating_Natural Gas_Unit Heater_E6 | F3 | Industrial | Industrial - Int | Existing | Space Heating | Natural Gas | Unit Heater | E6 | PACT BC Ratio | 0 | 0 | 0 | 0 | 0 | 0 | 0 | 0 | 0 | 0 | 0 | 0 | 0 | 0 | 0 | 0 | 0 | 0 | 0 | 0 | 0 | 0 | 0 | 0 | 0 | 0 | 0 | 0 | 0 | 0 | 0 | 0 | 0
F3_Industrial_Industrial - Int_Existing_Space Heating_Natural Gas_Unit Heater_E7 | F3 | Industrial | Industrial - Int | Existing | Space Heating | Natural Gas | Unit Heater | E7 | PACT BC Ratio | 0 | 0 | 0 | 0 | 0 | 0 | 0 | 0 | 0 | 0 | 0 | 0 | 0 | 0 | 0 | 0 | 0 | 0 | 0 | 0 | 0 | 0 | 0 | 0 | 0 | 0 | 0 | 0 | 0 | 0 | 0 | 0 | 0
F3_Industrial_Industrial - Int_Existing_Space Heating_Natural Gas_Unit Heater_E8 | F3 | Industrial | Industrial - Int | Existing | Space Heating | Natural Gas | Unit Heater | E8 | PACT BC Ratio | 0 | 0 | 0 | 0 | 0 | 0 | 0 | 0 | 0 | 0 | 0 | 0 | 0 | 0 | 0 | 0 | 0 | 0 | 0 | 0 | 0 | 0 | 0 | 0 | 0 | 0 | 0 | 0 | 0 | 0 | 0 | 0 | 0
F3_Industrial_Industrial - Int_Existing_Space Heating_Natural Gas_Unit Heater_E9 | F3 | Industrial | Industrial - Int | Existing | Space Heating | Natural Gas | Unit Heater | E9 | PACT BC Ratio | 0 | 0 | 0 | 0 | 0 | 0 | 0 | 0 | 0 | 0 | 0 | 0 | 0 | 0 | 0 | 0 | 0 | 0 | 0 | 0 | 0 | 0 | 0 | 0 | 0 | 0 | 0 | 0 | 0 | 0 | 0 | 0 | 0
F3_Industrial_Industrial - Int_Existing_Space Heating_Natural Gas_Unit Heater_E10 | F3 | Industrial | Industrial - Int | Existing | Space Heating | Natural Gas | Unit Heater | E10 | PACT BC Ratio | 0 | 0 | 0 | 0 | 0 | 0 | 0 | 0 | 0 | 0 | 0 | 0 | 0 | 0 | 0 | 0 | 0 | 0 | 0 | 0 | 0 | 0 | 0 | 0 | 0 | 0 | 0 | 0 | 0 | 0 | 0 | 0 | 0
F4_Industrial_Industrial - Int_Existing_Space Heating_Natural Gas_Unit Heater_E1 | F4 | Industrial | Industrial - Int | Existing | Space Heating | Natural Gas | Unit Heater | E1 | RVT BC Ratio | bar: 2019 to 2051
F4_Industrial_Industrial - Int_Existing_Space Heating_Natural Gas_Unit Heater_E2 | F4 | Industrial | Industrial - Int | Existing | Space Heating | Natural Gas | Unit Heater | E2 | RVT BC Ratio | 1.3355 | 1.3367 | 1.338 | 1.3399 | 1.3426 | 1.347 | 1.3495 | 1.3511 | 1.3529 | 1.3545 | 1.3555 | 1.3559 | 1.3566 | 1.3574 | 1.3587 | 1.3595 | 1.3606 | 1.3625 | 1.3643 | 1.3664 | 1.3688 | 1.3708 | 1.3724 | 1.3736 | 1.3744 | 1.3747 | 1.3742 | 1.3734 | 1.3727 | 1.3723 | 1.3726 | 1.3727 | 1.3727
F4_Industrial_Industrial - Int_Existing_Space Heating_Natural Gas_Unit Heater_E3 | F4 | Industrial | Industrial - Int | Existing | Space Heating | Natural Gas | Unit Heater | E3 | RVT BC Ratio | 21.1155 | 21.1683 | 21.2335 | 21.3202 | 21.4291 | 21.5911 | 21.6651 | 21.6802 | 21.6925 | 21.6888 | 21.656 | 21.6191 | 21.6057 | 21.6185 | 21.6659 | 21.7032 | 21.7588 | 21.8417 | 21.9183 | 21.9964 | 22.0808 | 22.1541 | 22.2126 | 22.2569 | 22.2864 | 22.2949 | 22.2792 | 22.2469 | 22.2215 | 22.2091 | 22.2181 | 22.2216 | 22.2216
F4_Industrial_Industrial - Int_Existing_Space Heating_Natural Gas_Unit Heater_E4 | F4 | Industrial | Industrial - Int | Existing | Space Heating | Natural Gas | Unit Heater | E4 | RVT BC Ratio | 0 | 0 | 0 | 0 | 0 | 0 | 0 | 0 | 0 | 0 | 0 | 0 | 0 | 0 | 0 | 0 | 0 | 0 | 0 | 0 | 0 | 0 | 0 | 0 | 0 | 0 | 0 | 0 | 0 | 0 | 0 | 0 | 0
F4_Industrial_Industrial - Int_Existing_Space Heating_Natural Gas_Unit Heater_E5 | F4 | Industrial | Industrial - Int | Existing | Space Heating | Natural Gas | Unit Heater | E5 | RVT BC Ratio | 0 | 0 | 0 | 0 | 0 | 0 | 0 | 0 | 0 | 0 | 0 | 0 | 0 | 0 | 0 | 0 | 0 | 0 | 0 | 0 | 0 | 0 | 0 | 0 | 0 | 0 | 0 | 0 | 0 | 0 | 0 | 0 | 0
F4_Industrial_Industrial - Int_Existing_Space Heating_Natural Gas_Unit Heater_E6 | F4 | Industrial | Industrial - Int | Existing | Space Heating | Natural Gas | Unit Heater | E6 | RVT BC Ratio | 0 | 0 | 0 | 0 | 0 | 0 | 0 | 0 | 0 | 0 | 0 | 0 | 0 | 0 | 0 | 0 | 0 | 0 | 0 | 0 | 0 | 0 | 0 | 0 | 0 | 0 | 0 | 0 | 0 | 0 | 0 | 0 | 0
F4_Industrial_Industrial - Int_Existing_Space Heating_Natural Gas_Unit Heater_E7 | F4 | Industrial | Industrial - Int | Existing | Space Heating | Natural Gas | Unit Heater | E7 | RVT BC Ratio | 0 | 0 | 0 | 0 | 0 | 0 | 0 | 0 | 0 | 0 | 0 | 0 | 0 | 0 | 0 | 0 | 0 | 0 | 0 | 0 | 0 | 0 | 0 | 0 | 0 | 0 | 0 | 0 | 0 | 0 | 0 | 0 | 0
F4_Industrial_Industrial - Int_Existing_Space Heating_Natural Gas_Unit Heater_E8 | F4 | Industrial | Industrial - Int | Existing | Space Heating | Natural Gas | Unit Heater | E8 | RVT BC Ratio | 0 | 0 | 0 | 0 | 0 | 0 | 0 | 0 | 0 | 0 | 0 | 0 | 0 | 0 | 0 | 0 | 0 | 0 | 0 | 0 | 0 | 0 | 0 | 0 | 0 | 0 | 0 | 0 | 0 | 0 | 0 | 0 | 0
F4_Industrial_Industrial - Int_Existing_Space Heating_Natural Gas_Unit Heater_E9 | F4 | Industrial | Industrial - Int | Existing | Space Heating | Natural Gas | Unit Heater | E9 | RVT BC Ratio | 0 | 0 | 0 | 0 | 0 | 0 | 0 | 0 | 0 | 0 | 0 | 0 | 0 | 0 | 0 | 0 | 0 | 0 | 0 | 0 | 0 | 0 | 0 | 0 | 0 | 0 | 0 | 0 | 0 | 0 | 0 | 0 | 0
F4_Industrial_Industrial - Int_Existing_Space Heating_Natural Gas_Unit Heater_E10 | F4 | Industrial | Industrial - Int | Existing | Space Heating | Natural Gas | Unit Heater | E10 | RVT BC Ratio | 0 | 0 | 0 | 0 | 0 | 0 | 0 | 0 | 0 | 0 | 0 | 0 | 0 | 0 | 0 | 0 | 0 | 0 | 0 | 0 | 0 | 0 | 0 | 0 | 0 | 0 | 0 | 0 | 0 | 0 | 0 | 0 | 0
F5_Industrial_Industrial - Int_Existing_Space Heating_Natural Gas_Unit Heater_E1 | F5 | Industrial | Industrial - Int | Existing | Space Heating | Natural Gas | Unit Heater | E1 | RIM BC Ratio | bar: 2019 to 2051
F5_Industrial_Industrial - Int_Existing_Space Heating_Natural Gas_Unit Heater_E2 | F5 | Industrial | Industrial - Int | Existing | Space Heating | Natural Gas | Unit Heater | E2 | RIM BC Ratio | 0.52005 | 0.52027 | 0.52052 | 0.52088 | 0.5214 | 0.52221 | 0.52268 | 0.52297 | 0.52331 | 0.52361 | 0.52378 | 0.52387 | 0.52398 | 0.52414 | 0.52438 | 0.52452 | 0.52473 | 0.52507 | 0.52541 | 0.52579 | 0.52622 | 0.52659 | 0.52688 | 0.5271 | 0.52725 | 0.52729 | 0.52721 | 0.52705 | 0.52693 | 0.52687 | 0.52691 | 0.52693 | 0.52693
F5_Industrial_Industrial - Int_Existing_Space Heating_Natural Gas_Unit Heater_E3 | F5 | Industrial | Industrial - Int | Existing | Space Heating | Natural Gas | Unit Heater | E3 | RIM BC Ratio | 0.81026 | 0.81032 | 0.8104 | 0.81049 | 0.81062 | 0.81079 | 0.81087 | 0.81089 | 0.8109 | 0.8109 | 0.81086 | 0.81082 | 0.81081 | 0.81082 | 0.81088 | 0.81092 | 0.81098 | 0.81106 | 0.81115 | 0.81123 | 0.81132 | 0.81139 | 0.81145 | 0.8115 | 0.81153 | 0.81154 | 0.81152 | 0.81149 | 0.81146 | 0.81145 | 0.81146 | 0.81146 | 0.81146
F5_Industrial_Industrial - Int_Existing_Space Heating_Natural Gas_Unit Heater_E4 | F5 | Industrial | Industrial - Int | Existing | Space Heating | Natural Gas | Unit Heater | E4 | RIM BC Ratio | 0 | 0 | 0 | 0 | 0 | 0 | 0 | 0 | 0 | 0 | 0 | 0 | 0 | 0 | 0 | 0 | 0 | 0 | 0 | 0 | 0 | 0 | 0 | 0 | 0 | 0 | 0 | 0 | 0 | 0 | 0 | 0 | 0
F5_Industrial_Industrial - Int_Existing_Space Heating_Natural Gas_Unit Heater_E5 | F5 | Industrial | Industrial - Int | Existing | Space Heating | Natural Gas | Unit Heater | E5 | RIM BC Ratio | 0 | 0 | 0 | 0 | 0 | 0 | 0 | 0 | 0 | 0 | 0 | 0 | 0 | 0 | 0 | 0 | 0 | 0 | 0 | 0 | 0 | 0 | 0 | 0 | 0 | 0 | 0 | 0 | 0 | 0 | 0 | 0 | 0
F5_Industrial_Industrial - Int_Existing_Space Heating_Natural Gas_Unit Heater_E6 | F5 | Industrial | Industrial - Int | Existing | Space Heating | Natural Gas | Unit Heater | E6 | RIM BC Ratio | 0 | 0 | 0 | 0 | 0 | 0 | 0 | 0 | 0 | 0 | 0 | 0 | 0 | 0 | 0 | 0 | 0 | 0 | 0 | 0 | 0 | 0 | 0 | 0 | 0 | 0 | 0 | 0 | 0 | 0 | 0 | 0 | 0
F5_Industrial_Industrial - Int_Existing_Space Heating_Natural Gas_Unit Heater_E7 | F5 | Industrial | Industrial - Int | Existing | Space Heating | Natural Gas | Unit Heater | E7 | RIM BC Ratio | 0 | 0 | 0 | 0 | 0 | 0 | 0 | 0 | 0 | 0 | 0 | 0 | 0 | 0 | 0 | 0 | 0 | 0 | 0 | 0 | 0 | 0 | 0 | 0 | 0 | 0 | 0 | 0 | 0 | 0 | 0 | 0 | 0
F5_Industrial_Industrial - Int_Existing_Space Heating_Natural Gas_Unit Heater_E8 | F5 | Industrial | Industrial - Int | Existing | Space Heating | Natural Gas | Unit Heater | E8 | RIM BC Ratio | 0 | 0 | 0 | 0 | 0 | 0 | 0 | 0 | 0 | 0 | 0 | 0 | 0 | 0 | 0 | 0 | 0 | 0 | 0 | 0 | 0 | 0 | 0 | 0 | 0 | 0 | 0 | 0 | 0 | 0 | 0 | 0 | 0
F5_Industrial_Industrial - Int_Existing_Space Heating_Natural Gas_Unit Heater_E9 | F5 | Industrial | Industrial - Int | Existing | Space Heating | Natural Gas | Unit Heater | E9 | RIM BC Ratio | 0 | 0 | 0 | 0 | 0 | 0 | 0 | 0 | 0 | 0 | 0 | 0 | 0 | 0 | 0 | 0 | 0 | 0 | 0 | 0 | 0 | 0 | 0 | 0 | 0 | 0 | 0 | 0 | 0 | 0 | 0 | 0 | 0
F5_Industrial_Industrial - Int_Existing_Space Heating_Natural Gas_Unit Heater_E10 | F5 | Industrial | Industrial - Int | Existing | Space Heating | Natural Gas | Unit Heater | E10 | RIM BC Ratio | 0 | 0 | 0 | 0 | 0 | 0 | 0 | 0 | 0 | 0 | 0 | 0 | 0 | 0 | 0 | 0 | 0 | 0 | 0 | 0 | 0 | 0 | 0 | 0 | 0 | 0 | 0 | 0 | 0 | 0 | 0 | 0 | 0
F0_Industrial_Industrial - Int_Existing_Process_Natural Gas_Process Heating_E0 | F0 | Industrial | Industrial - Int | Existing | Process | Natural Gas | Process Heating | E0 | Economic Unit | Standard | Standard | Standard | Standard | Standard | Standard | Standard | Standard | Standard | Standard | Standard | Standard | Standard | Standard | Standard | Standard | Standard | Standard | Standard | Standard | Standard | Standard | Standard | Standard | Standard | Standard | Standard | Standard | Standard | Standard | Standard | Standard | Standard
F1_Industrial_Industrial - Int_Existing_Process_Natural Gas_Process Heating_E1 | F1 | Industrial | Industrial - Int | Existing | Process | Natural Gas | Process Heating | E1 | CCE | 0 | 0 | 0 | 0 | 0 | 0 | 0 | 0 | 0 | 0 | 0 | 0 | 0 | 0 | 0 | 0 | 0 | 0 | 0 | 0 | 0 | 0 | 0 | 0 | 0 | 0 | 0 | 0 | 0 | 0 | 0 | 0 | 0
F1_Industrial_Industrial - Int_Existing_Process_Natural Gas_Process Heating_E2 | F1 | Industrial | Industrial - Int | Existing | Process | Natural Gas | Process Heating | E2 | CCE | 0 | 0 | 0 | 0 | 0 | 0 | 0 | 0 | 0 | 0 | 0 | 0 | 0 | 0 | 0 | 0 | 0 | 0 | 0 | 0 | 0 | 0 | 0 | 0 | 0 | 0 | 0 | 0 | 0 | 0 | 0 | 0 | 0
F1_Industrial_Industrial - Int_Existing_Process_Natural Gas_Process Heating_E3 | F1 | Industrial | Industrial - Int | Existing | Process | Natural Gas | Process Heating | E3 | CCE | 0 | 0 | 0 | 0 | 0 | 0 | 0 | 0 | 0 | 0 | 0 | 0 | 0 | 0 | 0 | 0 | 0 | 0 | 0 | 0 | 0 | 0 | 0 | 0 | 0 | 0 | 0 | 0 | 0 | 0 | 0 | 0 | 0
F1_Industrial_Industrial - Int_Existing_Process_Natural Gas_Process Heating_E4 | F1 | Industrial | Industrial - Int | Existing | Process | Natural Gas | Process Heating | E4 | CCE | 0 | 0 | 0 | 0 | 0 | 0 | 0 | 0 | 0 | 0 | 0 | 0 | 0 | 0 | 0 | 0 | 0 | 0 | 0 | 0 | 0 | 0 | 0 | 0 | 0 | 0 | 0 | 0 | 0 | 0 | 0 | 0 | 0
F1_Industrial_Industrial - Int_Existing_Process_Natural Gas_Process Heating_E5 | F1 | Industrial | Industrial - Int | Existing | Process | Natural Gas | Process Heating | E5 | CCE | 0 | 0 | 0 | 0 | 0 | 0 | 0 | 0 | 0 | 0 | 0 | 0 | 0 | 0 | 0 | 0 | 0 | 0 | 0 | 0 | 0 | 0 | 0 | 0 | 0 | 0 | 0 | 0 | 0 | 0 | 0 | 0 | 0
F1_Industrial_Industrial - Int_Existing_Process_Natural Gas_Process Heating_E6 | F1 | Industrial | Industrial - Int | Existing | Process | Natural Gas | Process Heating | E6 | CCE | 0 | 0 | 0 | 0 | 0 | 0 | 0 | 0 | 0 | 0 | 0 | 0 | 0 | 0 | 0 | 0 | 0 | 0 | 0 | 0 | 0 | 0 | 0 | 0 | 0 | 0 | 0 | 0 | 0 | 0 | 0 | 0 | 0
F1_Industrial_Industrial - Int_Existing_Process_Natural Gas_Process Heating_E7 | F1 | Industrial | Industrial - Int | Existing | Process | Natural Gas | Process Heating | E7 | CCE | 0 | 0 | 0 | 0 | 0 | 0 | 0 | 0 | 0 | 0 | 0 | 0 | 0 | 0 | 0 | 0 | 0 | 0 | 0 | 0 | 0 | 0 | 0 | 0 | 0 | 0 | 0 | 0 | 0 | 0 | 0 | 0 | 0
F1_Industrial_Industrial - Int_Existing_Process_Natural Gas_Process Heating_E8 | F1 | Industrial | Industrial - Int | Existing | Process | Natural Gas | Process Heating | E8 | CCE | 0 | 0 | 0 | 0 | 0 | 0 | 0 | 0 | 0 | 0 | 0 | 0 | 0 | 0 | 0 | 0 | 0 | 0 | 0 | 0 | 0 | 0 | 0 | 0 | 0 | 0 | 0 | 0 | 0 | 0 | 0 | 0 | 0
F1_Industrial_Industrial - Int_Existing_Process_Natural Gas_Process Heating_E9 | F1 | Industrial | Industrial - Int | Existing | Process | Natural Gas | Process Heating | E9 | CCE | 0 | 0 | 0 | 0 | 0 | 0 | 0 | 0 | 0 | 0 | 0 | 0 | 0 | 0 | 0 | 0 | 0 | 0 | 0 | 0 | 0 | 0 | 0 | 0 | 0 | 0 | 0 | 0 | 0 | 0 | 0 | 0 | 0
F1_Industrial_Industrial - Int_Existing_Process_Natural Gas_Process Heating_E10 | F1 | Industrial | Industrial - Int | Existing | Process | Natural Gas | Process Heating | E10 | CCE | 0 | 0 | 0 | 0 | 0 | 0 | 0 | 0 | 0 | 0 | 0 | 0 | 0 | 0 | 0 | 0 | 0 | 0 | 0 | 0 | 0 | 0 | 0 | 0 | 0 | 0 | 0 | 0 | 0 | 0 | 0 | 0 | 0
F2_Industrial_Industrial - Int_Existing_Process_Natural Gas_Process Heating_E1 | F2 | Industrial | Industrial - Int | Existing | Process | Natural Gas | Process Heating | E1 | TRC BC Ratio | bar: 2019 to 2051
F2_Industrial_Industrial - Int_Existing_Process_Natural Gas_Process Heating_E2 | F2 | Industrial | Industrial - Int | Existing | Process | Natural Gas | Process Heating | E2 | TRC BC Ratio | 0 | 0 | 0 | 0 | 0 | 0 | 0 | 0 | 0 | 0 | 0 | 0 | 0 | 0 | 0 | 0 | 0 | 0 | 0 | 0 | 0 | 0 | 0 | 0 | 0 | 0 | 0 | 0 | 0 | 0 | 0 | 0 | 0
F2_Industrial_Industrial - Int_Existing_Process_Natural Gas_Process Heating_E3 | F2 | Industrial | Industrial - Int | Existing | Process | Natural Gas | Process Heating | E3 | TRC BC Ratio | 0 | 0 | 0 | 0 | 0 | 0 | 0 | 0 | 0 | 0 | 0 | 0 | 0 | 0 | 0 | 0 | 0 | 0 | 0 | 0 | 0 | 0 | 0 | 0 | 0 | 0 | 0 | 0 | 0 | 0 | 0 | 0 | 0
F2_Industrial_Industrial - Int_Existing_Process_Natural Gas_Process Heating_E4 | F2 | Industrial | Industrial - Int | Existing | Process | Natural Gas | Process Heating | E4 | TRC BC Ratio | 0 | 0 | 0 | 0 | 0 | 0 | 0 | 0 | 0 | 0 | 0 | 0 | 0 | 0 | 0 | 0 | 0 | 0 | 0 | 0 | 0 | 0 | 0 | 0 | 0 | 0 | 0 | 0 | 0 | 0 | 0 | 0 | 0
F2_Industrial_Industrial - Int_Existing_Process_Natural Gas_Process Heating_E5 | F2 | Industrial | Industrial - Int | Existing | Process | Natural Gas | Process Heating | E5 | TRC BC Ratio | 0 | 0 | 0 | 0 | 0 | 0 | 0 | 0 | 0 | 0 | 0 | 0 | 0 | 0 | 0 | 0 | 0 | 0 | 0 | 0 | 0 | 0 | 0 | 0 | 0 | 0 | 0 | 0 | 0 | 0 | 0 | 0 | 0
F2_Industrial_Industrial - Int_Existing_Process_Natural Gas_Process Heating_E6 | F2 | Industrial | Industrial - Int | Existing | Process | Natural Gas | Process Heating | E6 | TRC BC Ratio | 0 | 0 | 0 | 0 | 0 | 0 | 0 | 0 | 0 | 0 | 0 | 0 | 0 | 0 | 0 | 0 | 0 | 0 | 0 | 0 | 0 | 0 | 0 | 0 | 0 | 0 | 0 | 0 | 0 | 0 | 0 | 0 | 0
F2_Industrial_Industrial - Int_Existing_Process_Natural Gas_Process Heating_E7 | F2 | Industrial | Industrial - Int | Existing | Process | Natural Gas | Process Heating | E7 | TRC BC Ratio | 0 | 0 | 0 | 0 | 0 | 0 | 0 | 0 | 0 | 0 | 0 | 0 | 0 | 0 | 0 | 0 | 0 | 0 | 0 | 0 | 0 | 0 | 0 | 0 | 0 | 0 | 0 | 0 | 0 | 0 | 0 | 0 | 0
F2_Industrial_Industrial - Int_Existing_Process_Natural Gas_Process Heating_E8 | F2 | Industrial | Industrial - Int | Existing | Process | Natural Gas | Process Heating | E8 | TRC BC Ratio | 0 | 0 | 0 | 0 | 0 | 0 | 0 | 0 | 0 | 0 | 0 | 0 | 0 | 0 | 0 | 0 | 0 | 0 | 0 | 0 | 0 | 0 | 0 | 0 | 0 | 0 | 0 | 0 | 0 | 0 | 0 | 0 | 0
F2_Industrial_Industrial - Int_Existing_Process_Natural Gas_Process Heating_E9 | F2 | Industrial | Industrial - Int | Existing | Process | Natural Gas | Process Heating | E9 | TRC BC Ratio | 0 | 0 | 0 | 0 | 0 | 0 | 0 | 0 | 0 | 0 | 0 | 0 | 0 | 0 | 0 | 0 | 0 | 0 | 0 | 0 | 0 | 0 | 0 | 0 | 0 | 0 | 0 | 0 | 0 | 0 | 0 | 0 | 0
F2_Industrial_Industrial - Int_Existing_Process_Natural Gas_Process Heating_E10 | F2 | Industrial | Industrial - Int | Existing | Process | Natural Gas | Process Heating | E10 | TRC BC Ratio | 0 | 0 | 0 | 0 | 0 | 0 | 0 | 0 | 0 | 0 | 0 | 0 | 0 | 0 | 0 | 0 | 0 | 0 | 0 | 0 | 0 | 0 | 0 | 0 | 0 | 0 | 0 | 0 | 0 | 0 | 0 | 0 | 0
F3_Industrial_Industrial - Int_Existing_Process_Natural Gas_Process Heating_E1 | F3 | Industrial | Industrial - Int | Existing | Process | Natural Gas | Process Heating | E1 | PACT BC Ratio | bar: 2019 to 2051
F3_Industrial_Industrial - Int_Existing_Process_Natural Gas_Process Heating_E2 | F3 | Industrial | Industrial - Int | Existing | Process | Natural Gas | Process Heating | E2 | PACT BC Ratio | 0 | 0 | 0 | 0 | 0 | 0 | 0 | 0 | 0 | 0 | 0 | 0 | 0 | 0 | 0 | 0 | 0 | 0 | 0 | 0 | 0 | 0 | 0 | 0 | 0 | 0 | 0 | 0 | 0 | 0 | 0 | 0 | 0
F3_Industrial_Industrial - Int_Existing_Process_Natural Gas_Process Heating_E3 | F3 | Industrial | Industrial - Int | Existing | Process | Natural Gas | Process Heating | E3 | PACT BC Ratio | 0 | 0 | 0 | 0 | 0 | 0 | 0 | 0 | 0 | 0 | 0 | 0 | 0 | 0 | 0 | 0 | 0 | 0 | 0 | 0 | 0 | 0 | 0 | 0 | 0 | 0 | 0 | 0 | 0 | 0 | 0 | 0 | 0
F3_Industrial_Industrial - Int_Existing_Process_Natural Gas_Process Heating_E4 | F3 | Industrial | Industrial - Int | Existing | Process | Natural Gas | Process Heating | E4 | PACT BC Ratio | 0 | 0 | 0 | 0 | 0 | 0 | 0 | 0 | 0 | 0 | 0 | 0 | 0 | 0 | 0 | 0 | 0 | 0 | 0 | 0 | 0 | 0 | 0 | 0 | 0 | 0 | 0 | 0 | 0 | 0 | 0 | 0 | 0
F3_Industrial_Industrial - Int_Existing_Process_Natural Gas_Process Heating_E5 | F3 | Industrial | Industrial - Int | Existing | Process | Natural Gas | Process Heating | E5 | PACT BC Ratio | 0 | 0 | 0 | 0 | 0 | 0 | 0 | 0 | 0 | 0 | 0 | 0 | 0 | 0 | 0 | 0 | 0 | 0 | 0 | 0 | 0 | 0 | 0 | 0 | 0 | 0 | 0 | 0 | 0 | 0 | 0 | 0 | 0
F3_Industrial_Industrial - Int_Existing_Process_Natural Gas_Process Heating_E6 | F3 | Industrial | Industrial - Int | Existing | Process | Natural Gas | Process Heating | E6 | PACT BC Ratio | 0 | 0 | 0 | 0 | 0 | 0 | 0 | 0 | 0 | 0 | 0 | 0 | 0 | 0 | 0 | 0 | 0 | 0 | 0 | 0 | 0 | 0 | 0 | 0 | 0 | 0 | 0 | 0 | 0 | 0 | 0 | 0 | 0
F3_Industrial_Industrial - Int_Existing_Process_Natural Gas_Process Heating_E7 | F3 | Industrial | Industrial - Int | Existing | Process | Natural Gas | Process Heating | E7 | PACT BC Ratio | 0 | 0 | 0 | 0 | 0 | 0 | 0 | 0 | 0 | 0 | 0 | 0 | 0 | 0 | 0 | 0 | 0 | 0 | 0 | 0 | 0 | 0 | 0 | 0 | 0 | 0 | 0 | 0 | 0 | 0 | 0 | 0 | 0
F3_Industrial_Industrial - Int_Existing_Process_Natural Gas_Process Heating_E8 | F3 | Industrial | Industrial - Int | Existing | Process | Natural Gas | Process Heating | E8 | PACT BC Ratio | 0 | 0 | 0 | 0 | 0 | 0 | 0 | 0 | 0 | 0 | 0 | 0 | 0 | 0 | 0 | 0 | 0 | 0 | 0 | 0 | 0 | 0 | 0 | 0 | 0 | 0 | 0 | 0 | 0 | 0 | 0 | 0 | 0
F3_Industrial_Industrial - Int_Existing_Process_Natural Gas_Process Heating_E9 | F3 | Industrial | Industrial - Int | Existing | Process | Natural Gas | Process Heating | E9 | PACT BC Ratio | 0 | 0 | 0 | 0 | 0 | 0 | 0 | 0 | 0 | 0 | 0 | 0 | 0 | 0 | 0 | 0 | 0 | 0 | 0 | 0 | 0 | 0 | 0 | 0 | 0 | 0 | 0 | 0 | 0 | 0 | 0 | 0 | 0
F3_Industrial_Industrial - Int_Existing_Process_Natural Gas_Process Heating_E10 | F3 | Industrial | Industrial - Int | Existing | Process | Natural Gas | Process Heating | E10 | PACT BC Ratio | 0 | 0 | 0 | 0 | 0 | 0 | 0 | 0 | 0 | 0 | 0 | 0 | 0 | 0 | 0 | 0 | 0 | 0 | 0 | 0 | 0 | 0 | 0 | 0 | 0 | 0 | 0 | 0 | 0 | 0 | 0 | 0 | 0
F4_Industrial_Industrial - Int_Existing_Process_Natural Gas_Process Heating_E1 | F4 | Industrial | Industrial - Int | Existing | Process | Natural Gas | Process Heating | E1 | RVT BC Ratio | bar: 2019 to 2051
F4_Industrial_Industrial - Int_Existing_Process_Natural Gas_Process Heating_E2 | F4 | Industrial | Industrial - Int | Existing | Process | Natural Gas | Process Heating | E2 | RVT BC Ratio | 0 | 0 | 0 | 0 | 0 | 0 | 0 | 0 | 0 | 0 | 0 | 0 | 0 | 0 | 0 | 0 | 0 | 0 | 0 | 0 | 0 | 0 | 0 | 0 | 0 | 0 | 0 | 0 | 0 | 0 | 0 | 0 | 0
F4_Industrial_Industrial - Int_Existing_Process_Natural Gas_Process Heating_E3 | F4 | Industrial | Industrial - Int | Existing | Process | Natural Gas | Process Heating | E3 | RVT BC Ratio | 0 | 0 | 0 | 0 | 0 | 0 | 0 | 0 | 0 | 0 | 0 | 0 | 0 | 0 | 0 | 0 | 0 | 0 | 0 | 0 | 0 | 0 | 0 | 0 | 0 | 0 | 0 | 0 | 0 | 0 | 0 | 0 | 0
F4_Industrial_Industrial - Int_Existing_Process_Natural Gas_Process Heating_E4 | F4 | Industrial | Industrial - Int | Existing | Process | Natural Gas | Process Heating | E4 | RVT BC Ratio | 0 | 0 | 0 | 0 | 0 | 0 | 0 | 0 | 0 | 0 | 0 | 0 | 0 | 0 | 0 | 0 | 0 | 0 | 0 | 0 | 0 | 0 | 0 | 0 | 0 | 0 | 0 | 0 | 0 | 0 | 0 | 0 | 0
F4_Industrial_Industrial - Int_Existing_Process_Natural Gas_Process Heating_E5 | F4 | Industrial | Industrial - Int | Existing | Process | Natural Gas | Process Heating | E5 | RVT BC Ratio | 0 | 0 | 0 | 0 | 0 | 0 | 0 | 0 | 0 | 0 | 0 | 0 | 0 | 0 | 0 | 0 | 0 | 0 | 0 | 0 | 0 | 0 | 0 | 0 | 0 | 0 | 0 | 0 | 0 | 0 | 0 | 0 | 0
F4_Industrial_Industrial - Int_Existing_Process_Natural Gas_Process Heating_E6 | F4 | Industrial | Industrial - Int | Existing | Process | Natural Gas | Process Heating | E6 | RVT BC Ratio | 0 | 0 | 0 | 0 | 0 | 0 | 0 | 0 | 0 | 0 | 0 | 0 | 0 | 0 | 0 | 0 | 0 | 0 | 0 | 0 | 0 | 0 | 0 | 0 | 0 | 0 | 0 | 0 | 0 | 0 | 0 | 0 | 0
F4_Industrial_Industrial - Int_Existing_Process_Natural Gas_Process Heating_E7 | F4 | Industrial | Industrial - Int | Existing | Process | Natural Gas | Process Heating | E7 | RVT BC Ratio | 0 | 0 | 0 | 0 | 0 | 0 | 0 | 0 | 0 | 0 | 0 | 0 | 0 | 0 | 0 | 0 | 0 | 0 | 0 | 0 | 0 | 0 | 0 | 0 | 0 | 0 | 0 | 0 | 0 | 0 | 0 | 0 | 0
F4_Industrial_Industrial - Int_Existing_Process_Natural Gas_Process Heating_E8 | F4 | Industrial | Industrial - Int | Existing | Process | Natural Gas | Process Heating | E8 | RVT BC Ratio | 0 | 0 | 0 | 0 | 0 | 0 | 0 | 0 | 0 | 0 | 0 | 0 | 0 | 0 | 0 | 0 | 0 | 0 | 0 | 0 | 0 | 0 | 0 | 0 | 0 | 0 | 0 | 0 | 0 | 0 | 0 | 0 | 0
F4_Industrial_Industrial - Int_Existing_Process_Natural Gas_Process Heating_E9 | F4 | Industrial | Industrial - Int | Existing | Process | Natural Gas | Process Heating | E9 | RVT BC Ratio | 0 | 0 | 0 | 0 | 0 | 0 | 0 | 0 | 0 | 0 | 0 | 0 | 0 | 0 | 0 | 0 | 0 | 0 | 0 | 0 | 0 | 0 | 0 | 0 | 0 | 0 | 0 | 0 | 0 | 0 | 0 | 0 | 0
F4_Industrial_Industrial - Int_Existing_Process_Natural Gas_Process Heating_E10 | F4 | Industrial | Industrial - Int | Existing | Process | Natural Gas | Process Heating | E10 | RVT BC Ratio | 0 | 0 | 0 | 0 | 0 | 0 | 0 | 0 | 0 | 0 | 0 | 0 | 0 | 0 | 0 | 0 | 0 | 0 | 0 | 0 | 0 | 0 | 0 | 0 | 0 | 0 | 0 | 0 | 0 | 0 | 0 | 0 | 0
F5_Industrial_Industrial - Int_Existing_Process_Natural Gas_Process Heating_E1 | F5 | Industrial | Industrial - Int | Existing | Process | Natural Gas | Process Heating | E1 | RIM BC Ratio | bar: 2019 to 2051
F5_Industrial_Industrial - Int_Existing_Process_Natural Gas_Process Heating_E2 | F5 | Industrial | Industrial - Int | Existing | Process | Natural Gas | Process Heating | E2 | RIM BC Ratio | 0 | 0 | 0 | 0 | 0 | 0 | 0 | 0 | 0 | 0 | 0 | 0 | 0 | 0 | 0 | 0 | 0 | 0 | 0 | 0 | 0 | 0 | 0 | 0 | 0 | 0 | 0 | 0 | 0 | 0 | 0 | 0 | 0
F5_Industrial_Industrial - Int_Existing_Process_Natural Gas_Process Heating_E3 | F5 | Industrial | Industrial - Int | Existing | Process | Natural Gas | Process Heating | E3 | RIM BC Ratio | 0 | 0 | 0 | 0 | 0 | 0 | 0 | 0 | 0 | 0 | 0 | 0 | 0 | 0 | 0 | 0 | 0 | 0 | 0 | 0 | 0 | 0 | 0 | 0 | 0 | 0 | 0 | 0 | 0 | 0 | 0 | 0 | 0
F5_Industrial_Industrial - Int_Existing_Process_Natural Gas_Process Heating_E4 | F5 | Industrial | Industrial - Int | Existing | Process | Natural Gas | Process Heating | E4 | RIM BC Ratio | 0 | 0 | 0 | 0 | 0 | 0 | 0 | 0 | 0 | 0 | 0 | 0 | 0 | 0 | 0 | 0 | 0 | 0 | 0 | 0 | 0 | 0 | 0 | 0 | 0 | 0 | 0 | 0 | 0 | 0 | 0 | 0 | 0
F5_Industrial_Industrial - Int_Existing_Process_Natural Gas_Process Heating_E5 | F5 | Industrial | Industrial - Int | Existing | Process | Natural Gas | Process Heating | E5 | RIM BC Ratio | 0 | 0 | 0 | 0 | 0 | 0 | 0 | 0 | 0 | 0 | 0 | 0 | 0 | 0 | 0 | 0 | 0 | 0 | 0 | 0 | 0 | 0 | 0 | 0 | 0 | 0 | 0 | 0 | 0 | 0 | 0 | 0 | 0
F5_Industrial_Industrial - Int_Existing_Process_Natural Gas_Process Heating_E6 | F5 | Industrial | Industrial - Int | Existing | Process | Natural Gas | Process Heating | E6 | RIM BC Ratio | 0 | 0 | 0 | 0 | 0 | 0 | 0 | 0 | 0 | 0 | 0 | 0 | 0 | 0 | 0 | 0 | 0 | 0 | 0 | 0 | 0 | 0 | 0 | 0 | 0 | 0 | 0 | 0 | 0 | 0 | 0 | 0 | 0
F5_Industrial_Industrial - Int_Existing_Process_Natural Gas_Process Heating_E7 | F5 | Industrial | Industrial - Int | Existing | Process | Natural Gas | Process Heating | E7 | RIM BC Ratio | 0 | 0 | 0 | 0 | 0 | 0 | 0 | 0 | 0 | 0 | 0 | 0 | 0 | 0 | 0 | 0 | 0 | 0 | 0 | 0 | 0 | 0 | 0 | 0 | 0 | 0 | 0 | 0 | 0 | 0 | 0 | 0 | 0
F5_Industrial_Industrial - Int_Existing_Process_Natural Gas_Process Heating_E8 | F5 | Industrial | Industrial - Int | Existing | Process | Natural Gas | Process Heating | E8 | RIM BC Ratio | 0 | 0 | 0 | 0 | 0 | 0 | 0 | 0 | 0 | 0 | 0 | 0 | 0 | 0 | 0 | 0 | 0 | 0 | 0 | 0 | 0 | 0 | 0 | 0 | 0 | 0 | 0 | 0 | 0 | 0 | 0 | 0 | 0
F5_Industrial_Industrial - Int_Existing_Process_Natural Gas_Process Heating_E9 | F5 | Industrial | Industrial - Int | Existing | Process | Natural Gas | Process Heating | E9 | RIM BC Ratio | 0 | 0 | 0 | 0 | 0 | 0 | 0 | 0 | 0 | 0 | 0 | 0 | 0 | 0 | 0 | 0 | 0 | 0 | 0 | 0 | 0 | 0 | 0 | 0 | 0 | 0 | 0 | 0 | 0 | 0 | 0 | 0 | 0
F5_Industrial_Industrial - Int_Existing_Process_Natural Gas_Process Heating_E10 | F5 | Industrial | Industrial - Int | Existing | Process | Natural Gas | Process Heating | E10 | RIM BC Ratio | 0 | 0 | 0 | 0 | 0 | 0 | 0 | 0 | 0 | 0 | 0 | 0 | 0 | 0 | 0 | 0 | 0 | 0 | 0 | 0 | 0 | 0 | 0 | 0 | 0 | 0 | 0 | 0 | 0 | 0 | 0 | 0 | 0
F0_Industrial_Industrial - Int_Existing_Process_Natural Gas_Process Boiler_E0 | F0 | Industrial | Industrial - Int | Existing | Process | Natural Gas | Process Boiler | E0 | Economic Unit | EF .80 | EF .80 | EF .80 | EF .80 | EF .80 | EF .80 | EF .80 | EF .80 | EF .80 | EF .80 | EF .80 | EF .80 | EF .80 | EF .80 | EF .80 | EF .80 | EF .80 | EF .80 | EF .80 | EF .80 | EF .80 | EF .80 | EF .80 | EF .80 | EF .80 | EF .80 | EF .80 | EF .80 | EF .80 | EF .80 | EF .80 | EF .80 | EF .80
F1_Industrial_Industrial - Int_Existing_Process_Natural Gas_Process Boiler_E1 | F1 | Industrial | Industrial - Int | Existing | Process | Natural Gas | Process Boiler | E1 | CCE | 0 | 0 | 0 | 0 | 0 | 0 | 0 | 0 | 0 | 0 | 0 | 0 | 0 | 0 | 0 | 0 | 0 | 0 | 0 | 0 | 0 | 0 | 0 | 0 | 0 | 0 | 0 | 0 | 0 | 0 | 0 | 0 | 0
F1_Industrial_Industrial - Int_Existing_Process_Natural Gas_Process Boiler_E2 | F1 | Industrial | Industrial - Int | Existing | Process | Natural Gas | Process Boiler | E2 | CCE | 0 | 0 | 0 | 0 | 0 | 0 | 0 | 0 | 0 | 0 | 0 | 0 | 0 | 0 | 0 | 0 | 0 | 0 | 0 | 0 | 0 | 0 | 0 | 0 | 0 | 0 | 0 | 0 | 0 | 0 | 0 | 0 | 0
F1_Industrial_Industrial - Int_Existing_Process_Natural Gas_Process Boiler_E3 | F1 | Industrial | Industrial - Int | Existing | Process | Natural Gas | Process Boiler | E3 | CCE | 0 | 0 | 0 | 0 | 0 | 0 | 0 | 0 | 0 | 0 | 0 | 0 | 0 | 0 | 0 | 0 | 0 | 0 | 0 | 0 | 0 | 0 | 0 | 0 | 0 | 0 | 0 | 0 | 0 | 0 | 0 | 0 | 0
F1_Industrial_Industrial - Int_Existing_Process_Natural Gas_Process Boiler_E4 | F1 | Industrial | Industrial - Int | Existing | Process | Natural Gas | Process Boiler | E4 | CCE | 0 | 0 | 0 | 0 | 0 | 0 | 0 | 0 | 0 | 0 | 0 | 0 | 0 | 0 | 0 | 0 | 0 | 0 | 0 | 0 | 0 | 0 | 0 | 0 | 0 | 0 | 0 | 0 | 0 | 0 | 0 | 0 | 0
F1_Industrial_Industrial - Int_Existing_Process_Natural Gas_Process Boiler_E5 | F1 | Industrial | Industrial - Int | Existing | Process | Natural Gas | Process Boiler | E5 | CCE | 0 | 0 | 0 | 0 | 0 | 0 | 0 | 0 | 0 | 0 | 0 | 0 | 0 | 0 | 0 | 0 | 0 | 0 | 0 | 0 | 0 | 0 | 0 | 0 | 0 | 0 | 0 | 0 | 0 | 0 | 0 | 0 | 0
F1_Industrial_Industrial - Int_Existing_Process_Natural Gas_Process Boiler_E6 | F1 | Industrial | Industrial - Int | Existing | Process | Natural Gas | Process Boiler | E6 | CCE | 0 | 0 | 0 | 0 | 0 | 0 | 0 | 0 | 0 | 0 | 0 | 0 | 0 | 0 | 0 | 0 | 0 | 0 | 0 | 0 | 0 | 0 | 0 | 0 | 0 | 0 | 0 | 0 | 0 | 0 | 0 | 0 | 0
F1_Industrial_Industrial - Int_Existing_Process_Natural Gas_Process Boiler_E7 | F1 | Industrial | Industrial - Int | Existing | Process | Natural Gas | Process Boiler | E7 | CCE | 0 | 0 | 0 | 0 | 0 | 0 | 0 | 0 | 0 | 0 | 0 | 0 | 0 | 0 | 0 | 0 | 0 | 0 | 0 | 0 | 0 | 0 | 0 | 0 | 0 | 0 | 0 | 0 | 0 | 0 | 0 | 0 | 0
F1_Industrial_Industrial - Int_Existing_Process_Natural Gas_Process Boiler_E8 | F1 | Industrial | Industrial - Int | Existing | Process | Natural Gas | Process Boiler | E8 | CCE | 0 | 0 | 0 | 0 | 0 | 0 | 0 | 0 | 0 | 0 | 0 | 0 | 0 | 0 | 0 | 0 | 0 | 0 | 0 | 0 | 0 | 0 | 0 | 0 | 0 | 0 | 0 | 0 | 0 | 0 | 0 | 0 | 0
F1_Industrial_Industrial - Int_Existing_Process_Natural Gas_Process Boiler_E9 | F1 | Industrial | Industrial - Int | Existing | Process | Natural Gas | Process Boiler | E9 | CCE | 0 | 0 | 0 | 0 | 0 | 0 | 0 | 0 | 0 | 0 | 0 | 0 | 0 | 0 | 0 | 0 | 0 | 0 | 0 | 0 | 0 | 0 | 0 | 0 | 0 | 0 | 0 | 0 | 0 | 0 | 0 | 0 | 0
F1_Industrial_Industrial - Int_Existing_Process_Natural Gas_Process Boiler_E10 | F1 | Industrial | Industrial - Int | Existing | Process | Natural Gas | Process Boiler | E10 | CCE | 0 | 0 | 0 | 0 | 0 | 0 | 0 | 0 | 0 | 0 | 0 | 0 | 0 | 0 | 0 | 0 | 0 | 0 | 0 | 0 | 0 | 0 | 0 | 0 | 0 | 0 | 0 | 0 | 0 | 0 | 0 | 0 | 0
F2_Industrial_Industrial - Int_Existing_Process_Natural Gas_Process Boiler_E1 | F2 | Industrial | Industrial - Int | Existing | Process | Natural Gas | Process Boiler | E1 | TRC BC Ratio | bar: 2019 to 2051
F2_Industrial_Industrial - Int_Existing_Process_Natural Gas_Process Boiler_E2 | F2 | Industrial | Industrial - Int | Existing | Process | Natural Gas | Process Boiler | E2 | TRC BC Ratio | 0 | 0 | 0 | 0 | 0 | 0 | 0 | 0 | 0 | 0 | 0 | 0 | 0 | 0 | 0 | 0 | 0 | 0 | 0 | 0 | 0 | 0 | 0 | 0 | 0 | 0 | 0 | 0 | 0 | 0 | 0 | 0 | 0
F2_Industrial_Industrial - Int_Existing_Process_Natural Gas_Process Boiler_E3 | F2 | Industrial | Industrial - Int | Existing | Process | Natural Gas | Process Boiler | E3 | TRC BC Ratio | 0 | 0 | 0 | 0 | 0 | 0 | 0 | 0 | 0 | 0 | 0 | 0 | 0 | 0 | 0 | 0 | 0 | 0 | 0 | 0 | 0 | 0 | 0 | 0 | 0 | 0 | 0 | 0 | 0 | 0 | 0 | 0 | 0
F2_Industrial_Industrial - Int_Existing_Process_Natural Gas_Process Boiler_E4 | F2 | Industrial | Industrial - Int | Existing | Process | Natural Gas | Process Boiler | E4 | TRC BC Ratio | 0 | 0 | 0 | 0 | 0 | 0 | 0 | 0 | 0 | 0 | 0 | 0 | 0 | 0 | 0 | 0 | 0 | 0 | 0 | 0 | 0 | 0 | 0 | 0 | 0 | 0 | 0 | 0 | 0 | 0 | 0 | 0 | 0
F2_Industrial_Industrial - Int_Existing_Process_Natural Gas_Process Boiler_E5 | F2 | Industrial | Industrial - Int | Existing | Process | Natural Gas | Process Boiler | E5 | TRC BC Ratio | 0 | 0 | 0 | 0 | 0 | 0 | 0 | 0 | 0 | 0 | 0 | 0 | 0 | 0 | 0 | 0 | 0 | 0 | 0 | 0 | 0 | 0 | 0 | 0 | 0 | 0 | 0 | 0 | 0 | 0 | 0 | 0 | 0
F2_Industrial_Industrial - Int_Existing_Process_Natural Gas_Process Boiler_E6 | F2 | Industrial | Industrial - Int | Existing | Process | Natural Gas | Process Boiler | E6 | TRC BC Ratio | 0 | 0 | 0 | 0 | 0 | 0 | 0 | 0 | 0 | 0 | 0 | 0 | 0 | 0 | 0 | 0 | 0 | 0 | 0 | 0 | 0 | 0 | 0 | 0 | 0 | 0 | 0 | 0 | 0 | 0 | 0 | 0 | 0
F2_Industrial_Industrial - Int_Existing_Process_Natural Gas_Process Boiler_E7 | F2 | Industrial | Industrial - Int | Existing | Process | Natural Gas | Process Boiler | E7 | TRC BC Ratio | 0 | 0 | 0 | 0 | 0 | 0 | 0 | 0 | 0 | 0 | 0 | 0 | 0 | 0 | 0 | 0 | 0 | 0 | 0 | 0 | 0 | 0 | 0 | 0 | 0 | 0 | 0 | 0 | 0 | 0 | 0 | 0 | 0
F2_Industrial_Industrial - Int_Existing_Process_Natural Gas_Process Boiler_E8 | F2 | Industrial | Industrial - Int | Existing | Process | Natural Gas | Process Boiler | E8 | TRC BC Ratio | 0 | 0 | 0 | 0 | 0 | 0 | 0 | 0 | 0 | 0 | 0 | 0 | 0 | 0 | 0 | 0 | 0 | 0 | 0 | 0 | 0 | 0 | 0 | 0 | 0 | 0 | 0 | 0 | 0 | 0 | 0 | 0 | 0
F2_Industrial_Industrial - Int_Existing_Process_Natural Gas_Process Boiler_E9 | F2 | Industrial | Industrial - Int | Existing | Process | Natural Gas | Process Boiler | E9 | TRC BC Ratio | 0 | 0 | 0 | 0 | 0 | 0 | 0 | 0 | 0 | 0 | 0 | 0 | 0 | 0 | 0 | 0 | 0 | 0 | 0 | 0 | 0 | 0 | 0 | 0 | 0 | 0 | 0 | 0 | 0 | 0 | 0 | 0 | 0
F2_Industrial_Industrial - Int_Existing_Process_Natural Gas_Process Boiler_E10 | F2 | Industrial | Industrial - Int | Existing | Process | Natural Gas | Process Boiler | E10 | TRC BC Ratio | 0 | 0 | 0 | 0 | 0 | 0 | 0 | 0 | 0 | 0 | 0 | 0 | 0 | 0 | 0 | 0 | 0 | 0 | 0 | 0 | 0 | 0 | 0 | 0 | 0 | 0 | 0 | 0 | 0 | 0 | 0 | 0 | 0
F3_Industrial_Industrial - Int_Existing_Process_Natural Gas_Process Boiler_E1 | F3 | Industrial | Industrial - Int | Existing | Process | Natural Gas | Process Boiler | E1 | PACT BC Ratio | bar: 2019 to 2051
F3_Industrial_Industrial - Int_Existing_Process_Natural Gas_Process Boiler_E2 | F3 | Industrial | Industrial - Int | Existing | Process | Natural Gas | Process Boiler | E2 | PACT BC Ratio | 0 | 0 | 0 | 0 | 0 | 0 | 0 | 0 | 0 | 0 | 0 | 0 | 0 | 0 | 0 | 0 | 0 | 0 | 0 | 0 | 0 | 0 | 0 | 0 | 0 | 0 | 0 | 0 | 0 | 0 | 0 | 0 | 0
F3_Industrial_Industrial - Int_Existing_Process_Natural Gas_Process Boiler_E3 | F3 | Industrial | Industrial - Int | Existing | Process | Natural Gas | Process Boiler | E3 | PACT BC Ratio | 0 | 0 | 0 | 0 | 0 | 0 | 0 | 0 | 0 | 0 | 0 | 0 | 0 | 0 | 0 | 0 | 0 | 0 | 0 | 0 | 0 | 0 | 0 | 0 | 0 | 0 | 0 | 0 | 0 | 0 | 0 | 0 | 0
F3_Industrial_Industrial - Int_Existing_Process_Natural Gas_Process Boiler_E4 | F3 | Industrial | Industrial - Int | Existing | Process | Natural Gas | Process Boiler | E4 | PACT BC Ratio | 0 | 0 | 0 | 0 | 0 | 0 | 0 | 0 | 0 | 0 | 0 | 0 | 0 | 0 | 0 | 0 | 0 | 0 | 0 | 0 | 0 | 0 | 0 | 0 | 0 | 0 | 0 | 0 | 0 | 0 | 0 | 0 | 0
F3_Industrial_Industrial - Int_Existing_Process_Natural Gas_Process Boiler_E5 | F3 | Industrial | Industrial - Int | Existing | Process | Natural Gas | Process Boiler | E5 | PACT BC Ratio | 0 | 0 | 0 | 0 | 0 | 0 | 0 | 0 | 0 | 0 | 0 | 0 | 0 | 0 | 0 | 0 | 0 | 0 | 0 | 0 | 0 | 0 | 0 | 0 | 0 | 0 | 0 | 0 | 0 | 0 | 0 | 0 | 0
F3_Industrial_Industrial - Int_Existing_Process_Natural Gas_Process Boiler_E6 | F3 | Industrial | Industrial - Int | Existing | Process | Natural Gas | Process Boiler | E6 | PACT BC Ratio | 0 | 0 | 0 | 0 | 0 | 0 | 0 | 0 | 0 | 0 | 0 | 0 | 0 | 0 | 0 | 0 | 0 | 0 | 0 | 0 | 0 | 0 | 0 | 0 | 0 | 0 | 0 | 0 | 0 | 0 | 0 | 0 | 0
F3_Industrial_Industrial - Int_Existing_Process_Natural Gas_Process Boiler_E7 | F3 | Industrial | Industrial - Int | Existing | Process | Natural Gas | Process Boiler | E7 | PACT BC Ratio | 0 | 0 | 0 | 0 | 0 | 0 | 0 | 0 | 0 | 0 | 0 | 0 | 0 | 0 | 0 | 0 | 0 | 0 | 0 | 0 | 0 | 0 | 0 | 0 | 0 | 0 | 0 | 0 | 0 | 0 | 0 | 0 | 0
F3_Industrial_Industrial - Int_Existing_Process_Natural Gas_Process Boiler_E8 | F3 | Industrial | Industrial - Int | Existing | Process | Natural Gas | Process Boiler | E8 | PACT BC Ratio | 0 | 0 | 0 | 0 | 0 | 0 | 0 | 0 | 0 | 0 | 0 | 0 | 0 | 0 | 0 | 0 | 0 | 0 | 0 | 0 | 0 | 0 | 0 | 0 | 0 | 0 | 0 | 0 | 0 | 0 | 0 | 0 | 0
F3_Industrial_Industrial - Int_Existing_Process_Natural Gas_Process Boiler_E9 | F3 | Industrial | Industrial - Int | Existing | Process | Natural Gas | Process Boiler | E9 | PACT BC Ratio | 0 | 0 | 0 | 0 | 0 | 0 | 0 | 0 | 0 | 0 | 0 | 0 | 0 | 0 | 0 | 0 | 0 | 0 | 0 | 0 | 0 | 0 | 0 | 0 | 0 | 0 | 0 | 0 | 0 | 0 | 0 | 0 | 0
F3_Industrial_Industrial - Int_Existing_Process_Natural Gas_Process Boiler_E10 | F3 | Industrial | Industrial - Int | Existing | Process | Natural Gas | Process Boiler | E10 | PACT BC Ratio | 0 | 0 | 0 | 0 | 0 | 0 | 0 | 0 | 0 | 0 | 0 | 0 | 0 | 0 | 0 | 0 | 0 | 0 | 0 | 0 | 0 | 0 | 0 | 0 | 0 | 0 | 0 | 0 | 0 | 0 | 0 | 0 | 0
F4_Industrial_Industrial - Int_Existing_Process_Natural Gas_Process Boiler_E1 | F4 | Industrial | Industrial - Int | Existing | Process | Natural Gas | Process Boiler | E1 | RVT BC Ratio | bar: 2019 to 2051
F4_Industrial_Industrial - Int_Existing_Process_Natural Gas_Process Boiler_E2 | F4 | Industrial | Industrial - Int | Existing | Process | Natural Gas | Process Boiler | E2 | RVT BC Ratio | 0 | 0 | 0 | 0 | 0 | 0 | 0 | 0 | 0 | 0 | 0 | 0 | 0 | 0 | 0 | 0 | 0 | 0 | 0 | 0 | 0 | 0 | 0 | 0 | 0 | 0 | 0 | 0 | 0 | 0 | 0 | 0 | 0
F4_Industrial_Industrial - Int_Existing_Process_Natural Gas_Process Boiler_E3 | F4 | Industrial | Industrial - Int | Existing | Process | Natural Gas | Process Boiler | E3 | RVT BC Ratio | 0 | 0 | 0 | 0 | 0 | 0 | 0 | 0 | 0 | 0 | 0 | 0 | 0 | 0 | 0 | 0 | 0 | 0 | 0 | 0 | 0 | 0 | 0 | 0 | 0 | 0 | 0 | 0 | 0 | 0 | 0 | 0 | 0
F4_Industrial_Industrial - Int_Existing_Process_Natural Gas_Process Boiler_E4 | F4 | Industrial | Industrial - Int | Existing | Process | Natural Gas | Process Boiler | E4 | RVT BC Ratio | 0 | 0 | 0 | 0 | 0 | 0 | 0 | 0 | 0 | 0 | 0 | 0 | 0 | 0 | 0 | 0 | 0 | 0 | 0 | 0 | 0 | 0 | 0 | 0 | 0 | 0 | 0 | 0 | 0 | 0 | 0 | 0 | 0
F4_Industrial_Industrial - Int_Existing_Process_Natural Gas_Process Boiler_E5 | F4 | Industrial | Industrial - Int | Existing | Process | Natural Gas | Process Boiler | E5 | RVT BC Ratio | 0 | 0 | 0 | 0 | 0 | 0 | 0 | 0 | 0 | 0 | 0 | 0 | 0 | 0 | 0 | 0 | 0 | 0 | 0 | 0 | 0 | 0 | 0 | 0 | 0 | 0 | 0 | 0 | 0 | 0 | 0 | 0 | 0
F4_Industrial_Industrial - Int_Existing_Process_Natural Gas_Process Boiler_E6 | F4 | Industrial | Industrial - Int | Existing | Process | Natural Gas | Process Boiler | E6 | RVT BC Ratio | 0 | 0 | 0 | 0 | 0 | 0 | 0 | 0 | 0 | 0 | 0 | 0 | 0 | 0 | 0 | 0 | 0 | 0 | 0 | 0 | 0 | 0 | 0 | 0 | 0 | 0 | 0 | 0 | 0 | 0 | 0 | 0 | 0
F4_Industrial_Industrial - Int_Existing_Process_Natural Gas_Process Boiler_E7 | F4 | Industrial | Industrial - Int | Existing | Process | Natural Gas | Process Boiler | E7 | RVT BC Ratio | 0 | 0 | 0 | 0 | 0 | 0 | 0 | 0 | 0 | 0 | 0 | 0 | 0 | 0 | 0 | 0 | 0 | 0 | 0 | 0 | 0 | 0 | 0 | 0 | 0 | 0 | 0 | 0 | 0 | 0 | 0 | 0 | 0
F4_Industrial_Industrial - Int_Existing_Process_Natural Gas_Process Boiler_E8 | F4 | Industrial | Industrial - Int | Existing | Process | Natural Gas | Process Boiler | E8 | RVT BC Ratio | 0 | 0 | 0 | 0 | 0 | 0 | 0 | 0 | 0 | 0 | 0 | 0 | 0 | 0 | 0 | 0 | 0 | 0 | 0 | 0 | 0 | 0 | 0 | 0 | 0 | 0 | 0 | 0 | 0 | 0 | 0 | 0 | 0
F4_Industrial_Industrial - Int_Existing_Process_Natural Gas_Process Boiler_E9 | F4 | Industrial | Industrial - Int | Existing | Process | Natural Gas | Process Boiler | E9 | RVT BC Ratio | 0 | 0 | 0 | 0 | 0 | 0 | 0 | 0 | 0 | 0 | 0 | 0 | 0 | 0 | 0 | 0 | 0 | 0 | 0 | 0 | 0 | 0 | 0 | 0 | 0 | 0 | 0 | 0 | 0 | 0 | 0 | 0 | 0
F4_Industrial_Industrial - Int_Existing_Process_Natural Gas_Process Boiler_E10 | F4 | Industrial | Industrial - Int | Existing | Process | Natural Gas | Process Boiler | E10 | RVT BC Ratio | 0 | 0 | 0 | 0 | 0 | 0 | 0 | 0 | 0 | 0 | 0 | 0 | 0 | 0 | 0 | 0 | 0 | 0 | 0 | 0 | 0 | 0 | 0 | 0 | 0 | 0 | 0 | 0 | 0 | 0 | 0 | 0 | 0
F5_Industrial_Industrial - Int_Existing_Process_Natural Gas_Process Boiler_E1 | F5 | Industrial | Industrial - Int | Existing | Process | Natural Gas | Process Boiler | E1 | RIM BC Ratio | bar: 2019 to 2051
F5_Industrial_Industrial - Int_Existing_Process_Natural Gas_Process Boiler_E2 | F5 | Industrial | Industrial - Int | Existing | Process | Natural Gas | Process Boiler | E2 | RIM BC Ratio | 0 | 0 | 0 | 0 | 0 | 0 | 0 | 0 | 0 | 0 | 0 | 0 | 0 | 0 | 0 | 0 | 0 | 0 | 0 | 0 | 0 | 0 | 0 | 0 | 0 | 0 | 0 | 0 | 0 | 0 | 0 | 0 | 0
F5_Industrial_Industrial - Int_Existing_Process_Natural Gas_Process Boiler_E3 | F5 | Industrial | Industrial - Int | Existing | Process | Natural Gas | Process Boiler | E3 | RIM BC Ratio | 0 | 0 | 0 | 0 | 0 | 0 | 0 | 0 | 0 | 0 | 0 | 0 | 0 | 0 | 0 | 0 | 0 | 0 | 0 | 0 | 0 | 0 | 0 | 0 | 0 | 0 | 0 | 0 | 0 | 0 | 0 | 0 | 0
F5_Industrial_Industrial - Int_Existing_Process_Natural Gas_Process Boiler_E4 | F5 | Industrial | Industrial - Int | Existing | Process | Natural Gas | Process Boiler | E4 | RIM BC Ratio | 0 | 0 | 0 | 0 | 0 | 0 | 0 | 0 | 0 | 0 | 0 | 0 | 0 | 0 | 0 | 0 | 0 | 0 | 0 | 0 | 0 | 0 | 0 | 0 | 0 | 0 | 0 | 0 | 0 | 0 | 0 | 0 | 0
F5_Industrial_Industrial - Int_Existing_Process_Natural Gas_Process Boiler_E5 | F5 | Industrial | Industrial - Int | Existing | Process | Natural Gas | Process Boiler | E5 | RIM BC Ratio | 0 | 0 | 0 | 0 | 0 | 0 | 0 | 0 | 0 | 0 | 0 | 0 | 0 | 0 | 0 | 0 | 0 | 0 | 0 | 0 | 0 | 0 | 0 | 0 | 0 | 0 | 0 | 0 | 0 | 0 | 0 | 0 | 0
F5_Industrial_Industrial - Int_Existing_Process_Natural Gas_Process Boiler_E6 | F5 | Industrial | Industrial - Int | Existing | Process | Natural Gas | Process Boiler | E6 | RIM BC Ratio | 0 | 0 | 0 | 0 | 0 | 0 | 0 | 0 | 0 | 0 | 0 | 0 | 0 | 0 | 0 | 0 | 0 | 0 | 0 | 0 | 0 | 0 | 0 | 0 | 0 | 0 | 0 | 0 | 0 | 0 | 0 | 0 | 0
F5_Industrial_Industrial - Int_Existing_Process_Natural Gas_Process Boiler_E7 | F5 | Industrial | Industrial - Int | Existing | Process | Natural Gas | Process Boiler | E7 | RIM BC Ratio | 0 | 0 | 0 | 0 | 0 | 0 | 0 | 0 | 0 | 0 | 0 | 0 | 0 | 0 | 0 | 0 | 0 | 0 | 0 | 0 | 0 | 0 | 0 | 0 | 0 | 0 | 0 | 0 | 0 | 0 | 0 | 0 | 0
F5_Industrial_Industrial - Int_Existing_Process_Natural Gas_Process Boiler_E8 | F5 | Industrial | Industrial - Int | Existing | Process | Natural Gas | Process Boiler | E8 | RIM BC Ratio | 0 | 0 | 0 | 0 | 0 | 0 | 0 | 0 | 0 | 0 | 0 | 0 | 0 | 0 | 0 | 0 | 0 | 0 | 0 | 0 | 0 | 0 | 0 | 0 | 0 | 0 | 0 | 0 | 0 | 0 | 0 | 0 | 0
F5_Industrial_Industrial - Int_Existing_Process_Natural Gas_Process Boiler_E9 | F5 | Industrial | Industrial - Int | Existing | Process | Natural Gas | Process Boiler | E9 | RIM BC Ratio | 0 | 0 | 0 | 0 | 0 | 0 | 0 | 0 | 0 | 0 | 0 | 0 | 0 | 0 | 0 | 0 | 0 | 0 | 0 | 0 | 0 | 0 | 0 | 0 | 0 | 0 | 0 | 0 | 0 | 0 | 0 | 0 | 0
F5_Industrial_Industrial - Int_Existing_Process_Natural Gas_Process Boiler_E10 | F5 | Industrial | Industrial - Int | Existing | Process | Natural Gas | Process Boiler | E10 | RIM BC Ratio | 0 | 0 | 0 | 0 | 0 | 0 | 0 | 0 | 0 | 0 | 0 | 0 | 0 | 0 | 0 | 0 | 0 | 0 | 0 | 0 | 0 | 0 | 0 | 0 | 0 | 0 | 0 | 0 | 0 | 0 | 0 | 0 | 0
F0_Industrial_Industrial - Int_Existing_Process_Natural Gas_Process Cooling_E0 | F0 | Industrial | Industrial - Int | Existing | Process | Natural Gas | Process Cooling | E0 | Economic Unit | Standard | Standard | Standard | Standard | Standard | Standard | Standard | Standard | Standard | Standard | Standard | Standard | Standard | Standard | Standard | Standard | Standard | Standard | Standard | Standard | Standard | Standard | Standard | Standard | Standard | Standard | Standard | Standard | Standard | Standard | Standard | Standard | Standard
F1_Industrial_Industrial - Int_Existing_Process_Natural Gas_Process Cooling_E1 | F1 | Industrial | Industrial - Int | Existing | Process | Natural Gas | Process Cooling | E1 | CCE | 0 | 0 | 0 | 0 | 0 | 0 | 0 | 0 | 0 | 0 | 0 | 0 | 0 | 0 | 0 | 0 | 0 | 0 | 0 | 0 | 0 | 0 | 0 | 0 | 0 | 0 | 0 | 0 | 0 | 0 | 0 | 0 | 0
F1_Industrial_Industrial - Int_Existing_Process_Natural Gas_Process Cooling_E2 | F1 | Industrial | Industrial - Int | Existing | Process | Natural Gas | Process Cooling | E2 | CCE | 0 | 0 | 0 | 0 | 0 | 0 | 0 | 0 | 0 | 0 | 0 | 0 | 0 | 0 | 0 | 0 | 0 | 0 | 0 | 0 | 0 | 0 | 0 | 0 | 0 | 0 | 0 | 0 | 0 | 0 | 0 | 0 | 0
F1_Industrial_Industrial - Int_Existing_Process_Natural Gas_Process Cooling_E3 | F1 | Industrial | Industrial - Int | Existing | Process | Natural Gas | Process Cooling | E3 | CCE | 0 | 0 | 0 | 0 | 0 | 0 | 0 | 0 | 0 | 0 | 0 | 0 | 0 | 0 | 0 | 0 | 0 | 0 | 0 | 0 | 0 | 0 | 0 | 0 | 0 | 0 | 0 | 0 | 0 | 0 | 0 | 0 | 0
F1_Industrial_Industrial - Int_Existing_Process_Natural Gas_Process Cooling_E4 | F1 | Industrial | Industrial - Int | Existing | Process | Natural Gas | Process Cooling | E4 | CCE | 0 | 0 | 0 | 0 | 0 | 0 | 0 | 0 | 0 | 0 | 0 | 0 | 0 | 0 | 0 | 0 | 0 | 0 | 0 | 0 | 0 | 0 | 0 | 0 | 0 | 0 | 0 | 0 | 0 | 0 | 0 | 0 | 0
F1_Industrial_Industrial - Int_Existing_Process_Natural Gas_Process Cooling_E5 | F1 | Industrial | Industrial - Int | Existing | Process | Natural Gas | Process Cooling | E5 | CCE | 0 | 0 | 0 | 0 | 0 | 0 | 0 | 0 | 0 | 0 | 0 | 0 | 0 | 0 | 0 | 0 | 0 | 0 | 0 | 0 | 0 | 0 | 0 | 0 | 0 | 0 | 0 | 0 | 0 | 0 | 0 | 0 | 0
F1_Industrial_Industrial - Int_Existing_Process_Natural Gas_Process Cooling_E6 | F1 | Industrial | Industrial - Int | Existing | Process | Natural Gas | Process Cooling | E6 | CCE | 0 | 0 | 0 | 0 | 0 | 0 | 0 | 0 | 0 | 0 | 0 | 0 | 0 | 0 | 0 | 0 | 0 | 0 | 0 | 0 | 0 | 0 | 0 | 0 | 0 | 0 | 0 | 0 | 0 | 0 | 0 | 0 | 0
F1_Industrial_Industrial - Int_Existing_Process_Natural Gas_Process Cooling_E7 | F1 | Industrial | Industrial - Int | Existing | Process | Natural Gas | Process Cooling | E7 | CCE | 0 | 0 | 0 | 0 | 0 | 0 | 0 | 0 | 0 | 0 | 0 | 0 | 0 | 0 | 0 | 0 | 0 | 0 | 0 | 0 | 0 | 0 | 0 | 0 | 0 | 0 | 0 | 0 | 0 | 0 | 0 | 0 | 0
F1_Industrial_Industrial - Int_Existing_Process_Natural Gas_Process Cooling_E8 | F1 | Industrial | Industrial - Int | Existing | Process | Natural Gas | Process Cooling | E8 | CCE | 0 | 0 | 0 | 0 | 0 | 0 | 0 | 0 | 0 | 0 | 0 | 0 | 0 | 0 | 0 | 0 | 0 | 0 | 0 | 0 | 0 | 0 | 0 | 0 | 0 | 0 | 0 | 0 | 0 | 0 | 0 | 0 | 0
F1_Industrial_Industrial - Int_Existing_Process_Natural Gas_Process Cooling_E9 | F1 | Industrial | Industrial - Int | Existing | Process | Natural Gas | Process Cooling | E9 | CCE | 0 | 0 | 0 | 0 | 0 | 0 | 0 | 0 | 0 | 0 | 0 | 0 | 0 | 0 | 0 | 0 | 0 | 0 | 0 | 0 | 0 | 0 | 0 | 0 | 0 | 0 | 0 | 0 | 0 | 0 | 0 | 0 | 0
F1_Industrial_Industrial - Int_Existing_Process_Natural Gas_Process Cooling_E10 | F1 | Industrial | Industrial - Int | Existing | Process | Natural Gas | Process Cooling | E10 | CCE | 0 | 0 | 0 | 0 | 0 | 0 | 0 | 0 | 0 | 0 | 0 | 0 | 0 | 0 | 0 | 0 | 0 | 0 | 0 | 0 | 0 | 0 | 0 | 0 | 0 | 0 | 0 | 0 | 0 | 0 | 0 | 0 | 0
F2_Industrial_Industrial - Int_Existing_Process_Natural Gas_Process Cooling_E1 | F2 | Industrial | Industrial - Int | Existing | Process | Natural Gas | Process Cooling | E1 | TRC BC Ratio | bar: 2019 to 2051
F2_Industrial_Industrial - Int_Existing_Process_Natural Gas_Process Cooling_E2 | F2 | Industrial | Industrial - Int | Existing | Process | Natural Gas | Process Cooling | E2 | TRC BC Ratio | 0 | 0 | 0 | 0 | 0 | 0 | 0 | 0 | 0 | 0 | 0 | 0 | 0 | 0 | 0 | 0 | 0 | 0 | 0 | 0 | 0 | 0 | 0 | 0 | 0 | 0 | 0 | 0 | 0 | 0 | 0 | 0 | 0
F2_Industrial_Industrial - Int_Existing_Process_Natural Gas_Process Cooling_E3 | F2 | Industrial | Industrial - Int | Existing | Process | Natural Gas | Process Cooling | E3 | TRC BC Ratio | 0 | 0 | 0 | 0 | 0 | 0 | 0 | 0 | 0 | 0 | 0 | 0 | 0 | 0 | 0 | 0 | 0 | 0 | 0 | 0 | 0 | 0 | 0 | 0 | 0 | 0 | 0 | 0 | 0 | 0 | 0 | 0 | 0
F2_Industrial_Industrial - Int_Existing_Process_Natural Gas_Process Cooling_E4 | F2 | Industrial | Industrial - Int | Existing | Process | Natural Gas | Process Cooling | E4 | TRC BC Ratio | 0 | 0 | 0 | 0 | 0 | 0 | 0 | 0 | 0 | 0 | 0 | 0 | 0 | 0 | 0 | 0 | 0 | 0 | 0 | 0 | 0 | 0 | 0 | 0 | 0 | 0 | 0 | 0 | 0 | 0 | 0 | 0 | 0
F2_Industrial_Industrial - Int_Existing_Process_Natural Gas_Process Cooling_E5 | F2 | Industrial | Industrial - Int | Existing | Process | Natural Gas | Process Cooling | E5 | TRC BC Ratio | 0 | 0 | 0 | 0 | 0 | 0 | 0 | 0 | 0 | 0 | 0 | 0 | 0 | 0 | 0 | 0 | 0 | 0 | 0 | 0 | 0 | 0 | 0 | 0 | 0 | 0 | 0 | 0 | 0 | 0 | 0 | 0 | 0
F2_Industrial_Industrial - Int_Existing_Process_Natural Gas_Process Cooling_E6 | F2 | Industrial | Industrial - Int | Existing | Process | Natural Gas | Process Cooling | E6 | TRC BC Ratio | 0 | 0 | 0 | 0 | 0 | 0 | 0 | 0 | 0 | 0 | 0 | 0 | 0 | 0 | 0 | 0 | 0 | 0 | 0 | 0 | 0 | 0 | 0 | 0 | 0 | 0 | 0 | 0 | 0 | 0 | 0 | 0 | 0
F2_Industrial_Industrial - Int_Existing_Process_Natural Gas_Process Cooling_E7 | F2 | Industrial | Industrial - Int | Existing | Process | Natural Gas | Process Cooling | E7 | TRC BC Ratio | 0 | 0 | 0 | 0 | 0 | 0 | 0 | 0 | 0 | 0 | 0 | 0 | 0 | 0 | 0 | 0 | 0 | 0 | 0 | 0 | 0 | 0 | 0 | 0 | 0 | 0 | 0 | 0 | 0 | 0 | 0 | 0 | 0
F2_Industrial_Industrial - Int_Existing_Process_Natural Gas_Process Cooling_E8 | F2 | Industrial | Industrial - Int | Existing | Process | Natural Gas | Process Cooling | E8 | TRC BC Ratio | 0 | 0 | 0 | 0 | 0 | 0 | 0 | 0 | 0 | 0 | 0 | 0 | 0 | 0 | 0 | 0 | 0 | 0 | 0 | 0 | 0 | 0 | 0 | 0 | 0 | 0 | 0 | 0 | 0 | 0 | 0 | 0 | 0
F2_Industrial_Industrial - Int_Existing_Process_Natural Gas_Process Cooling_E9 | F2 | Industrial | Industrial - Int | Existing | Process | Natural Gas | Process Cooling | E9 | TRC BC Ratio | 0 | 0 | 0 | 0 | 0 | 0 | 0 | 0 | 0 | 0 | 0 | 0 | 0 | 0 | 0 | 0 | 0 | 0 | 0 | 0 | 0 | 0 | 0 | 0 | 0 | 0 | 0 | 0 | 0 | 0 | 0 | 0 | 0
F2_Industrial_Industrial - Int_Existing_Process_Natural Gas_Process Cooling_E10 | F2 | Industrial | Industrial - Int | Existing | Process | Natural Gas | Process Cooling | E10 | TRC BC Ratio | 0 | 0 | 0 | 0 | 0 | 0 | 0 | 0 | 0 | 0 | 0 | 0 | 0 | 0 | 0 | 0 | 0 | 0 | 0 | 0 | 0 | 0 | 0 | 0 | 0 | 0 | 0 | 0 | 0 | 0 | 0 | 0 | 0
F3_Industrial_Industrial - Int_Existing_Process_Natural Gas_Process Cooling_E1 | F3 | Industrial | Industrial - Int | Existing | Process | Natural Gas | Process Cooling | E1 | PACT BC Ratio | bar: 2019 to 2051
F3_Industrial_Industrial - Int_Existing_Process_Natural Gas_Process Cooling_E2 | F3 | Industrial | Industrial - Int | Existing | Process | Natural Gas | Process Cooling | E2 | PACT BC Ratio | 0 | 0 | 0 | 0 | 0 | 0 | 0 | 0 | 0 | 0 | 0 | 0 | 0 | 0 | 0 | 0 | 0 | 0 | 0 | 0 | 0 | 0 | 0 | 0 | 0 | 0 | 0 | 0 | 0 | 0 | 0 | 0 | 0
F3_Industrial_Industrial - Int_Existing_Process_Natural Gas_Process Cooling_E3 | F3 | Industrial | Industrial - Int | Existing | Process | Natural Gas | Process Cooling | E3 | PACT BC Ratio | 0 | 0 | 0 | 0 | 0 | 0 | 0 | 0 | 0 | 0 | 0 | 0 | 0 | 0 | 0 | 0 | 0 | 0 | 0 | 0 | 0 | 0 | 0 | 0 | 0 | 0 | 0 | 0 | 0 | 0 | 0 | 0 | 0
F3_Industrial_Industrial - Int_Existing_Process_Natural Gas_Process Cooling_E4 | F3 | Industrial | Industrial - Int | Existing | Process | Natural Gas | Process Cooling | E4 | PACT BC Ratio | 0 | 0 | 0 | 0 | 0 | 0 | 0 | 0 | 0 | 0 | 0 | 0 | 0 | 0 | 0 | 0 | 0 | 0 | 0 | 0 | 0 | 0 | 0 | 0 | 0 | 0 | 0 | 0 | 0 | 0 | 0 | 0 | 0
F3_Industrial_Industrial - Int_Existing_Process_Natural Gas_Process Cooling_E5 | F3 | Industrial | Industrial - Int | Existing | Process | Natural Gas | Process Cooling | E5 | PACT BC Ratio | 0 | 0 | 0 | 0 | 0 | 0 | 0 | 0 | 0 | 0 | 0 | 0 | 0 | 0 | 0 | 0 | 0 | 0 | 0 | 0 | 0 | 0 | 0 | 0 | 0 | 0 | 0 | 0 | 0 | 0 | 0 | 0 | 0
F3_Industrial_Industrial - Int_Existing_Process_Natural Gas_Process Cooling_E6 | F3 | Industrial | Industrial - Int | Existing | Process | Natural Gas | Process Cooling | E6 | PACT BC Ratio | 0 | 0 | 0 | 0 | 0 | 0 | 0 | 0 | 0 | 0 | 0 | 0 | 0 | 0 | 0 | 0 | 0 | 0 | 0 | 0 | 0 | 0 | 0 | 0 | 0 | 0 | 0 | 0 | 0 | 0 | 0 | 0 | 0
F3_Industrial_Industrial - Int_Existing_Process_Natural Gas_Process Cooling_E7 | F3 | Industrial | Industrial - Int | Existing | Process | Natural Gas | Process Cooling | E7 | PACT BC Ratio | 0 | 0 | 0 | 0 | 0 | 0 | 0 | 0 | 0 | 0 | 0 | 0 | 0 | 0 | 0 | 0 | 0 | 0 | 0 | 0 | 0 | 0 | 0 | 0 | 0 | 0 | 0 | 0 | 0 | 0 | 0 | 0 | 0
F3_Industrial_Industrial - Int_Existing_Process_Natural Gas_Process Cooling_E8 | F3 | Industrial | Industrial - Int | Existing | Process | Natural Gas | Process Cooling | E8 | PACT BC Ratio | 0 | 0 | 0 | 0 | 0 | 0 | 0 | 0 | 0 | 0 | 0 | 0 | 0 | 0 | 0 | 0 | 0 | 0 | 0 | 0 | 0 | 0 | 0 | 0 | 0 | 0 | 0 | 0 | 0 | 0 | 0 | 0 | 0
F3_Industrial_Industrial - Int_Existing_Process_Natural Gas_Process Cooling_E9 | F3 | Industrial | Industrial - Int | Existing | Process | Natural Gas | Process Cooling | E9 | PACT BC Ratio | 0 | 0 | 0 | 0 | 0 | 0 | 0 | 0 | 0 | 0 | 0 | 0 | 0 | 0 | 0 | 0 | 0 | 0 | 0 | 0 | 0 | 0 | 0 | 0 | 0 | 0 | 0 | 0 | 0 | 0 | 0 | 0 | 0
F3_Industrial_Industrial - Int_Existing_Process_Natural Gas_Process Cooling_E10 | F3 | Industrial | Industrial - Int | Existing | Process | Natural Gas | Process Cooling | E10 | PACT BC Ratio | 0 | 0 | 0 | 0 | 0 | 0 | 0 | 0 | 0 | 0 | 0 | 0 | 0 | 0 | 0 | 0 | 0 | 0 | 0 | 0 | 0 | 0 | 0 | 0 | 0 | 0 | 0 | 0 | 0 | 0 | 0 | 0 | 0
F4_Industrial_Industrial - Int_Existing_Process_Natural Gas_Process Cooling_E1 | F4 | Industrial | Industrial - Int | Existing | Process | Natural Gas | Process Cooling | E1 | RVT BC Ratio | bar: 2019 to 2051
F4_Industrial_Industrial - Int_Existing_Process_Natural Gas_Process Cooling_E2 | F4 | Industrial | Industrial - Int | Existing | Process | Natural Gas | Process Cooling | E2 | RVT BC Ratio | 0 | 0 | 0 | 0 | 0 | 0 | 0 | 0 | 0 | 0 | 0 | 0 | 0 | 0 | 0 | 0 | 0 | 0 | 0 | 0 | 0 | 0 | 0 | 0 | 0 | 0 | 0 | 0 | 0 | 0 | 0 | 0 | 0
F4_Industrial_Industrial - Int_Existing_Process_Natural Gas_Process Cooling_E3 | F4 | Industrial | Industrial - Int | Existing | Process | Natural Gas | Process Cooling | E3 | RVT BC Ratio | 0 | 0 | 0 | 0 | 0 | 0 | 0 | 0 | 0 | 0 | 0 | 0 | 0 | 0 | 0 | 0 | 0 | 0 | 0 | 0 | 0 | 0 | 0 | 0 | 0 | 0 | 0 | 0 | 0 | 0 | 0 | 0 | 0
F4_Industrial_Industrial - Int_Existing_Process_Natural Gas_Process Cooling_E4 | F4 | Industrial | Industrial - Int | Existing | Process | Natural Gas | Process Cooling | E4 | RVT BC Ratio | 0 | 0 | 0 | 0 | 0 | 0 | 0 | 0 | 0 | 0 | 0 | 0 | 0 | 0 | 0 | 0 | 0 | 0 | 0 | 0 | 0 | 0 | 0 | 0 | 0 | 0 | 0 | 0 | 0 | 0 | 0 | 0 | 0
F4_Industrial_Industrial - Int_Existing_Process_Natural Gas_Process Cooling_E5 | F4 | Industrial | Industrial - Int | Existing | Process | Natural Gas | Process Cooling | E5 | RVT BC Ratio | 0 | 0 | 0 | 0 | 0 | 0 | 0 | 0 | 0 | 0 | 0 | 0 | 0 | 0 | 0 | 0 | 0 | 0 | 0 | 0 | 0 | 0 | 0 | 0 | 0 | 0 | 0 | 0 | 0 | 0 | 0 | 0 | 0
F4_Industrial_Industrial - Int_Existing_Process_Natural Gas_Process Cooling_E6 | F4 | Industrial | Industrial - Int | Existing | Process | Natural Gas | Process Cooling | E6 | RVT BC Ratio | 0 | 0 | 0 | 0 | 0 | 0 | 0 | 0 | 0 | 0 | 0 | 0 | 0 | 0 | 0 | 0 | 0 | 0 | 0 | 0 | 0 | 0 | 0 | 0 | 0 | 0 | 0 | 0 | 0 | 0 | 0 | 0 | 0
F4_Industrial_Industrial - Int_Existing_Process_Natural Gas_Process Cooling_E7 | F4 | Industrial | Industrial - Int | Existing | Process | Natural Gas | Process Cooling | E7 | RVT BC Ratio | 0 | 0 | 0 | 0 | 0 | 0 | 0 | 0 | 0 | 0 | 0 | 0 | 0 | 0 | 0 | 0 | 0 | 0 | 0 | 0 | 0 | 0 | 0 | 0 | 0 | 0 | 0 | 0 | 0 | 0 | 0 | 0 | 0
F4_Industrial_Industrial - Int_Existing_Process_Natural Gas_Process Cooling_E8 | F4 | Industrial | Industrial - Int | Existing | Process | Natural Gas | Process Cooling | E8 | RVT BC Ratio | 0 | 0 | 0 | 0 | 0 | 0 | 0 | 0 | 0 | 0 | 0 | 0 | 0 | 0 | 0 | 0 | 0 | 0 | 0 | 0 | 0 | 0 | 0 | 0 | 0 | 0 | 0 | 0 | 0 | 0 | 0 | 0 | 0
F4_Industrial_Industrial - Int_Existing_Process_Natural Gas_Process Cooling_E9 | F4 | Industrial | Industrial - Int | Existing | Process | Natural Gas | Process Cooling | E9 | RVT BC Ratio | 0 | 0 | 0 | 0 | 0 | 0 | 0 | 0 | 0 | 0 | 0 | 0 | 0 | 0 | 0 | 0 | 0 | 0 | 0 | 0 | 0 | 0 | 0 | 0 | 0 | 0 | 0 | 0 | 0 | 0 | 0 | 0 | 0
F4_Industrial_Industrial - Int_Existing_Process_Natural Gas_Process Cooling_E10 | F4 | Industrial | Industrial - Int | Existing | Process | Natural Gas | Process Cooling | E10 | RVT BC Ratio | 0 | 0 | 0 | 0 | 0 | 0 | 0 | 0 | 0 | 0 | 0 | 0 | 0 | 0 | 0 | 0 | 0 | 0 | 0 | 0 | 0 | 0 | 0 | 0 | 0 | 0 | 0 | 0 | 0 | 0 | 0 | 0 | 0
F5_Industrial_Industrial - Int_Existing_Process_Natural Gas_Process Cooling_E1 | F5 | Industrial | Industrial - Int | Existing | Process | Natural Gas | Process Cooling | E1 | RIM BC Ratio | bar: 2019 to 2051
F5_Industrial_Industrial - Int_Existing_Process_Natural Gas_Process Cooling_E2 | F5 | Industrial | Industrial - Int | Existing | Process | Natural Gas | Process Cooling | E2 | RIM BC Ratio | 0 | 0 | 0 | 0 | 0 | 0 | 0 | 0 | 0 | 0 | 0 | 0 | 0 | 0 | 0 | 0 | 0 | 0 | 0 | 0 | 0 | 0 | 0 | 0 | 0 | 0 | 0 | 0 | 0 | 0 | 0 | 0 | 0
F5_Industrial_Industrial - Int_Existing_Process_Natural Gas_Process Cooling_E3 | F5 | Industrial | Industrial - Int | Existing | Process | Natural Gas | Process Cooling | E3 | RIM BC Ratio | 0 | 0 | 0 | 0 | 0 | 0 | 0 | 0 | 0 | 0 | 0 | 0 | 0 | 0 | 0 | 0 | 0 | 0 | 0 | 0 | 0 | 0 | 0 | 0 | 0 | 0 | 0 | 0 | 0 | 0 | 0 | 0 | 0
F5_Industrial_Industrial - Int_Existing_Process_Natural Gas_Process Cooling_E4 | F5 | Industrial | Industrial - Int | Existing | Process | Natural Gas | Process Cooling | E4 | RIM BC Ratio | 0 | 0 | 0 | 0 | 0 | 0 | 0 | 0 | 0 | 0 | 0 | 0 | 0 | 0 | 0 | 0 | 0 | 0 | 0 | 0 | 0 | 0 | 0 | 0 | 0 | 0 | 0 | 0 | 0 | 0 | 0 | 0 | 0
F5_Industrial_Industrial - Int_Existing_Process_Natural Gas_Process Cooling_E5 | F5 | Industrial | Industrial - Int | Existing | Process | Natural Gas | Process Cooling | E5 | RIM BC Ratio | 0 | 0 | 0 | 0 | 0 | 0 | 0 | 0 | 0 | 0 | 0 | 0 | 0 | 0 | 0 | 0 | 0 | 0 | 0 | 0 | 0 | 0 | 0 | 0 | 0 | 0 | 0 | 0 | 0 | 0 | 0 | 0 | 0
F5_Industrial_Industrial - Int_Existing_Process_Natural Gas_Process Cooling_E6 | F5 | Industrial | Industrial - Int | Existing | Process | Natural Gas | Process Cooling | E6 | RIM BC Ratio | 0 | 0 | 0 | 0 | 0 | 0 | 0 | 0 | 0 | 0 | 0 | 0 | 0 | 0 | 0 | 0 | 0 | 0 | 0 | 0 | 0 | 0 | 0 | 0 | 0 | 0 | 0 | 0 | 0 | 0 | 0 | 0 | 0
F5_Industrial_Industrial - Int_Existing_Process_Natural Gas_Process Cooling_E7 | F5 | Industrial | Industrial - Int | Existing | Process | Natural Gas | Process Cooling | E7 | RIM BC Ratio | 0 | 0 | 0 | 0 | 0 | 0 | 0 | 0 | 0 | 0 | 0 | 0 | 0 | 0 | 0 | 0 | 0 | 0 | 0 | 0 | 0 | 0 | 0 | 0 | 0 | 0 | 0 | 0 | 0 | 0 | 0 | 0 | 0
F5_Industrial_Industrial - Int_Existing_Process_Natural Gas_Process Cooling_E8 | F5 | Industrial | Industrial - Int | Existing | Process | Natural Gas | Process Cooling | E8 | RIM BC Ratio | 0 | 0 | 0 | 0 | 0 | 0 | 0 | 0 | 0 | 0 | 0 | 0 | 0 | 0 | 0 | 0 | 0 | 0 | 0 | 0 | 0 | 0 | 0 | 0 | 0 | 0 | 0 | 0 | 0 | 0 | 0 | 0 | 0
F5_Industrial_Industrial - Int_Existing_Process_Natural Gas_Process Cooling_E9 | F5 | Industrial | Industrial - Int | Existing | Process | Natural Gas | Process Cooling | E9 | RIM BC Ratio | 0 | 0 | 0 | 0 | 0 | 0 | 0 | 0 | 0 | 0 | 0 | 0 | 0 | 0 | 0 | 0 | 0 | 0 | 0 | 0 | 0 | 0 | 0 | 0 | 0 | 0 | 0 | 0 | 0 | 0 | 0 | 0 | 0
F5_Industrial_Industrial - Int_Existing_Process_Natural Gas_Process Cooling_E10 | F5 | Industrial | Industrial - Int | Existing | Process | Natural Gas | Process Cooling | E10 | RIM BC Ratio | 0 | 0 | 0 | 0 | 0 | 0 | 0 | 0 | 0 | 0 | 0 | 0 | 0 | 0 | 0 | 0 | 0 | 0 | 0 | 0 | 0 | 0 | 0 | 0 | 0 | 0 | 0 | 0 | 0 | 0 | 0 | 0 | 0
F0_Industrial_Industrial - Int_Existing_Process_Natural Gas_Other Process_E0 | F0 | Industrial | Industrial - Int | Existing | Process | Natural Gas | Other Process | E0 | Economic Unit | Standard | Standard | Standard | Standard | Standard | Standard | Standard | Standard | Standard | Standard | Standard | Standard | Standard | Standard | Standard | Standard | Standard | Standard | Standard | Standard | Standard | Standard | Standard | Standard | Standard | Standard | Standard | Standard | Standard | Standard | Standard | Standard | Standard
F1_Industrial_Industrial - Int_Existing_Process_Natural Gas_Other Process_E1 | F1 | Industrial | Industrial - Int | Existing | Process | Natural Gas | Other Process | E1 | CCE | 0 | 0 | 0 | 0 | 0 | 0 | 0 | 0 | 0 | 0 | 0 | 0 | 0 | 0 | 0 | 0 | 0 | 0 | 0 | 0 | 0 | 0 | 0 | 0 | 0 | 0 | 0 | 0 | 0 | 0 | 0 | 0 | 0
F1_Industrial_Industrial - Int_Existing_Process_Natural Gas_Other Process_E2 | F1 | Industrial | Industrial - Int | Existing | Process | Natural Gas | Other Process | E2 | CCE | 0 | 0 | 0 | 0 | 0 | 0 | 0 | 0 | 0 | 0 | 0 | 0 | 0 | 0 | 0 | 0 | 0 | 0 | 0 | 0 | 0 | 0 | 0 | 0 | 0 | 0 | 0 | 0 | 0 | 0 | 0 | 0 | 0
F1_Industrial_Industrial - Int_Existing_Process_Natural Gas_Other Process_E3 | F1 | Industrial | Industrial - Int | Existing | Process | Natural Gas | Other Process | E3 | CCE | 0 | 0 | 0 | 0 | 0 | 0 | 0 | 0 | 0 | 0 | 0 | 0 | 0 | 0 | 0 | 0 | 0 | 0 | 0 | 0 | 0 | 0 | 0 | 0 | 0 | 0 | 0 | 0 | 0 | 0 | 0 | 0 | 0
F1_Industrial_Industrial - Int_Existing_Process_Natural Gas_Other Process_E4 | F1 | Industrial | Industrial - Int | Existing | Process | Natural Gas | Other Process | E4 | CCE | 0 | 0 | 0 | 0 | 0 | 0 | 0 | 0 | 0 | 0 | 0 | 0 | 0 | 0 | 0 | 0 | 0 | 0 | 0 | 0 | 0 | 0 | 0 | 0 | 0 | 0 | 0 | 0 | 0 | 0 | 0 | 0 | 0
F1_Industrial_Industrial - Int_Existing_Process_Natural Gas_Other Process_E5 | F1 | Industrial | Industrial - Int | Existing | Process | Natural Gas | Other Process | E5 | CCE | 0 | 0 | 0 | 0 | 0 | 0 | 0 | 0 | 0 | 0 | 0 | 0 | 0 | 0 | 0 | 0 | 0 | 0 | 0 | 0 | 0 | 0 | 0 | 0 | 0 | 0 | 0 | 0 | 0 | 0 | 0 | 0 | 0
F1_Industrial_Industrial - Int_Existing_Process_Natural Gas_Other Process_E6 | F1 | Industrial | Industrial - Int | Existing | Process | Natural Gas | Other Process | E6 | CCE | 0 | 0 | 0 | 0 | 0 | 0 | 0 | 0 | 0 | 0 | 0 | 0 | 0 | 0 | 0 | 0 | 0 | 0 | 0 | 0 | 0 | 0 | 0 | 0 | 0 | 0 | 0 | 0 | 0 | 0 | 0 | 0 | 0
F1_Industrial_Industrial - Int_Existing_Process_Natural Gas_Other Process_E7 | F1 | Industrial | Industrial - Int | Existing | Process | Natural Gas | Other Process | E7 | CCE | 0 | 0 | 0 | 0 | 0 | 0 | 0 | 0 | 0 | 0 | 0 | 0 | 0 | 0 | 0 | 0 | 0 | 0 | 0 | 0 | 0 | 0 | 0 | 0 | 0 | 0 | 0 | 0 | 0 | 0 | 0 | 0 | 0
F1_Industrial_Industrial - Int_Existing_Process_Natural Gas_Other Process_E8 | F1 | Industrial | Industrial - Int | Existing | Process | Natural Gas | Other Process | E8 | CCE | 0 | 0 | 0 | 0 | 0 | 0 | 0 | 0 | 0 | 0 | 0 | 0 | 0 | 0 | 0 | 0 | 0 | 0 | 0 | 0 | 0 | 0 | 0 | 0 | 0 | 0 | 0 | 0 | 0 | 0 | 0 | 0 | 0
F1_Industrial_Industrial - Int_Existing_Process_Natural Gas_Other Process_E9 | F1 | Industrial | Industrial - Int | Existing | Process | Natural Gas | Other Process | E9 | CCE | 0 | 0 | 0 | 0 | 0 | 0 | 0 | 0 | 0 | 0 | 0 | 0 | 0 | 0 | 0 | 0 | 0 | 0 | 0 | 0 | 0 | 0 | 0 | 0 | 0 | 0 | 0 | 0 | 0 | 0 | 0 | 0 | 0
F1_Industrial_Industrial - Int_Existing_Process_Natural Gas_Other Process_E10 | F1 | Industrial | Industrial - Int | Existing | Process | Natural Gas | Other Process | E10 | CCE | 0 | 0 | 0 | 0 | 0 | 0 | 0 | 0 | 0 | 0 | 0 | 0 | 0 | 0 | 0 | 0 | 0 | 0 | 0 | 0 | 0 | 0 | 0 | 0 | 0 | 0 | 0 | 0 | 0 | 0 | 0 | 0 | 0
F2_Industrial_Industrial - Int_Existing_Process_Natural Gas_Other Process_E1 | F2 | Industrial | Industrial - Int | Existing | Process | Natural Gas | Other Process | E1 | TRC BC Ratio | bar: 2019 to 2051
F2_Industrial_Industrial - Int_Existing_Process_Natural Gas_Other Process_E2 | F2 | Industrial | Industrial - Int | Existing | Process | Natural Gas | Other Process | E2 | TRC BC Ratio | 0 | 0 | 0 | 0 | 0 | 0 | 0 | 0 | 0 | 0 | 0 | 0 | 0 | 0 | 0 | 0 | 0 | 0 | 0 | 0 | 0 | 0 | 0 | 0 | 0 | 0 | 0 | 0 | 0 | 0 | 0 | 0 | 0
F2_Industrial_Industrial - Int_Existing_Process_Natural Gas_Other Process_E3 | F2 | Industrial | Industrial - Int | Existing | Process | Natural Gas | Other Process | E3 | TRC BC Ratio | 0 | 0 | 0 | 0 | 0 | 0 | 0 | 0 | 0 | 0 | 0 | 0 | 0 | 0 | 0 | 0 | 0 | 0 | 0 | 0 | 0 | 0 | 0 | 0 | 0 | 0 | 0 | 0 | 0 | 0 | 0 | 0 | 0
F2_Industrial_Industrial - Int_Existing_Process_Natural Gas_Other Process_E4 | F2 | Industrial | Industrial - Int | Existing | Process | Natural Gas | Other Process | E4 | TRC BC Ratio | 0 | 0 | 0 | 0 | 0 | 0 | 0 | 0 | 0 | 0 | 0 | 0 | 0 | 0 | 0 | 0 | 0 | 0 | 0 | 0 | 0 | 0 | 0 | 0 | 0 | 0 | 0 | 0 | 0 | 0 | 0 | 0 | 0
F2_Industrial_Industrial - Int_Existing_Process_Natural Gas_Other Process_E5 | F2 | Industrial | Industrial - Int | Existing | Process | Natural Gas | Other Process | E5 | TRC BC Ratio | 0 | 0 | 0 | 0 | 0 | 0 | 0 | 0 | 0 | 0 | 0 | 0 | 0 | 0 | 0 | 0 | 0 | 0 | 0 | 0 | 0 | 0 | 0 | 0 | 0 | 0 | 0 | 0 | 0 | 0 | 0 | 0 | 0
F2_Industrial_Industrial - Int_Existing_Process_Natural Gas_Other Process_E6 | F2 | Industrial | Industrial - Int | Existing | Process | Natural Gas | Other Process | E6 | TRC BC Ratio | 0 | 0 | 0 | 0 | 0 | 0 | 0 | 0 | 0 | 0 | 0 | 0 | 0 | 0 | 0 | 0 | 0 | 0 | 0 | 0 | 0 | 0 | 0 | 0 | 0 | 0 | 0 | 0 | 0 | 0 | 0 | 0 | 0
F2_Industrial_Industrial - Int_Existing_Process_Natural Gas_Other Process_E7 | F2 | Industrial | Industrial - Int | Existing | Process | Natural Gas | Other Process | E7 | TRC BC Ratio | 0 | 0 | 0 | 0 | 0 | 0 | 0 | 0 | 0 | 0 | 0 | 0 | 0 | 0 | 0 | 0 | 0 | 0 | 0 | 0 | 0 | 0 | 0 | 0 | 0 | 0 | 0 | 0 | 0 | 0 | 0 | 0 | 0
F2_Industrial_Industrial - Int_Existing_Process_Natural Gas_Other Process_E8 | F2 | Industrial | Industrial - Int | Existing | Process | Natural Gas | Other Process | E8 | TRC BC Ratio | 0 | 0 | 0 | 0 | 0 | 0 | 0 | 0 | 0 | 0 | 0 | 0 | 0 | 0 | 0 | 0 | 0 | 0 | 0 | 0 | 0 | 0 | 0 | 0 | 0 | 0 | 0 | 0 | 0 | 0 | 0 | 0 | 0
F2_Industrial_Industrial - Int_Existing_Process_Natural Gas_Other Process_E9 | F2 | Industrial | Industrial - Int | Existing | Process | Natural Gas | Other Process | E9 | TRC BC Ratio | 0 | 0 | 0 | 0 | 0 | 0 | 0 | 0 | 0 | 0 | 0 | 0 | 0 | 0 | 0 | 0 | 0 | 0 | 0 | 0 | 0 | 0 | 0 | 0 | 0 | 0 | 0 | 0 | 0 | 0 | 0 | 0 | 0
F2_Industrial_Industrial - Int_Existing_Process_Natural Gas_Other Process_E10 | F2 | Industrial | Industrial - Int | Existing | Process | Natural Gas | Other Process | E10 | TRC BC Ratio | 0 | 0 | 0 | 0 | 0 | 0 | 0 | 0 | 0 | 0 | 0 | 0 | 0 | 0 | 0 | 0 | 0 | 0 | 0 | 0 | 0 | 0 | 0 | 0 | 0 | 0 | 0 | 0 | 0 | 0 | 0 | 0 | 0
F3_Industrial_Industrial - Int_Existing_Process_Natural Gas_Other Process_E1 | F3 | Industrial | Industrial - Int | Existing | Process | Natural Gas | Other Process | E1 | PACT BC Ratio | bar: 2019 to 2051
F3_Industrial_Industrial - Int_Existing_Process_Natural Gas_Other Process_E2 | F3 | Industrial | Industrial - Int | Existing | Process | Natural Gas | Other Process | E2 | PACT BC Ratio | 0 | 0 | 0 | 0 | 0 | 0 | 0 | 0 | 0 | 0 | 0 | 0 | 0 | 0 | 0 | 0 | 0 | 0 | 0 | 0 | 0 | 0 | 0 | 0 | 0 | 0 | 0 | 0 | 0 | 0 | 0 | 0 | 0
F3_Industrial_Industrial - Int_Existing_Process_Natural Gas_Other Process_E3 | F3 | Industrial | Industrial - Int | Existing | Process | Natural Gas | Other Process | E3 | PACT BC Ratio | 0 | 0 | 0 | 0 | 0 | 0 | 0 | 0 | 0 | 0 | 0 | 0 | 0 | 0 | 0 | 0 | 0 | 0 | 0 | 0 | 0 | 0 | 0 | 0 | 0 | 0 | 0 | 0 | 0 | 0 | 0 | 0 | 0
F3_Industrial_Industrial - Int_Existing_Process_Natural Gas_Other Process_E4 | F3 | Industrial | Industrial - Int | Existing | Process | Natural Gas | Other Process | E4 | PACT BC Ratio | 0 | 0 | 0 | 0 | 0 | 0 | 0 | 0 | 0 | 0 | 0 | 0 | 0 | 0 | 0 | 0 | 0 | 0 | 0 | 0 | 0 | 0 | 0 | 0 | 0 | 0 | 0 | 0 | 0 | 0 | 0 | 0 | 0
F3_Industrial_Industrial - Int_Existing_Process_Natural Gas_Other Process_E5 | F3 | Industrial | Industrial - Int | Existing | Process | Natural Gas | Other Process | E5 | PACT BC Ratio | 0 | 0 | 0 | 0 | 0 | 0 | 0 | 0 | 0 | 0 | 0 | 0 | 0 | 0 | 0 | 0 | 0 | 0 | 0 | 0 | 0 | 0 | 0 | 0 | 0 | 0 | 0 | 0 | 0 | 0 | 0 | 0 | 0
F3_Industrial_Industrial - Int_Existing_Process_Natural Gas_Other Process_E6 | F3 | Industrial | Industrial - Int | Existing | Process | Natural Gas | Other Process | E6 | PACT BC Ratio | 0 | 0 | 0 | 0 | 0 | 0 | 0 | 0 | 0 | 0 | 0 | 0 | 0 | 0 | 0 | 0 | 0 | 0 | 0 | 0 | 0 | 0 | 0 | 0 | 0 | 0 | 0 | 0 | 0 | 0 | 0 | 0 | 0
F3_Industrial_Industrial - Int_Existing_Process_Natural Gas_Other Process_E7 | F3 | Industrial | Industrial - Int | Existing | Process | Natural Gas | Other Process | E7 | PACT BC Ratio | 0 | 0 | 0 | 0 | 0 | 0 | 0 | 0 | 0 | 0 | 0 | 0 | 0 | 0 | 0 | 0 | 0 | 0 | 0 | 0 | 0 | 0 | 0 | 0 | 0 | 0 | 0 | 0 | 0 | 0 | 0 | 0 | 0
F3_Industrial_Industrial - Int_Existing_Process_Natural Gas_Other Process_E8 | F3 | Industrial | Industrial - Int | Existing | Process | Natural Gas | Other Process | E8 | PACT BC Ratio | 0 | 0 | 0 | 0 | 0 | 0 | 0 | 0 | 0 | 0 | 0 | 0 | 0 | 0 | 0 | 0 | 0 | 0 | 0 | 0 | 0 | 0 | 0 | 0 | 0 | 0 | 0 | 0 | 0 | 0 | 0 | 0 | 0
F3_Industrial_Industrial - Int_Existing_Process_Natural Gas_Other Process_E9 | F3 | Industrial | Industrial - Int | Existing | Process | Natural Gas | Other Process | E9 | PACT BC Ratio | 0 | 0 | 0 | 0 | 0 | 0 | 0 | 0 | 0 | 0 | 0 | 0 | 0 | 0 | 0 | 0 | 0 | 0 | 0 | 0 | 0 | 0 | 0 | 0 | 0 | 0 | 0 | 0 | 0 | 0 | 0 | 0 | 0
F3_Industrial_Industrial - Int_Existing_Process_Natural Gas_Other Process_E10 | F3 | Industrial | Industrial - Int | Existing | Process | Natural Gas | Other Process | E10 | PACT BC Ratio | 0 | 0 | 0 | 0 | 0 | 0 | 0 | 0 | 0 | 0 | 0 | 0 | 0 | 0 | 0 | 0 | 0 | 0 | 0 | 0 | 0 | 0 | 0 | 0 | 0 | 0 | 0 | 0 | 0 | 0 | 0 | 0 | 0
F4_Industrial_Industrial - Int_Existing_Process_Natural Gas_Other Process_E1 | F4 | Industrial | Industrial - Int | Existing | Process | Natural Gas | Other Process | E1 | RVT BC Ratio | bar: 2019 to 2051
F4_Industrial_Industrial - Int_Existing_Process_Natural Gas_Other Process_E2 | F4 | Industrial | Industrial - Int | Existing | Process | Natural Gas | Other Process | E2 | RVT BC Ratio | 0 | 0 | 0 | 0 | 0 | 0 | 0 | 0 | 0 | 0 | 0 | 0 | 0 | 0 | 0 | 0 | 0 | 0 | 0 | 0 | 0 | 0 | 0 | 0 | 0 | 0 | 0 | 0 | 0 | 0 | 0 | 0 | 0
F4_Industrial_Industrial - Int_Existing_Process_Natural Gas_Other Process_E3 | F4 | Industrial | Industrial - Int | Existing | Process | Natural Gas | Other Process | E3 | RVT BC Ratio | 0 | 0 | 0 | 0 | 0 | 0 | 0 | 0 | 0 | 0 | 0 | 0 | 0 | 0 | 0 | 0 | 0 | 0 | 0 | 0 | 0 | 0 | 0 | 0 | 0 | 0 | 0 | 0 | 0 | 0 | 0 | 0 | 0
F4_Industrial_Industrial - Int_Existing_Process_Natural Gas_Other Process_E4 | F4 | Industrial | Industrial - Int | Existing | Process | Natural Gas | Other Process | E4 | RVT BC Ratio | 0 | 0 | 0 | 0 | 0 | 0 | 0 | 0 | 0 | 0 | 0 | 0 | 0 | 0 | 0 | 0 | 0 | 0 | 0 | 0 | 0 | 0 | 0 | 0 | 0 | 0 | 0 | 0 | 0 | 0 | 0 | 0 | 0
F4_Industrial_Industrial - Int_Existing_Process_Natural Gas_Other Process_E5 | F4 | Industrial | Industrial - Int | Existing | Process | Natural Gas | Other Process | E5 | RVT BC Ratio | 0 | 0 | 0 | 0 | 0 | 0 | 0 | 0 | 0 | 0 | 0 | 0 | 0 | 0 | 0 | 0 | 0 | 0 | 0 | 0 | 0 | 0 | 0 | 0 | 0 | 0 | 0 | 0 | 0 | 0 | 0 | 0 | 0
F4_Industrial_Industrial - Int_Existing_Process_Natural Gas_Other Process_E6 | F4 | Industrial | Industrial - Int | Existing | Process | Natural Gas | Other Process | E6 | RVT BC Ratio | 0 | 0 | 0 | 0 | 0 | 0 | 0 | 0 | 0 | 0 | 0 | 0 | 0 | 0 | 0 | 0 | 0 | 0 | 0 | 0 | 0 | 0 | 0 | 0 | 0 | 0 | 0 | 0 | 0 | 0 | 0 | 0 | 0
F4_Industrial_Industrial - Int_Existing_Process_Natural Gas_Other Process_E7 | F4 | Industrial | Industrial - Int | Existing | Process | Natural Gas | Other Process | E7 | RVT BC Ratio | 0 | 0 | 0 | 0 | 0 | 0 | 0 | 0 | 0 | 0 | 0 | 0 | 0 | 0 | 0 | 0 | 0 | 0 | 0 | 0 | 0 | 0 | 0 | 0 | 0 | 0 | 0 | 0 | 0 | 0 | 0 | 0 | 0
F4_Industrial_Industrial - Int_Existing_Process_Natural Gas_Other Process_E8 | F4 | Industrial | Industrial - Int | Existing | Process | Natural Gas | Other Process | E8 | RVT BC Ratio | 0 | 0 | 0 | 0 | 0 | 0 | 0 | 0 | 0 | 0 | 0 | 0 | 0 | 0 | 0 | 0 | 0 | 0 | 0 | 0 | 0 | 0 | 0 | 0 | 0 | 0 | 0 | 0 | 0 | 0 | 0 | 0 | 0
F4_Industrial_Industrial - Int_Existing_Process_Natural Gas_Other Process_E9 | F4 | Industrial | Industrial - Int | Existing | Process | Natural Gas | Other Process | E9 | RVT BC Ratio | 0 | 0 | 0 | 0 | 0 | 0 | 0 | 0 | 0 | 0 | 0 | 0 | 0 | 0 | 0 | 0 | 0 | 0 | 0 | 0 | 0 | 0 | 0 | 0 | 0 | 0 | 0 | 0 | 0 | 0 | 0 | 0 | 0
F4_Industrial_Industrial - Int_Existing_Process_Natural Gas_Other Process_E10 | F4 | Industrial | Industrial - Int | Existing | Process | Natural Gas | Other Process | E10 | RVT BC Ratio | 0 | 0 | 0 | 0 | 0 | 0 | 0 | 0 | 0 | 0 | 0 | 0 | 0 | 0 | 0 | 0 | 0 | 0 | 0 | 0 | 0 | 0 | 0 | 0 | 0 | 0 | 0 | 0 | 0 | 0 | 0 | 0 | 0
F5_Industrial_Industrial - Int_Existing_Process_Natural Gas_Other Process_E1 | F5 | Industrial | Industrial - Int | Existing | Process | Natural Gas | Other Process | E1 | RIM BC Ratio | bar: 2019 to 2051
F5_Industrial_Industrial - Int_Existing_Process_Natural Gas_Other Process_E2 | F5 | Industrial | Industrial - Int | Existing | Process | Natural Gas | Other Process | E2 | RIM BC Ratio | 0 | 0 | 0 | 0 | 0 | 0 | 0 | 0 | 0 | 0 | 0 | 0 | 0 | 0 | 0 | 0 | 0 | 0 | 0 | 0 | 0 | 0 | 0 | 0 | 0 | 0 | 0 | 0 | 0 | 0 | 0 | 0 | 0
F5_Industrial_Industrial - Int_Existing_Process_Natural Gas_Other Process_E3 | F5 | Industrial | Industrial - Int | Existing | Process | Natural Gas | Other Process | E3 | RIM BC Ratio | 0 | 0 | 0 | 0 | 0 | 0 | 0 | 0 | 0 | 0 | 0 | 0 | 0 | 0 | 0 | 0 | 0 | 0 | 0 | 0 | 0 | 0 | 0 | 0 | 0 | 0 | 0 | 0 | 0 | 0 | 0 | 0 | 0
F5_Industrial_Industrial - Int_Existing_Process_Natural Gas_Other Process_E4 | F5 | Industrial | Industrial - Int | Existing | Process | Natural Gas | Other Process | E4 | RIM BC Ratio | 0 | 0 | 0 | 0 | 0 | 0 | 0 | 0 | 0 | 0 | 0 | 0 | 0 | 0 | 0 | 0 | 0 | 0 | 0 | 0 | 0 | 0 | 0 | 0 | 0 | 0 | 0 | 0 | 0 | 0 | 0 | 0 | 0
F5_Industrial_Industrial - Int_Existing_Process_Natural Gas_Other Process_E5 | F5 | Industrial | Industrial - Int | Existing | Process | Natural Gas | Other Process | E5 | RIM BC Ratio | 0 | 0 | 0 | 0 | 0 | 0 | 0 | 0 | 0 | 0 | 0 | 0 | 0 | 0 | 0 | 0 | 0 | 0 | 0 | 0 | 0 | 0 | 0 | 0 | 0 | 0 | 0 | 0 | 0 | 0 | 0 | 0 | 0
F5_Industrial_Industrial - Int_Existing_Process_Natural Gas_Other Process_E6 | F5 | Industrial | Industrial - Int | Existing | Process | Natural Gas | Other Process | E6 | RIM BC Ratio | 0 | 0 | 0 | 0 | 0 | 0 | 0 | 0 | 0 | 0 | 0 | 0 | 0 | 0 | 0 | 0 | 0 | 0 | 0 | 0 | 0 | 0 | 0 | 0 | 0 | 0 | 0 | 0 | 0 | 0 | 0 | 0 | 0
F5_Industrial_Industrial - Int_Existing_Process_Natural Gas_Other Process_E7 | F5 | Industrial | Industrial - Int | Existing | Process | Natural Gas | Other Process | E7 | RIM BC Ratio | 0 | 0 | 0 | 0 | 0 | 0 | 0 | 0 | 0 | 0 | 0 | 0 | 0 | 0 | 0 | 0 | 0 | 0 | 0 | 0 | 0 | 0 | 0 | 0 | 0 | 0 | 0 | 0 | 0 | 0 | 0 | 0 | 0
F5_Industrial_Industrial - Int_Existing_Process_Natural Gas_Other Process_E8 | F5 | Industrial | Industrial - Int | Existing | Process | Natural Gas | Other Process | E8 | RIM BC Ratio | 0 | 0 | 0 | 0 | 0 | 0 | 0 | 0 | 0 | 0 | 0 | 0 | 0 | 0 | 0 | 0 | 0 | 0 | 0 | 0 | 0 | 0 | 0 | 0 | 0 | 0 | 0 | 0 | 0 | 0 | 0 | 0 | 0
F5_Industrial_Industrial - Int_Existing_Process_Natural Gas_Other Process_E9 | F5 | Industrial | Industrial - Int | Existing | Process | Natural Gas | Other Process | E9 | RIM BC Ratio | 0 | 0 | 0 | 0 | 0 | 0 | 0 | 0 | 0 | 0 | 0 | 0 | 0 | 0 | 0 | 0 | 0 | 0 | 0 | 0 | 0 | 0 | 0 | 0 | 0 | 0 | 0 | 0 | 0 | 0 | 0 | 0 | 0
F5_Industrial_Industrial - Int_Existing_Process_Natural Gas_Other Process_E10 | F5 | Industrial | Industrial - Int | Existing | Process | Natural Gas | Other Process | E10 | RIM BC Ratio | 0 | 0 | 0 | 0 | 0 | 0 | 0 | 0 | 0 | 0 | 0 | 0 | 0 | 0 | 0 | 0 | 0 | 0 | 0 | 0 | 0 | 0 | 0 | 0 | 0 | 0 | 0 | 0 | 0 | 0 | 0 | 0 | 0
F0_Industrial_Industrial - Int_Existing_Miscellaneous_Natural Gas_Miscellaneous_E0 | F0 | Industrial | Industrial - Int | Existing | Miscellaneous | Natural Gas | Miscellaneous | E0 | Economic Unit | Standard | Standard | Standard | Standard | Standard | Standard | Standard | Standard | Standard | Standard | Standard | Standard | Standard | Standard | Standard | Standard | Standard | Standard | Standard | Standard | Standard | Standard | Standard | Standard | Standard | Standard | Standard | Standard | Standard | Standard | Standard | Standard | Standard
F1_Industrial_Industrial - Int_Existing_Miscellaneous_Natural Gas_Miscellaneous_E1 | F1 | Industrial | Industrial - Int | Existing | Miscellaneous | Natural Gas | Miscellaneous | E1 | CCE | 0 | 0 | 0 | 0 | 0 | 0 | 0 | 0 | 0 | 0 | 0 | 0 | 0 | 0 | 0 | 0 | 0 | 0 | 0 | 0 | 0 | 0 | 0 | 0 | 0 | 0 | 0 | 0 | 0 | 0 | 0 | 0 | 0
F1_Industrial_Industrial - Int_Existing_Miscellaneous_Natural Gas_Miscellaneous_E2 | F1 | Industrial | Industrial - Int | Existing | Miscellaneous | Natural Gas | Miscellaneous | E2 | CCE | 0 | 0 | 0 | 0 | 0 | 0 | 0 | 0 | 0 | 0 | 0 | 0 | 0 | 0 | 0 | 0 | 0 | 0 | 0 | 0 | 0 | 0 | 0 | 0 | 0 | 0 | 0 | 0 | 0 | 0 | 0 | 0 | 0
F1_Industrial_Industrial - Int_Existing_Miscellaneous_Natural Gas_Miscellaneous_E3 | F1 | Industrial | Industrial - Int | Existing | Miscellaneous | Natural Gas | Miscellaneous | E3 | CCE | 0 | 0 | 0 | 0 | 0 | 0 | 0 | 0 | 0 | 0 | 0 | 0 | 0 | 0 | 0 | 0 | 0 | 0 | 0 | 0 | 0 | 0 | 0 | 0 | 0 | 0 | 0 | 0 | 0 | 0 | 0 | 0 | 0
F1_Industrial_Industrial - Int_Existing_Miscellaneous_Natural Gas_Miscellaneous_E4 | F1 | Industrial | Industrial - Int | Existing | Miscellaneous | Natural Gas | Miscellaneous | E4 | CCE | 0 | 0 | 0 | 0 | 0 | 0 | 0 | 0 | 0 | 0 | 0 | 0 | 0 | 0 | 0 | 0 | 0 | 0 | 0 | 0 | 0 | 0 | 0 | 0 | 0 | 0 | 0 | 0 | 0 | 0 | 0 | 0 | 0
F1_Industrial_Industrial - Int_Existing_Miscellaneous_Natural Gas_Miscellaneous_E5 | F1 | Industrial | Industrial - Int | Existing | Miscellaneous | Natural Gas | Miscellaneous | E5 | CCE | 0 | 0 | 0 | 0 | 0 | 0 | 0 | 0 | 0 | 0 | 0 | 0 | 0 | 0 | 0 | 0 | 0 | 0 | 0 | 0 | 0 | 0 | 0 | 0 | 0 | 0 | 0 | 0 | 0 | 0 | 0 | 0 | 0
F1_Industrial_Industrial - Int_Existing_Miscellaneous_Natural Gas_Miscellaneous_E6 | F1 | Industrial | Industrial - Int | Existing | Miscellaneous | Natural Gas | Miscellaneous | E6 | CCE | 0 | 0 | 0 | 0 | 0 | 0 | 0 | 0 | 0 | 0 | 0 | 0 | 0 | 0 | 0 | 0 | 0 | 0 | 0 | 0 | 0 | 0 | 0 | 0 | 0 | 0 | 0 | 0 | 0 | 0 | 0 | 0 | 0
F1_Industrial_Industrial - Int_Existing_Miscellaneous_Natural Gas_Miscellaneous_E7 | F1 | Industrial | Industrial - Int | Existing | Miscellaneous | Natural Gas | Miscellaneous | E7 | CCE | 0 | 0 | 0 | 0 | 0 | 0 | 0 | 0 | 0 | 0 | 0 | 0 | 0 | 0 | 0 | 0 | 0 | 0 | 0 | 0 | 0 | 0 | 0 | 0 | 0 | 0 | 0 | 0 | 0 | 0 | 0 | 0 | 0
F1_Industrial_Industrial - Int_Existing_Miscellaneous_Natural Gas_Miscellaneous_E8 | F1 | Industrial | Industrial - Int | Existing | Miscellaneous | Natural Gas | Miscellaneous | E8 | CCE | 0 | 0 | 0 | 0 | 0 | 0 | 0 | 0 | 0 | 0 | 0 | 0 | 0 | 0 | 0 | 0 | 0 | 0 | 0 | 0 | 0 | 0 | 0 | 0 | 0 | 0 | 0 | 0 | 0 | 0 | 0 | 0 | 0
F1_Industrial_Industrial - Int_Existing_Miscellaneous_Natural Gas_Miscellaneous_E9 | F1 | Industrial | Industrial - Int | Existing | Miscellaneous | Natural Gas | Miscellaneous | E9 | CCE | 0 | 0 | 0 | 0 | 0 | 0 | 0 | 0 | 0 | 0 | 0 | 0 | 0 | 0 | 0 | 0 | 0 | 0 | 0 | 0 | 0 | 0 | 0 | 0 | 0 | 0 | 0 | 0 | 0 | 0 | 0 | 0 | 0
F1_Industrial_Industrial - Int_Existing_Miscellaneous_Natural Gas_Miscellaneous_E10 | F1 | Industrial | Industrial - Int | Existing | Miscellaneous | Natural Gas | Miscellaneous | E10 | CCE | 0 | 0 | 0 | 0 | 0 | 0 | 0 | 0 | 0 | 0 | 0 | 0 | 0 | 0 | 0 | 0 | 0 | 0 | 0 | 0 | 0 | 0 | 0 | 0 | 0 | 0 | 0 | 0 | 0 | 0 | 0 | 0 | 0
F2_Industrial_Industrial - Int_Existing_Miscellaneous_Natural Gas_Miscellaneous_E1 | F2 | Industrial | Industrial - Int | Existing | Miscellaneous | Natural Gas | Miscellaneous | E1 | TRC BC Ratio | bar: 2019 to 2051
F2_Industrial_Industrial - Int_Existing_Miscellaneous_Natural Gas_Miscellaneous_E2 | F2 | Industrial | Industrial - Int | Existing | Miscellaneous | Natural Gas | Miscellaneous | E2 | TRC BC Ratio | 0 | 0 | 0 | 0 | 0 | 0 | 0 | 0 | 0 | 0 | 0 | 0 | 0 | 0 | 0 | 0 | 0 | 0 | 0 | 0 | 0 | 0 | 0 | 0 | 0 | 0 | 0 | 0 | 0 | 0 | 0 | 0 | 0
F2_Industrial_Industrial - Int_Existing_Miscellaneous_Natural Gas_Miscellaneous_E3 | F2 | Industrial | Industrial - Int | Existing | Miscellaneous | Natural Gas | Miscellaneous | E3 | TRC BC Ratio | 0 | 0 | 0 | 0 | 0 | 0 | 0 | 0 | 0 | 0 | 0 | 0 | 0 | 0 | 0 | 0 | 0 | 0 | 0 | 0 | 0 | 0 | 0 | 0 | 0 | 0 | 0 | 0 | 0 | 0 | 0 | 0 | 0
F2_Industrial_Industrial - Int_Existing_Miscellaneous_Natural Gas_Miscellaneous_E4 | F2 | Industrial | Industrial - Int | Existing | Miscellaneous | Natural Gas | Miscellaneous | E4 | TRC BC Ratio | 0 | 0 | 0 | 0 | 0 | 0 | 0 | 0 | 0 | 0 | 0 | 0 | 0 | 0 | 0 | 0 | 0 | 0 | 0 | 0 | 0 | 0 | 0 | 0 | 0 | 0 | 0 | 0 | 0 | 0 | 0 | 0 | 0
F2_Industrial_Industrial - Int_Existing_Miscellaneous_Natural Gas_Miscellaneous_E5 | F2 | Industrial | Industrial - Int | Existing | Miscellaneous | Natural Gas | Miscellaneous | E5 | TRC BC Ratio | 0 | 0 | 0 | 0 | 0 | 0 | 0 | 0 | 0 | 0 | 0 | 0 | 0 | 0 | 0 | 0 | 0 | 0 | 0 | 0 | 0 | 0 | 0 | 0 | 0 | 0 | 0 | 0 | 0 | 0 | 0 | 0 | 0
F2_Industrial_Industrial - Int_Existing_Miscellaneous_Natural Gas_Miscellaneous_E6 | F2 | Industrial | Industrial - Int | Existing | Miscellaneous | Natural Gas | Miscellaneous | E6 | TRC BC Ratio | 0 | 0 | 0 | 0 | 0 | 0 | 0 | 0 | 0 | 0 | 0 | 0 | 0 | 0 | 0 | 0 | 0 | 0 | 0 | 0 | 0 | 0 | 0 | 0 | 0 | 0 | 0 | 0 | 0 | 0 | 0 | 0 | 0
F2_Industrial_Industrial - Int_Existing_Miscellaneous_Natural Gas_Miscellaneous_E7 | F2 | Industrial | Industrial - Int | Existing | Miscellaneous | Natural Gas | Miscellaneous | E7 | TRC BC Ratio | 0 | 0 | 0 | 0 | 0 | 0 | 0 | 0 | 0 | 0 | 0 | 0 | 0 | 0 | 0 | 0 | 0 | 0 | 0 | 0 | 0 | 0 | 0 | 0 | 0 | 0 | 0 | 0 | 0 | 0 | 0 | 0 | 0
F2_Industrial_Industrial - Int_Existing_Miscellaneous_Natural Gas_Miscellaneous_E8 | F2 | Industrial | Industrial - Int | Existing | Miscellaneous | Natural Gas | Miscellaneous | E8 | TRC BC Ratio | 0 | 0 | 0 | 0 | 0 | 0 | 0 | 0 | 0 | 0 | 0 | 0 | 0 | 0 | 0 | 0 | 0 | 0 | 0 | 0 | 0 | 0 | 0 | 0 | 0 | 0 | 0 | 0 | 0 | 0 | 0 | 0 | 0
F2_Industrial_Industrial - Int_Existing_Miscellaneous_Natural Gas_Miscellaneous_E9 | F2 | Industrial | Industrial - Int | Existing | Miscellaneous | Natural Gas | Miscellaneous | E9 | TRC BC Ratio | 0 | 0 | 0 | 0 | 0 | 0 | 0 | 0 | 0 | 0 | 0 | 0 | 0 | 0 | 0 | 0 | 0 | 0 | 0 | 0 | 0 | 0 | 0 | 0 | 0 | 0 | 0 | 0 | 0 | 0 | 0 | 0 | 0
F2_Industrial_Industrial - Int_Existing_Miscellaneous_Natural Gas_Miscellaneous_E10 | F2 | Industrial | Industrial - Int | Existing | Miscellaneous | Natural Gas | Miscellaneous | E10 | TRC BC Ratio | 0 | 0 | 0 | 0 | 0 | 0 | 0 | 0 | 0 | 0 | 0 | 0 | 0 | 0 | 0 | 0 | 0 | 0 | 0 | 0 | 0 | 0 | 0 | 0 | 0 | 0 | 0 | 0 | 0 | 0 | 0 | 0 | 0
F3_Industrial_Industrial - Int_Existing_Miscellaneous_Natural Gas_Miscellaneous_E1 | F3 | Industrial | Industrial - Int | Existing | Miscellaneous | Natural Gas | Miscellaneous | E1 | PACT BC Ratio | bar: 2019 to 2051
F3_Industrial_Industrial - Int_Existing_Miscellaneous_Natural Gas_Miscellaneous_E2 | F3 | Industrial | Industrial - Int | Existing | Miscellaneous | Natural Gas | Miscellaneous | E2 | PACT BC Ratio | 0 | 0 | 0 | 0 | 0 | 0 | 0 | 0 | 0 | 0 | 0 | 0 | 0 | 0 | 0 | 0 | 0 | 0 | 0 | 0 | 0 | 0 | 0 | 0 | 0 | 0 | 0 | 0 | 0 | 0 | 0 | 0 | 0
F3_Industrial_Industrial - Int_Existing_Miscellaneous_Natural Gas_Miscellaneous_E3 | F3 | Industrial | Industrial - Int | Existing | Miscellaneous | Natural Gas | Miscellaneous | E3 | PACT BC Ratio | 0 | 0 | 0 | 0 | 0 | 0 | 0 | 0 | 0 | 0 | 0 | 0 | 0 | 0 | 0 | 0 | 0 | 0 | 0 | 0 | 0 | 0 | 0 | 0 | 0 | 0 | 0 | 0 | 0 | 0 | 0 | 0 | 0
F3_Industrial_Industrial - Int_Existing_Miscellaneous_Natural Gas_Miscellaneous_E4 | F3 | Industrial | Industrial - Int | Existing | Miscellaneous | Natural Gas | Miscellaneous | E4 | PACT BC Ratio | 0 | 0 | 0 | 0 | 0 | 0 | 0 | 0 | 0 | 0 | 0 | 0 | 0 | 0 | 0 | 0 | 0 | 0 | 0 | 0 | 0 | 0 | 0 | 0 | 0 | 0 | 0 | 0 | 0 | 0 | 0 | 0 | 0
F3_Industrial_Industrial - Int_Existing_Miscellaneous_Natural Gas_Miscellaneous_E5 | F3 | Industrial | Industrial - Int | Existing | Miscellaneous | Natural Gas | Miscellaneous | E5 | PACT BC Ratio | 0 | 0 | 0 | 0 | 0 | 0 | 0 | 0 | 0 | 0 | 0 | 0 | 0 | 0 | 0 | 0 | 0 | 0 | 0 | 0 | 0 | 0 | 0 | 0 | 0 | 0 | 0 | 0 | 0 | 0 | 0 | 0 | 0
F3_Industrial_Industrial - Int_Existing_Miscellaneous_Natural Gas_Miscellaneous_E6 | F3 | Industrial | Industrial - Int | Existing | Miscellaneous | Natural Gas | Miscellaneous | E6 | PACT BC Ratio | 0 | 0 | 0 | 0 | 0 | 0 | 0 | 0 | 0 | 0 | 0 | 0 | 0 | 0 | 0 | 0 | 0 | 0 | 0 | 0 | 0 | 0 | 0 | 0 | 0 | 0 | 0 | 0 | 0 | 0 | 0 | 0 | 0
F3_Industrial_Industrial - Int_Existing_Miscellaneous_Natural Gas_Miscellaneous_E7 | F3 | Industrial | Industrial - Int | Existing | Miscellaneous | Natural Gas | Miscellaneous | E7 | PACT BC Ratio | 0 | 0 | 0 | 0 | 0 | 0 | 0 | 0 | 0 | 0 | 0 | 0 | 0 | 0 | 0 | 0 | 0 | 0 | 0 | 0 | 0 | 0 | 0 | 0 | 0 | 0 | 0 | 0 | 0 | 0 | 0 | 0 | 0
F3_Industrial_Industrial - Int_Existing_Miscellaneous_Natural Gas_Miscellaneous_E8 | F3 | Industrial | Industrial - Int | Existing | Miscellaneous | Natural Gas | Miscellaneous | E8 | PACT BC Ratio | 0 | 0 | 0 | 0 | 0 | 0 | 0 | 0 | 0 | 0 | 0 | 0 | 0 | 0 | 0 | 0 | 0 | 0 | 0 | 0 | 0 | 0 | 0 | 0 | 0 | 0 | 0 | 0 | 0 | 0 | 0 | 0 | 0
F3_Industrial_Industrial - Int_Existing_Miscellaneous_Natural Gas_Miscellaneous_E9 | F3 | Industrial | Industrial - Int | Existing | Miscellaneous | Natural Gas | Miscellaneous | E9 | PACT BC Ratio | 0 | 0 | 0 | 0 | 0 | 0 | 0 | 0 | 0 | 0 | 0 | 0 | 0 | 0 | 0 | 0 | 0 | 0 | 0 | 0 | 0 | 0 | 0 | 0 | 0 | 0 | 0 | 0 | 0 | 0 | 0 | 0 | 0
F3_Industrial_Industrial - Int_Existing_Miscellaneous_Natural Gas_Miscellaneous_E10 | F3 | Industrial | Industrial - Int | Existing | Miscellaneous | Natural Gas | Miscellaneous | E10 | PACT BC Ratio | 0 | 0 | 0 | 0 | 0 | 0 | 0 | 0 | 0 | 0 | 0 | 0 | 0 | 0 | 0 | 0 | 0 | 0 | 0 | 0 | 0 | 0 | 0 | 0 | 0 | 0 | 0 | 0 | 0 | 0 | 0 | 0 | 0
F4_Industrial_Industrial - Int_Existing_Miscellaneous_Natural Gas_Miscellaneous_E1 | F4 | Industrial | Industrial - Int | Existing | Miscellaneous | Natural Gas | Miscellaneous | E1 | RVT BC Ratio | bar: 2019 to 2051
F4_Industrial_Industrial - Int_Existing_Miscellaneous_Natural Gas_Miscellaneous_E2 | F4 | Industrial | Industrial - Int | Existing | Miscellaneous | Natural Gas | Miscellaneous | E2 | RVT BC Ratio | 0 | 0 | 0 | 0 | 0 | 0 | 0 | 0 | 0 | 0 | 0 | 0 | 0 | 0 | 0 | 0 | 0 | 0 | 0 | 0 | 0 | 0 | 0 | 0 | 0 | 0 | 0 | 0 | 0 | 0 | 0 | 0 | 0
F4_Industrial_Industrial - Int_Existing_Miscellaneous_Natural Gas_Miscellaneous_E3 | F4 | Industrial | Industrial - Int | Existing | Miscellaneous | Natural Gas | Miscellaneous | E3 | RVT BC Ratio | 0 | 0 | 0 | 0 | 0 | 0 | 0 | 0 | 0 | 0 | 0 | 0 | 0 | 0 | 0 | 0 | 0 | 0 | 0 | 0 | 0 | 0 | 0 | 0 | 0 | 0 | 0 | 0 | 0 | 0 | 0 | 0 | 0
F4_Industrial_Industrial - Int_Existing_Miscellaneous_Natural Gas_Miscellaneous_E4 | F4 | Industrial | Industrial - Int | Existing | Miscellaneous | Natural Gas | Miscellaneous | E4 | RVT BC Ratio | 0 | 0 | 0 | 0 | 0 | 0 | 0 | 0 | 0 | 0 | 0 | 0 | 0 | 0 | 0 | 0 | 0 | 0 | 0 | 0 | 0 | 0 | 0 | 0 | 0 | 0 | 0 | 0 | 0 | 0 | 0 | 0 | 0
F4_Industrial_Industrial - Int_Existing_Miscellaneous_Natural Gas_Miscellaneous_E5 | F4 | Industrial | Industrial - Int | Existing | Miscellaneous | Natural Gas | Miscellaneous | E5 | RVT BC Ratio | 0 | 0 | 0 | 0 | 0 | 0 | 0 | 0 | 0 | 0 | 0 | 0 | 0 | 0 | 0 | 0 | 0 | 0 | 0 | 0 | 0 | 0 | 0 | 0 | 0 | 0 | 0 | 0 | 0 | 0 | 0 | 0 | 0
F4_Industrial_Industrial - Int_Existing_Miscellaneous_Natural Gas_Miscellaneous_E6 | F4 | Industrial | Industrial - Int | Existing | Miscellaneous | Natural Gas | Miscellaneous | E6 | RVT BC Ratio | 0 | 0 | 0 | 0 | 0 | 0 | 0 | 0 | 0 | 0 | 0 | 0 | 0 | 0 | 0 | 0 | 0 | 0 | 0 | 0 | 0 | 0 | 0 | 0 | 0 | 0 | 0 | 0 | 0 | 0 | 0 | 0 | 0
F4_Industrial_Industrial - Int_Existing_Miscellaneous_Natural Gas_Miscellaneous_E7 | F4 | Industrial | Industrial - Int | Existing | Miscellaneous | Natural Gas | Miscellaneous | E7 | RVT BC Ratio | 0 | 0 | 0 | 0 | 0 | 0 | 0 | 0 | 0 | 0 | 0 | 0 | 0 | 0 | 0 | 0 | 0 | 0 | 0 | 0 | 0 | 0 | 0 | 0 | 0 | 0 | 0 | 0 | 0 | 0 | 0 | 0 | 0
F4_Industrial_Industrial - Int_Existing_Miscellaneous_Natural Gas_Miscellaneous_E8 | F4 | Industrial | Industrial - Int | Existing | Miscellaneous | Natural Gas | Miscellaneous | E8 | RVT BC Ratio | 0 | 0 | 0 | 0 | 0 | 0 | 0 | 0 | 0 | 0 | 0 | 0 | 0 | 0 | 0 | 0 | 0 | 0 | 0 | 0 | 0 | 0 | 0 | 0 | 0 | 0 | 0 | 0 | 0 | 0 | 0 | 0 | 0
F4_Industrial_Industrial - Int_Existing_Miscellaneous_Natural Gas_Miscellaneous_E9 | F4 | Industrial | Industrial - Int | Existing | Miscellaneous | Natural Gas | Miscellaneous | E9 | RVT BC Ratio | 0 | 0 | 0 | 0 | 0 | 0 | 0 | 0 | 0 | 0 | 0 | 0 | 0 | 0 | 0 | 0 | 0 | 0 | 0 | 0 | 0 | 0 | 0 | 0 | 0 | 0 | 0 | 0 | 0 | 0 | 0 | 0 | 0
F4_Industrial_Industrial - Int_Existing_Miscellaneous_Natural Gas_Miscellaneous_E10 | F4 | Industrial | Industrial - Int | Existing | Miscellaneous | Natural Gas | Miscellaneous | E10 | RVT BC Ratio | 0 | 0 | 0 | 0 | 0 | 0 | 0 | 0 | 0 | 0 | 0 | 0 | 0 | 0 | 0 | 0 | 0 | 0 | 0 | 0 | 0 | 0 | 0 | 0 | 0 | 0 | 0 | 0 | 0 | 0 | 0 | 0 | 0
F5_Industrial_Industrial - Int_Existing_Miscellaneous_Natural Gas_Miscellaneous_E1 | F5 | Industrial | Industrial - Int | Existing | Miscellaneous | Natural Gas | Miscellaneous | E1 | RIM BC Ratio | bar: 2019 to 2051
F5_Industrial_Industrial - Int_Existing_Miscellaneous_Natural Gas_Miscellaneous_E2 | F5 | Industrial | Industrial - Int | Existing | Miscellaneous | Natural Gas | Miscellaneous | E2 | RIM BC Ratio | 0 | 0 | 0 | 0 | 0 | 0 | 0 | 0 | 0 | 0 | 0 | 0 | 0 | 0 | 0 | 0 | 0 | 0 | 0 | 0 | 0 | 0 | 0 | 0 | 0 | 0 | 0 | 0 | 0 | 0 | 0 | 0 | 0
F5_Industrial_Industrial - Int_Existing_Miscellaneous_Natural Gas_Miscellaneous_E3 | F5 | Industrial | Industrial - Int | Existing | Miscellaneous | Natural Gas | Miscellaneous | E3 | RIM BC Ratio | 0 | 0 | 0 | 0 | 0 | 0 | 0 | 0 | 0 | 0 | 0 | 0 | 0 | 0 | 0 | 0 | 0 | 0 | 0 | 0 | 0 | 0 | 0 | 0 | 0 | 0 | 0 | 0 | 0 | 0 | 0 | 0 | 0
F5_Industrial_Industrial - Int_Existing_Miscellaneous_Natural Gas_Miscellaneous_E4 | F5 | Industrial | Industrial - Int | Existing | Miscellaneous | Natural Gas | Miscellaneous | E4 | RIM BC Ratio | 0 | 0 | 0 | 0 | 0 | 0 | 0 | 0 | 0 | 0 | 0 | 0 | 0 | 0 | 0 | 0 | 0 | 0 | 0 | 0 | 0 | 0 | 0 | 0 | 0 | 0 | 0 | 0 | 0 | 0 | 0 | 0 | 0
F5_Industrial_Industrial - Int_Existing_Miscellaneous_Natural Gas_Miscellaneous_E5 | F5 | Industrial | Industrial - Int | Existing | Miscellaneous | Natural Gas | Miscellaneous | E5 | RIM BC Ratio | 0 | 0 | 0 | 0 | 0 | 0 | 0 | 0 | 0 | 0 | 0 | 0 | 0 | 0 | 0 | 0 | 0 | 0 | 0 | 0 | 0 | 0 | 0 | 0 | 0 | 0 | 0 | 0 | 0 | 0 | 0 | 0 | 0
F5_Industrial_Industrial - Int_Existing_Miscellaneous_Natural Gas_Miscellaneous_E6 | F5 | Industrial | Industrial - Int | Existing | Miscellaneous | Natural Gas | Miscellaneous | E6 | RIM BC Ratio | 0 | 0 | 0 | 0 | 0 | 0 | 0 | 0 | 0 | 0 | 0 | 0 | 0 | 0 | 0 | 0 | 0 | 0 | 0 | 0 | 0 | 0 | 0 | 0 | 0 | 0 | 0 | 0 | 0 | 0 | 0 | 0 | 0
F5_Industrial_Industrial - Int_Existing_Miscellaneous_Natural Gas_Miscellaneous_E7 | F5 | Industrial | Industrial - Int | Existing | Miscellaneous | Natural Gas | Miscellaneous | E7 | RIM BC Ratio | 0 | 0 | 0 | 0 | 0 | 0 | 0 | 0 | 0 | 0 | 0 | 0 | 0 | 0 | 0 | 0 | 0 | 0 | 0 | 0 | 0 | 0 | 0 | 0 | 0 | 0 | 0 | 0 | 0 | 0 | 0 | 0 | 0
F5_Industrial_Industrial - Int_Existing_Miscellaneous_Natural Gas_Miscellaneous_E8 | F5 | Industrial | Industrial - Int | Existing | Miscellaneous | Natural Gas | Miscellaneous | E8 | RIM BC Ratio | 0 | 0 | 0 | 0 | 0 | 0 | 0 | 0 | 0 | 0 | 0 | 0 | 0 | 0 | 0 | 0 | 0 | 0 | 0 | 0 | 0 | 0 | 0 | 0 | 0 | 0 | 0 | 0 | 0 | 0 | 0 | 0 | 0
F5_Industrial_Industrial - Int_Existing_Miscellaneous_Natural Gas_Miscellaneous_E9 | F5 | Industrial | Industrial - Int | Existing | Miscellaneous | Natural Gas | Miscellaneous | E9 | RIM BC Ratio | 0 | 0 | 0 | 0 | 0 | 0 | 0 | 0 | 0 | 0 | 0 | 0 | 0 | 0 | 0 | 0 | 0 | 0 | 0 | 0 | 0 | 0 | 0 | 0 | 0 | 0 | 0 | 0 | 0 | 0 | 0 | 0 | 0
F5_Industrial_Industrial - Int_Existing_Miscellaneous_Natural Gas_Miscellaneous_E10 | F5 | Industrial | Industrial - Int | Existing | Miscellaneous | Natural Gas | Miscellaneous | E10 | RIM BC Ratio | 0 | 0 | 0 | 0 | 0 | 0 | 0 | 0 | 0 | 0 | 0 | 0 | 0 | 0 | 0 | 0 | 0 | 0 | 0 | 0 | 0 | 0 | 0 | 0 | 0 | 0 | 0 | 0 | 0 | 0 | 0 | 0 | 0
F0_Industrial_Industrial - Int_New_Space Heating_Natural Gas_Furnace_E0 | F0 | Industrial | Industrial - Int | New | Space Heating | Natural Gas | Furnace | E0 | Economic Unit | AFUE 96% | AFUE 96% | AFUE 96% | AFUE 96% | AFUE 96% | AFUE 96% | AFUE 96% | AFUE 96% | AFUE 96% | AFUE 96% | AFUE 96% | AFUE 96% | AFUE 96% | AFUE 96% | AFUE 96% | AFUE 96% | AFUE 96% | AFUE 96% | AFUE 96% | AFUE 96% | AFUE 96% | AFUE 96% | AFUE 96% | AFUE 96% | AFUE 96% | AFUE 96% | AFUE 96% | AFUE 96% | AFUE 96% | AFUE 96% | AFUE 96% | AFUE 96% | AFUE 96%
F1_Industrial_Industrial - Int_New_Space Heating_Natural Gas_Furnace_E1 | F1 | Industrial | Industrial - Int | New | Space Heating | Natural Gas | Furnace | E1 | CCE | 0 | 0 | 0 | 0 | 0 | 0 | 0 | 0 | 0 | 0 | 0 | 0 | 0 | 0 | 0 | 0 | 0 | 0 | 0 | 0 | 0 | 0 | 0 | 0 | 0 | 0 | 0 | 0 | 0 | 0 | 0 | 0 | 0
F1_Industrial_Industrial - Int_New_Space Heating_Natural Gas_Furnace_E2 | F1 | Industrial | Industrial - Int | New | Space Heating | Natural Gas | Furnace | E2 | CCE | 0.090631 | 0.090631 | 0.091114 | 0.091602 | 0.092094 | 0.092592 | 0.093096 | 0.093605 | 0.094119 | 0.094639 | 0.095165 | 0.095697 | 0.096235 | 0.096778 | 0.097329 | 0.097885 | 0.098447 | 0.099016 | 0.099592 | 0.10017 | 0.10076 | 0.10136 | 0.10196 | 0.10257 | 0.10319 | 0.10381 | 0.10445 | 0.10509 | 0.10574 | 0.10639 | 0.10706 | 0.10773 | 0.10773
F1_Industrial_Industrial - Int_New_Space Heating_Natural Gas_Furnace_E3 | F1 | Industrial | Industrial - Int | New | Space Heating | Natural Gas | Furnace | E3 | CCE | 0.12084 | 0.12084 | 0.12149 | 0.12214 | 0.12279 | 0.12346 | 0.12413 | 0.12481 | 0.12549 | 0.12618 | 0.12689 | 0.1276 | 0.12831 | 0.12904 | 0.12977 | 0.13051 | 0.13126 | 0.13202 | 0.13279 | 0.13357 | 0.13435 | 0.13515 | 0.13595 | 0.13676 | 0.13759 | 0.13842 | 0.13926 | 0.14012 | 0.14098 | 0.14186 | 0.14274 | 0.14364 | 0.14364
F1_Industrial_Industrial - Int_New_Space Heating_Natural Gas_Furnace_E4 | F1 | Industrial | Industrial - Int | New | Space Heating | Natural Gas | Furnace | E4 | CCE | 0 | 0 | 0 | 0 | 0 | 0 | 0 | 0 | 0 | 0 | 0 | 0 | 0 | 0 | 0 | 0 | 0 | 0 | 0 | 0 | 0 | 0 | 0 | 0 | 0 | 0 | 0 | 0 | 0 | 0 | 0 | 0 | 0
F1_Industrial_Industrial - Int_New_Space Heating_Natural Gas_Furnace_E5 | F1 | Industrial | Industrial - Int | New | Space Heating | Natural Gas | Furnace | E5 | CCE | 0 | 0 | 0 | 0 | 0 | 0 | 0 | 0 | 0 | 0 | 0 | 0 | 0 | 0 | 0 | 0 | 0 | 0 | 0 | 0 | 0 | 0 | 0 | 0 | 0 | 0 | 0 | 0 | 0 | 0 | 0 | 0 | 0
F1_Industrial_Industrial - Int_New_Space Heating_Natural Gas_Furnace_E6 | F1 | Industrial | Industrial - Int | New | Space Heating | Natural Gas | Furnace | E6 | CCE | 0 | 0 | 0 | 0 | 0 | 0 | 0 | 0 | 0 | 0 | 0 | 0 | 0 | 0 | 0 | 0 | 0 | 0 | 0 | 0 | 0 | 0 | 0 | 0 | 0 | 0 | 0 | 0 | 0 | 0 | 0 | 0 | 0
F1_Industrial_Industrial - Int_New_Space Heating_Natural Gas_Furnace_E7 | F1 | Industrial | Industrial - Int | New | Space Heating | Natural Gas | Furnace | E7 | CCE | 0 | 0 | 0 | 0 | 0 | 0 | 0 | 0 | 0 | 0 | 0 | 0 | 0 | 0 | 0 | 0 | 0 | 0 | 0 | 0 | 0 | 0 | 0 | 0 | 0 | 0 | 0 | 0 | 0 | 0 | 0 | 0 | 0
F1_Industrial_Industrial - Int_New_Space Heating_Natural Gas_Furnace_E8 | F1 | Industrial | Industrial - Int | New | Space Heating | Natural Gas | Furnace | E8 | CCE | 0 | 0 | 0 | 0 | 0 | 0 | 0 | 0 | 0 | 0 | 0 | 0 | 0 | 0 | 0 | 0 | 0 | 0 | 0 | 0 | 0 | 0 | 0 | 0 | 0 | 0 | 0 | 0 | 0 | 0 | 0 | 0 | 0
F1_Industrial_Industrial - Int_New_Space Heating_Natural Gas_Furnace_E9 | F1 | Industrial | Industrial - Int | New | Space Heating | Natural Gas | Furnace | E9 | CCE | 0 | 0 | 0 | 0 | 0 | 0 | 0 | 0 | 0 | 0 | 0 | 0 | 0 | 0 | 0 | 0 | 0 | 0 | 0 | 0 | 0 | 0 | 0 | 0 | 0 | 0 | 0 | 0 | 0 | 0 | 0 | 0 | 0
F1_Industrial_Industrial - Int_New_Space Heating_Natural Gas_Furnace_E10 | F1 | Industrial | Industrial - Int | New | Space Heating | Natural Gas | Furnace | E10 | CCE | 0 | 0 | 0 | 0 | 0 | 0 | 0 | 0 | 0 | 0 | 0 | 0 | 0 | 0 | 0 | 0 | 0 | 0 | 0 | 0 | 0 | 0 | 0 | 0 | 0 | 0 | 0 | 0 | 0 | 0 | 0 | 0 | 0
F2_Industrial_Industrial - Int_New_Space Heating_Natural Gas_Furnace_E1 | F2 | Industrial | Industrial - Int | New | Space Heating | Natural Gas | Furnace | E1 | TRC BC Ratio | bar: 2019 to 2051
F2_Industrial_Industrial - Int_New_Space Heating_Natural Gas_Furnace_E2 | F2 | Industrial | Industrial - Int | New | Space Heating | Natural Gas | Furnace | E2 | TRC BC Ratio | 19.7623 | 19.7799 | 19.7991 | 19.8278 | 19.8686 | 19.9308 | 19.9743 | 20.008 | 20.0454 | 20.08 | 20.1039 | 20.1186 | 20.1316 | 20.1435 | 20.159 | 20.1653 | 20.1763 | 20.1971 | 20.2191 | 20.2447 | 20.275 | 20.3003 | 20.3201 | 20.3351 | 20.3451 | 20.348 | 20.3427 | 20.3317 | 20.3231 | 20.3189 | 20.322 | 20.3232 | 20.3232
F2_Industrial_Industrial - Int_New_Space Heating_Natural Gas_Furnace_E3 | F2 | Industrial | Industrial - Int | New | Space Heating | Natural Gas | Furnace | E3 | TRC BC Ratio | 14.8217 | 14.8349 | 14.8493 | 14.8708 | 14.9015 | 14.9481 | 14.9807 | 15.006 | 15.0341 | 15.06 | 15.0779 | 15.0889 | 15.0987 | 15.1076 | 15.1192 | 15.124 | 15.1322 | 15.1478 | 15.1643 | 15.1835 | 15.2062 | 15.2252 | 15.2401 | 15.2513 | 15.2588 | 15.261 | 15.257 | 15.2488 | 15.2423 | 15.2392 | 15.2415 | 15.2424 | 15.2424
F2_Industrial_Industrial - Int_New_Space Heating_Natural Gas_Furnace_E4 | F2 | Industrial | Industrial - Int | New | Space Heating | Natural Gas | Furnace | E4 | TRC BC Ratio | 0 | 0 | 0 | 0 | 0 | 0 | 0 | 0 | 0 | 0 | 0 | 0 | 0 | 0 | 0 | 0 | 0 | 0 | 0 | 0 | 0 | 0 | 0 | 0 | 0 | 0 | 0 | 0 | 0 | 0 | 0 | 0 | 0
F2_Industrial_Industrial - Int_New_Space Heating_Natural Gas_Furnace_E5 | F2 | Industrial | Industrial - Int | New | Space Heating | Natural Gas | Furnace | E5 | TRC BC Ratio | 0 | 0 | 0 | 0 | 0 | 0 | 0 | 0 | 0 | 0 | 0 | 0 | 0 | 0 | 0 | 0 | 0 | 0 | 0 | 0 | 0 | 0 | 0 | 0 | 0 | 0 | 0 | 0 | 0 | 0 | 0 | 0 | 0
F2_Industrial_Industrial - Int_New_Space Heating_Natural Gas_Furnace_E6 | F2 | Industrial | Industrial - Int | New | Space Heating | Natural Gas | Furnace | E6 | TRC BC Ratio | 0 | 0 | 0 | 0 | 0 | 0 | 0 | 0 | 0 | 0 | 0 | 0 | 0 | 0 | 0 | 0 | 0 | 0 | 0 | 0 | 0 | 0 | 0 | 0 | 0 | 0 | 0 | 0 | 0 | 0 | 0 | 0 | 0
F2_Industrial_Industrial - Int_New_Space Heating_Natural Gas_Furnace_E7 | F2 | Industrial | Industrial - Int | New | Space Heating | Natural Gas | Furnace | E7 | TRC BC Ratio | 0 | 0 | 0 | 0 | 0 | 0 | 0 | 0 | 0 | 0 | 0 | 0 | 0 | 0 | 0 | 0 | 0 | 0 | 0 | 0 | 0 | 0 | 0 | 0 | 0 | 0 | 0 | 0 | 0 | 0 | 0 | 0 | 0
F2_Industrial_Industrial - Int_New_Space Heating_Natural Gas_Furnace_E8 | F2 | Industrial | Industrial - Int | New | Space Heating | Natural Gas | Furnace | E8 | TRC BC Ratio | 0 | 0 | 0 | 0 | 0 | 0 | 0 | 0 | 0 | 0 | 0 | 0 | 0 | 0 | 0 | 0 | 0 | 0 | 0 | 0 | 0 | 0 | 0 | 0 | 0 | 0 | 0 | 0 | 0 | 0 | 0 | 0 | 0
F2_Industrial_Industrial - Int_New_Space Heating_Natural Gas_Furnace_E9 | F2 | Industrial | Industrial - Int | New | Space Heating | Natural Gas | Furnace | E9 | TRC BC Ratio | 0 | 0 | 0 | 0 | 0 | 0 | 0 | 0 | 0 | 0 | 0 | 0 | 0 | 0 | 0 | 0 | 0 | 0 | 0 | 0 | 0 | 0 | 0 | 0 | 0 | 0 | 0 | 0 | 0 | 0 | 0 | 0 | 0
F2_Industrial_Industrial - Int_New_Space Heating_Natural Gas_Furnace_E10 | F2 | Industrial | Industrial - Int | New | Space Heating | Natural Gas | Furnace | E10 | TRC BC Ratio | 0 | 0 | 0 | 0 | 0 | 0 | 0 | 0 | 0 | 0 | 0 | 0 | 0 | 0 | 0 | 0 | 0 | 0 | 0 | 0 | 0 | 0 | 0 | 0 | 0 | 0 | 0 | 0 | 0 | 0 | 0 | 0 | 0
F3_Industrial_Industrial - Int_New_Space Heating_Natural Gas_Furnace_E1 | F3 | Industrial | Industrial - Int | New | Space Heating | Natural Gas | Furnace | E1 | PACT BC Ratio | bar: 2019 to 2051
F3_Industrial_Industrial - Int_New_Space Heating_Natural Gas_Furnace_E2 | F3 | Industrial | Industrial - Int | New | Space Heating | Natural Gas | Furnace | E2 | PACT BC Ratio | 57.0283 | 57.079 | 57.1344 | 57.2172 | 57.3351 | 57.5146 | 57.6402 | 57.7375 | 57.8454 | 57.9452 | 58.014 | 58.0564 | 58.0942 | 58.1284 | 58.1731 | 58.1913 | 58.223 | 58.283 | 58.3464 | 58.4204 | 58.5077 | 58.5808 | 58.638 | 58.6813 | 58.7101 | 58.7185 | 58.7031 | 58.6716 | 58.6467 | 58.6346 | 58.6434 | 58.6468 | 58.6468
F3_Industrial_Industrial - Int_New_Space Heating_Natural Gas_Furnace_E3 | F3 | Industrial | Industrial - Int | New | Space Heating | Natural Gas | Furnace | E3 | PACT BC Ratio | 42.7712 | 42.8093 | 42.8508 | 42.9129 | 43.0014 | 43.1359 | 43.2301 | 43.3031 | 43.384 | 43.4589 | 43.5105 | 43.5423 | 43.5706 | 43.5963 | 43.6298 | 43.6434 | 43.6672 | 43.7123 | 43.7598 | 43.8153 | 43.8808 | 43.9356 | 43.9785 | 44.011 | 44.0326 | 44.0388 | 44.0274 | 44.0037 | 43.985 | 43.976 | 43.9826 | 43.9851 | 43.9851
F3_Industrial_Industrial - Int_New_Space Heating_Natural Gas_Furnace_E4 | F3 | Industrial | Industrial - Int | New | Space Heating | Natural Gas | Furnace | E4 | PACT BC Ratio | 0 | 0 | 0 | 0 | 0 | 0 | 0 | 0 | 0 | 0 | 0 | 0 | 0 | 0 | 0 | 0 | 0 | 0 | 0 | 0 | 0 | 0 | 0 | 0 | 0 | 0 | 0 | 0 | 0 | 0 | 0 | 0 | 0
F3_Industrial_Industrial - Int_New_Space Heating_Natural Gas_Furnace_E5 | F3 | Industrial | Industrial - Int | New | Space Heating | Natural Gas | Furnace | E5 | PACT BC Ratio | 0 | 0 | 0 | 0 | 0 | 0 | 0 | 0 | 0 | 0 | 0 | 0 | 0 | 0 | 0 | 0 | 0 | 0 | 0 | 0 | 0 | 0 | 0 | 0 | 0 | 0 | 0 | 0 | 0 | 0 | 0 | 0 | 0
F3_Industrial_Industrial - Int_New_Space Heating_Natural Gas_Furnace_E6 | F3 | Industrial | Industrial - Int | New | Space Heating | Natural Gas | Furnace | E6 | PACT BC Ratio | 0 | 0 | 0 | 0 | 0 | 0 | 0 | 0 | 0 | 0 | 0 | 0 | 0 | 0 | 0 | 0 | 0 | 0 | 0 | 0 | 0 | 0 | 0 | 0 | 0 | 0 | 0 | 0 | 0 | 0 | 0 | 0 | 0
F3_Industrial_Industrial - Int_New_Space Heating_Natural Gas_Furnace_E7 | F3 | Industrial | Industrial - Int | New | Space Heating | Natural Gas | Furnace | E7 | PACT BC Ratio | 0 | 0 | 0 | 0 | 0 | 0 | 0 | 0 | 0 | 0 | 0 | 0 | 0 | 0 | 0 | 0 | 0 | 0 | 0 | 0 | 0 | 0 | 0 | 0 | 0 | 0 | 0 | 0 | 0 | 0 | 0 | 0 | 0
F3_Industrial_Industrial - Int_New_Space Heating_Natural Gas_Furnace_E8 | F3 | Industrial | Industrial - Int | New | Space Heating | Natural Gas | Furnace | E8 | PACT BC Ratio | 0 | 0 | 0 | 0 | 0 | 0 | 0 | 0 | 0 | 0 | 0 | 0 | 0 | 0 | 0 | 0 | 0 | 0 | 0 | 0 | 0 | 0 | 0 | 0 | 0 | 0 | 0 | 0 | 0 | 0 | 0 | 0 | 0
F3_Industrial_Industrial - Int_New_Space Heating_Natural Gas_Furnace_E9 | F3 | Industrial | Industrial - Int | New | Space Heating | Natural Gas | Furnace | E9 | PACT BC Ratio | 0 | 0 | 0 | 0 | 0 | 0 | 0 | 0 | 0 | 0 | 0 | 0 | 0 | 0 | 0 | 0 | 0 | 0 | 0 | 0 | 0 | 0 | 0 | 0 | 0 | 0 | 0 | 0 | 0 | 0 | 0 | 0 | 0
F3_Industrial_Industrial - Int_New_Space Heating_Natural Gas_Furnace_E10 | F3 | Industrial | Industrial - Int | New | Space Heating | Natural Gas | Furnace | E10 | PACT BC Ratio | 0 | 0 | 0 | 0 | 0 | 0 | 0 | 0 | 0 | 0 | 0 | 0 | 0 | 0 | 0 | 0 | 0 | 0 | 0 | 0 | 0 | 0 | 0 | 0 | 0 | 0 | 0 | 0 | 0 | 0 | 0 | 0 | 0
F4_Industrial_Industrial - Int_New_Space Heating_Natural Gas_Furnace_E1 | F4 | Industrial | Industrial - Int | New | Space Heating | Natural Gas | Furnace | E1 | RVT BC Ratio | bar: 2019 to 2051
F4_Industrial_Industrial - Int_New_Space Heating_Natural Gas_Furnace_E2 | F4 | Industrial | Industrial - Int | New | Space Heating | Natural Gas | Furnace | E2 | RVT BC Ratio | 29.1289 | 29.1547 | 29.1828 | 29.2248 | 29.2846 | 29.3756 | 29.4393 | 29.4887 | 29.5434 | 29.594 | 29.629 | 29.6504 | 29.6696 | 29.687 | 29.7096 | 29.7189 | 29.735 | 29.7654 | 29.7976 | 29.8351 | 29.8794 | 29.9165 | 29.9455 | 29.9674 | 29.982 | 29.9863 | 29.9785 | 29.9625 | 29.9499 | 29.9438 | 29.9482 | 29.9499 | 29.9499
F4_Industrial_Industrial - Int_New_Space Heating_Natural Gas_Furnace_E3 | F4 | Industrial | Industrial - Int | New | Space Heating | Natural Gas | Furnace | E3 | RVT BC Ratio | 21.8971 | 21.9164 | 21.9375 | 21.969 | 22.0138 | 22.0821 | 22.1299 | 22.1669 | 22.208 | 22.2459 | 22.2721 | 22.2882 | 22.3026 | 22.3156 | 22.3326 | 22.3395 | 22.3516 | 22.3745 | 22.3986 | 22.4267 | 22.4599 | 22.4878 | 22.5095 | 22.526 | 22.5369 | 22.5401 | 22.5343 | 22.5223 | 22.5128 | 22.5082 | 22.5116 | 22.5129 | 22.5129
F4_Industrial_Industrial - Int_New_Space Heating_Natural Gas_Furnace_E4 | F4 | Industrial | Industrial - Int | New | Space Heating | Natural Gas | Furnace | E4 | RVT BC Ratio | 0 | 0 | 0 | 0 | 0 | 0 | 0 | 0 | 0 | 0 | 0 | 0 | 0 | 0 | 0 | 0 | 0 | 0 | 0 | 0 | 0 | 0 | 0 | 0 | 0 | 0 | 0 | 0 | 0 | 0 | 0 | 0 | 0
F4_Industrial_Industrial - Int_New_Space Heating_Natural Gas_Furnace_E5 | F4 | Industrial | Industrial - Int | New | Space Heating | Natural Gas | Furnace | E5 | RVT BC Ratio | 0 | 0 | 0 | 0 | 0 | 0 | 0 | 0 | 0 | 0 | 0 | 0 | 0 | 0 | 0 | 0 | 0 | 0 | 0 | 0 | 0 | 0 | 0 | 0 | 0 | 0 | 0 | 0 | 0 | 0 | 0 | 0 | 0
F4_Industrial_Industrial - Int_New_Space Heating_Natural Gas_Furnace_E6 | F4 | Industrial | Industrial - Int | New | Space Heating | Natural Gas | Furnace | E6 | RVT BC Ratio | 0 | 0 | 0 | 0 | 0 | 0 | 0 | 0 | 0 | 0 | 0 | 0 | 0 | 0 | 0 | 0 | 0 | 0 | 0 | 0 | 0 | 0 | 0 | 0 | 0 | 0 | 0 | 0 | 0 | 0 | 0 | 0 | 0
F4_Industrial_Industrial - Int_New_Space Heating_Natural Gas_Furnace_E7 | F4 | Industrial | Industrial - Int | New | Space Heating | Natural Gas | Furnace | E7 | RVT BC Ratio | 0 | 0 | 0 | 0 | 0 | 0 | 0 | 0 | 0 | 0 | 0 | 0 | 0 | 0 | 0 | 0 | 0 | 0 | 0 | 0 | 0 | 0 | 0 | 0 | 0 | 0 | 0 | 0 | 0 | 0 | 0 | 0 | 0
F4_Industrial_Industrial - Int_New_Space Heating_Natural Gas_Furnace_E8 | F4 | Industrial | Industrial - Int | New | Space Heating | Natural Gas | Furnace | E8 | RVT BC Ratio | 0 | 0 | 0 | 0 | 0 | 0 | 0 | 0 | 0 | 0 | 0 | 0 | 0 | 0 | 0 | 0 | 0 | 0 | 0 | 0 | 0 | 0 | 0 | 0 | 0 | 0 | 0 | 0 | 0 | 0 | 0 | 0 | 0
F4_Industrial_Industrial - Int_New_Space Heating_Natural Gas_Furnace_E9 | F4 | Industrial | Industrial - Int | New | Space Heating | Natural Gas | Furnace | E9 | RVT BC Ratio | 0 | 0 | 0 | 0 | 0 | 0 | 0 | 0 | 0 | 0 | 0 | 0 | 0 | 0 | 0 | 0 | 0 | 0 | 0 | 0 | 0 | 0 | 0 | 0 | 0 | 0 | 0 | 0 | 0 | 0 | 0 | 0 | 0
F4_Industrial_Industrial - Int_New_Space Heating_Natural Gas_Furnace_E10 | F4 | Industrial | Industrial - Int | New | Space Heating | Natural Gas | Furnace | E10 | RVT BC Ratio | 0 | 0 | 0 | 0 | 0 | 0 | 0 | 0 | 0 | 0 | 0 | 0 | 0 | 0 | 0 | 0 | 0 | 0 | 0 | 0 | 0 | 0 | 0 | 0 | 0 | 0 | 0 | 0 | 0 | 0 | 0 | 0 | 0
F5_Industrial_Industrial - Int_New_Space Heating_Natural Gas_Furnace_E1 | F5 | Industrial | Industrial - Int | New | Space Heating | Natural Gas | Furnace | E1 | RIM BC Ratio | bar: 2019 to 2051
F5_Industrial_Industrial - Int_New_Space Heating_Natural Gas_Furnace_E2 | F5 | Industrial | Industrial - Int | New | Space Heating | Natural Gas | Furnace | E2 | RIM BC Ratio | 0.82264 | 0.82265 | 0.82266 | 0.82268 | 0.8227 | 0.82274 | 0.82276 | 0.82278 | 0.82281 | 0.82283 | 0.82284 | 0.82285 | 0.82286 | 0.82286 | 0.82287 | 0.82288 | 0.82288 | 0.82289 | 0.82291 | 0.82292 | 0.82294 | 0.82295 | 0.82296 | 0.82297 | 0.82298 | 0.82298 | 0.82298 | 0.82297 | 0.82297 | 0.82296 | 0.82297 | 0.82297 | 0.82297
F5_Industrial_Industrial - Int_New_Space Heating_Natural Gas_Furnace_E3 | F5 | Industrial | Industrial - Int | New | Space Heating | Natural Gas | Furnace | E3 | RIM BC Ratio | 0.8187 | 0.81872 | 0.81873 | 0.81875 | 0.81879 | 0.81883 | 0.81887 | 0.81889 | 0.81892 | 0.81895 | 0.81897 | 0.81898 | 0.81899 | 0.819 | 0.81901 | 0.81902 | 0.81902 | 0.81904 | 0.81906 | 0.81908 | 0.8191 | 0.81912 | 0.81913 | 0.81914 | 0.81915 | 0.81915 | 0.81915 | 0.81914 | 0.81913 | 0.81913 | 0.81913 | 0.81913 | 0.81913
F5_Industrial_Industrial - Int_New_Space Heating_Natural Gas_Furnace_E4 | F5 | Industrial | Industrial - Int | New | Space Heating | Natural Gas | Furnace | E4 | RIM BC Ratio | 0 | 0 | 0 | 0 | 0 | 0 | 0 | 0 | 0 | 0 | 0 | 0 | 0 | 0 | 0 | 0 | 0 | 0 | 0 | 0 | 0 | 0 | 0 | 0 | 0 | 0 | 0 | 0 | 0 | 0 | 0 | 0 | 0
F5_Industrial_Industrial - Int_New_Space Heating_Natural Gas_Furnace_E5 | F5 | Industrial | Industrial - Int | New | Space Heating | Natural Gas | Furnace | E5 | RIM BC Ratio | 0 | 0 | 0 | 0 | 0 | 0 | 0 | 0 | 0 | 0 | 0 | 0 | 0 | 0 | 0 | 0 | 0 | 0 | 0 | 0 | 0 | 0 | 0 | 0 | 0 | 0 | 0 | 0 | 0 | 0 | 0 | 0 | 0
F5_Industrial_Industrial - Int_New_Space Heating_Natural Gas_Furnace_E6 | F5 | Industrial | Industrial - Int | New | Space Heating | Natural Gas | Furnace | E6 | RIM BC Ratio | 0 | 0 | 0 | 0 | 0 | 0 | 0 | 0 | 0 | 0 | 0 | 0 | 0 | 0 | 0 | 0 | 0 | 0 | 0 | 0 | 0 | 0 | 0 | 0 | 0 | 0 | 0 | 0 | 0 | 0 | 0 | 0 | 0
F5_Industrial_Industrial - Int_New_Space Heating_Natural Gas_Furnace_E7 | F5 | Industrial | Industrial - Int | New | Space Heating | Natural Gas | Furnace | E7 | RIM BC Ratio | 0 | 0 | 0 | 0 | 0 | 0 | 0 | 0 | 0 | 0 | 0 | 0 | 0 | 0 | 0 | 0 | 0 | 0 | 0 | 0 | 0 | 0 | 0 | 0 | 0 | 0 | 0 | 0 | 0 | 0 | 0 | 0 | 0
F5_Industrial_Industrial - Int_New_Space Heating_Natural Gas_Furnace_E8 | F5 | Industrial | Industrial - Int | New | Space Heating | Natural Gas | Furnace | E8 | RIM BC Ratio | 0 | 0 | 0 | 0 | 0 | 0 | 0 | 0 | 0 | 0 | 0 | 0 | 0 | 0 | 0 | 0 | 0 | 0 | 0 | 0 | 0 | 0 | 0 | 0 | 0 | 0 | 0 | 0 | 0 | 0 | 0 | 0 | 0
F5_Industrial_Industrial - Int_New_Space Heating_Natural Gas_Furnace_E9 | F5 | Industrial | Industrial - Int | New | Space Heating | Natural Gas | Furnace | E9 | RIM BC Ratio | 0 | 0 | 0 | 0 | 0 | 0 | 0 | 0 | 0 | 0 | 0 | 0 | 0 | 0 | 0 | 0 | 0 | 0 | 0 | 0 | 0 | 0 | 0 | 0 | 0 | 0 | 0 | 0 | 0 | 0 | 0 | 0 | 0
F5_Industrial_Industrial - Int_New_Space Heating_Natural Gas_Furnace_E10 | F5 | Industrial | Industrial - Int | New | Space Heating | Natural Gas | Furnace | E10 | RIM BC Ratio | 0 | 0 | 0 | 0 | 0 | 0 | 0 | 0 | 0 | 0 | 0 | 0 | 0 | 0 | 0 | 0 | 0 | 0 | 0 | 0 | 0 | 0 | 0 | 0 | 0 | 0 | 0 | 0 | 0 | 0 | 0 | 0 | 0
F0_Industrial_Industrial - Int_New_Space Heating_Natural Gas_Boiler_E0 | F0 | Industrial | Industrial - Int | New | Space Heating | Natural Gas | Boiler | E0 | Economic Unit | AFUE 97% | AFUE 97% | AFUE 97% | AFUE 97% | AFUE 97% | AFUE 97% | AFUE 97% | AFUE 97% | AFUE 97% | AFUE 97% | AFUE 97% | AFUE 97% | AFUE 97% | AFUE 97% | AFUE 97% | AFUE 97% | AFUE 97% | AFUE 97% | AFUE 97% | AFUE 97% | AFUE 97% | AFUE 97% | AFUE 97% | AFUE 97% | AFUE 97% | AFUE 97% | AFUE 97% | AFUE 97% | AFUE 97% | AFUE 97% | AFUE 97% | AFUE 97% | AFUE 97%
F1_Industrial_Industrial - Int_New_Space Heating_Natural Gas_Boiler_E1 | F1 | Industrial | Industrial - Int | New | Space Heating | Natural Gas | Boiler | E1 | CCE | 0 | 0 | 0 | 0 | 0 | 0 | 0 | 0 | 0 | 0 | 0 | 0 | 0 | 0 | 0 | 0 | 0 | 0 | 0 | 0 | 0 | 0 | 0 | 0 | 0 | 0 | 0 | 0 | 0 | 0 | 0 | 0 | 0
F1_Industrial_Industrial - Int_New_Space Heating_Natural Gas_Boiler_E2 | F1 | Industrial | Industrial - Int | New | Space Heating | Natural Gas | Boiler | E2 | CCE | 0.32856 | 0.32856 | 0.33031 | 0.33208 | 0.33387 | 0.33567 | 0.3375 | 0.33934 | 0.34121 | 0.34309 | 0.345 | 0.34693 | 0.34888 | 0.35085 | 0.35284 | 0.35486 | 0.3569 | 0.35896 | 0.36105 | 0.36316 | 0.3653 | 0.36745 | 0.36964 | 0.37185 | 0.37409 | 0.37635 | 0.37865 | 0.38097 | 0.38332 | 0.3857 | 0.38811 | 0.39055 | 0.39055
F1_Industrial_Industrial - Int_New_Space Heating_Natural Gas_Boiler_E3 | F1 | Industrial | Industrial - Int | New | Space Heating | Natural Gas | Boiler | E3 | CCE | 0.33184 | 0.33184 | 0.33361 | 0.33539 | 0.33719 | 0.33902 | 0.34086 | 0.34272 | 0.34461 | 0.34651 | 0.34844 | 0.35038 | 0.35235 | 0.35434 | 0.35636 | 0.3584 | 0.36046 | 0.36254 | 0.36465 | 0.36678 | 0.36894 | 0.37111 | 0.37333 | 0.37556 | 0.37782 | 0.38011 | 0.38243 | 0.38477 | 0.38715 | 0.38955 | 0.39198 | 0.39445 | 0.39445
F1_Industrial_Industrial - Int_New_Space Heating_Natural Gas_Boiler_E4 | F1 | Industrial | Industrial - Int | New | Space Heating | Natural Gas | Boiler | E4 | CCE | 1973.9262 | 1973.9262 | 1984.4403 | 1995.0563 | 2005.7866 | 2016.6213 | 2027.5971 | 2038.6794 | 2049.8848 | 2061.2038 | 2072.6695 | 2084.2529 | 2095.964 | 2107.7977 | 2119.7886 | 2131.9021 | 2144.1555 | 2156.5365 | 2169.0895 | 2181.7769 | 2194.6139 | 2207.5639 | 2220.7225 | 2234.014 | 2247.4703 | 2261.0516 | 2274.8593 | 2288.8027 | 2302.9247 | 2317.2056 | 2331.7014 | 2346.363 | 2346.363
F1_Industrial_Industrial - Int_New_Space Heating_Natural Gas_Boiler_E5 | F1 | Industrial | Industrial - Int | New | Space Heating | Natural Gas | Boiler | E5 | CCE | 0 | 0 | 0 | 0 | 0 | 0 | 0 | 0 | 0 | 0 | 0 | 0 | 0 | 0 | 0 | 0 | 0 | 0 | 0 | 0 | 0 | 0 | 0 | 0 | 0 | 0 | 0 | 0 | 0 | 0 | 0 | 0 | 0
F1_Industrial_Industrial - Int_New_Space Heating_Natural Gas_Boiler_E6 | F1 | Industrial | Industrial - Int | New | Space Heating | Natural Gas | Boiler | E6 | CCE | 0 | 0 | 0 | 0 | 0 | 0 | 0 | 0 | 0 | 0 | 0 | 0 | 0 | 0 | 0 | 0 | 0 | 0 | 0 | 0 | 0 | 0 | 0 | 0 | 0 | 0 | 0 | 0 | 0 | 0 | 0 | 0 | 0
F1_Industrial_Industrial - Int_New_Space Heating_Natural Gas_Boiler_E7 | F1 | Industrial | Industrial - Int | New | Space Heating | Natural Gas | Boiler | E7 | CCE | 0 | 0 | 0 | 0 | 0 | 0 | 0 | 0 | 0 | 0 | 0 | 0 | 0 | 0 | 0 | 0 | 0 | 0 | 0 | 0 | 0 | 0 | 0 | 0 | 0 | 0 | 0 | 0 | 0 | 0 | 0 | 0 | 0
F1_Industrial_Industrial - Int_New_Space Heating_Natural Gas_Boiler_E8 | F1 | Industrial | Industrial - Int | New | Space Heating | Natural Gas | Boiler | E8 | CCE | 0 | 0 | 0 | 0 | 0 | 0 | 0 | 0 | 0 | 0 | 0 | 0 | 0 | 0 | 0 | 0 | 0 | 0 | 0 | 0 | 0 | 0 | 0 | 0 | 0 | 0 | 0 | 0 | 0 | 0 | 0 | 0 | 0
F1_Industrial_Industrial - Int_New_Space Heating_Natural Gas_Boiler_E9 | F1 | Industrial | Industrial - Int | New | Space Heating | Natural Gas | Boiler | E9 | CCE | 0 | 0 | 0 | 0 | 0 | 0 | 0 | 0 | 0 | 0 | 0 | 0 | 0 | 0 | 0 | 0 | 0 | 0 | 0 | 0 | 0 | 0 | 0 | 0 | 0 | 0 | 0 | 0 | 0 | 0 | 0 | 0 | 0
F1_Industrial_Industrial - Int_New_Space Heating_Natural Gas_Boiler_E10 | F1 | Industrial | Industrial - Int | New | Space Heating | Natural Gas | Boiler | E10 | CCE | 0 | 0 | 0 | 0 | 0 | 0 | 0 | 0 | 0 | 0 | 0 | 0 | 0 | 0 | 0 | 0 | 0 | 0 | 0 | 0 | 0 | 0 | 0 | 0 | 0 | 0 | 0 | 0 | 0 | 0 | 0 | 0 | 0
F2_Industrial_Industrial - Int_New_Space Heating_Natural Gas_Boiler_E1 | F2 | Industrial | Industrial - Int | New | Space Heating | Natural Gas | Boiler | E1 | TRC BC Ratio | bar: 2019 to 2051
F2_Industrial_Industrial - Int_New_Space Heating_Natural Gas_Boiler_E2 | F2 | Industrial | Industrial - Int | New | Space Heating | Natural Gas | Boiler | E2 | TRC BC Ratio | 5.4725 | 5.4777 | 5.4835 | 5.4917 | 5.503 | 5.5198 | 5.5316 | 5.5406 | 5.5503 | 5.5592 | 5.5653 | 5.5691 | 5.5725 | 5.5757 | 5.5798 | 5.5814 | 5.5843 | 5.5898 | 5.5956 | 5.6024 | 5.6104 | 5.617 | 5.6223 | 5.6262 | 5.6289 | 5.6296 | 5.6282 | 5.6253 | 5.6231 | 5.622 | 5.6228 | 5.6231 | 5.6231
F2_Industrial_Industrial - Int_New_Space Heating_Natural Gas_Boiler_E3 | F2 | Industrial | Industrial - Int | New | Space Heating | Natural Gas | Boiler | E3 | TRC BC Ratio | 5.4185 | 5.4236 | 5.4293 | 5.4375 | 5.4487 | 5.4653 | 5.477 | 5.4859 | 5.4955 | 5.5043 | 5.5104 | 5.5141 | 5.5175 | 5.5207 | 5.5247 | 5.5264 | 5.5292 | 5.5347 | 5.5404 | 5.5471 | 5.555 | 5.5616 | 5.5668 | 5.5707 | 5.5733 | 5.574 | 5.5727 | 5.5698 | 5.5676 | 5.5665 | 5.5673 | 5.5676 | 5.5676
F2_Industrial_Industrial - Int_New_Space Heating_Natural Gas_Boiler_E4 | F2 | Industrial | Industrial - Int | New | Space Heating | Natural Gas | Boiler | E4 | TRC BC Ratio | 0.00092434 | 0.00092532 | 0.00092644 | 0.00092784 | 0.00092955 | 0.00093173 | 0.00093348 | 0.00093492 | 0.00093631 | 0.00093752 | 0.00093837 | 0.00093892 | 0.00093933 | 0.00093963 | 0.00093994 | 0.00093999 | 0.00094013 | 0.00094051 | 0.00094096 | 0.00094153 | 0.00094223 | 0.00094281 | 0.00094325 | 0.00094359 | 0.00094381 | 0.00094388 | 0.00094376 | 0.00094351 | 0.00094332 | 0.00094322 | 0.00094329 | 0.00094332 | 0.00094332
F2_Industrial_Industrial - Int_New_Space Heating_Natural Gas_Boiler_E5 | F2 | Industrial | Industrial - Int | New | Space Heating | Natural Gas | Boiler | E5 | TRC BC Ratio | 0 | 0 | 0 | 0 | 0 | 0 | 0 | 0 | 0 | 0 | 0 | 0 | 0 | 0 | 0 | 0 | 0 | 0 | 0 | 0 | 0 | 0 | 0 | 0 | 0 | 0 | 0 | 0 | 0 | 0 | 0 | 0 | 0
F2_Industrial_Industrial - Int_New_Space Heating_Natural Gas_Boiler_E6 | F2 | Industrial | Industrial - Int | New | Space Heating | Natural Gas | Boiler | E6 | TRC BC Ratio | 0 | 0 | 0 | 0 | 0 | 0 | 0 | 0 | 0 | 0 | 0 | 0 | 0 | 0 | 0 | 0 | 0 | 0 | 0 | 0 | 0 | 0 | 0 | 0 | 0 | 0 | 0 | 0 | 0 | 0 | 0 | 0 | 0
F2_Industrial_Industrial - Int_New_Space Heating_Natural Gas_Boiler_E7 | F2 | Industrial | Industrial - Int | New | Space Heating | Natural Gas | Boiler | E7 | TRC BC Ratio | 0 | 0 | 0 | 0 | 0 | 0 | 0 | 0 | 0 | 0 | 0 | 0 | 0 | 0 | 0 | 0 | 0 | 0 | 0 | 0 | 0 | 0 | 0 | 0 | 0 | 0 | 0 | 0 | 0 | 0 | 0 | 0 | 0
F2_Industrial_Industrial - Int_New_Space Heating_Natural Gas_Boiler_E8 | F2 | Industrial | Industrial - Int | New | Space Heating | Natural Gas | Boiler | E8 | TRC BC Ratio | 0 | 0 | 0 | 0 | 0 | 0 | 0 | 0 | 0 | 0 | 0 | 0 | 0 | 0 | 0 | 0 | 0 | 0 | 0 | 0 | 0 | 0 | 0 | 0 | 0 | 0 | 0 | 0 | 0 | 0 | 0 | 0 | 0
F2_Industrial_Industrial - Int_New_Space Heating_Natural Gas_Boiler_E9 | F2 | Industrial | Industrial - Int | New | Space Heating | Natural Gas | Boiler | E9 | TRC BC Ratio | 0 | 0 | 0 | 0 | 0 | 0 | 0 | 0 | 0 | 0 | 0 | 0 | 0 | 0 | 0 | 0 | 0 | 0 | 0 | 0 | 0 | 0 | 0 | 0 | 0 | 0 | 0 | 0 | 0 | 0 | 0 | 0 | 0
F2_Industrial_Industrial - Int_New_Space Heating_Natural Gas_Boiler_E10 | F2 | Industrial | Industrial - Int | New | Space Heating | Natural Gas | Boiler | E10 | TRC BC Ratio | 0 | 0 | 0 | 0 | 0 | 0 | 0 | 0 | 0 | 0 | 0 | 0 | 0 | 0 | 0 | 0 | 0 | 0 | 0 | 0 | 0 | 0 | 0 | 0 | 0 | 0 | 0 | 0 | 0 | 0 | 0 | 0 | 0
F3_Industrial_Industrial - Int_New_Space Heating_Natural Gas_Boiler_E1 | F3 | Industrial | Industrial - Int | New | Space Heating | Natural Gas | Boiler | E1 | PACT BC Ratio | bar: 2019 to 2051
F3_Industrial_Industrial - Int_New_Space Heating_Natural Gas_Boiler_E2 | F3 | Industrial | Industrial - Int | New | Space Heating | Natural Gas | Boiler | E2 | PACT BC Ratio | 5.6354 | 5.6407 | 5.6466 | 5.6551 | 5.6668 | 5.6841 | 5.6962 | 5.7055 | 5.7155 | 5.7247 | 5.7309 | 5.7348 | 5.7384 | 5.7416 | 5.7458 | 5.7476 | 5.7505 | 5.7562 | 5.7622 | 5.7691 | 5.7773 | 5.7842 | 5.7896 | 5.7937 | 5.7964 | 5.7972 | 5.7957 | 5.7928 | 5.7904 | 5.7893 | 5.7901 | 5.7904 | 5.7904
F3_Industrial_Industrial - Int_New_Space Heating_Natural Gas_Boiler_E3 | F3 | Industrial | Industrial - Int | New | Space Heating | Natural Gas | Boiler | E3 | PACT BC Ratio | 5.5797 | 5.5851 | 5.5909 | 5.5993 | 5.6108 | 5.628 | 5.64 | 5.6491 | 5.6591 | 5.6682 | 5.6744 | 5.6782 | 5.6817 | 5.685 | 5.6891 | 5.6908 | 5.6938 | 5.6994 | 5.7053 | 5.7122 | 5.7203 | 5.7271 | 5.7325 | 5.7365 | 5.7392 | 5.7399 | 5.7385 | 5.7356 | 5.7333 | 5.7321 | 5.733 | 5.7333 | 5.7333
F3_Industrial_Industrial - Int_New_Space Heating_Natural Gas_Boiler_E4 | F3 | Industrial | Industrial - Int | New | Space Heating | Natural Gas | Boiler | E4 | PACT BC Ratio | 0.00095185 | 0.00095286 | 0.00095401 | 0.00095545 | 0.00095721 | 0.00095946 | 0.00096126 | 0.00096275 | 0.00096418 | 0.00096542 | 0.0009663 | 0.00096686 | 0.00096729 | 0.0009676 | 0.00096791 | 0.00096797 | 0.00096811 | 0.0009685 | 0.00096897 | 0.00096956 | 0.00097028 | 0.00097087 | 0.00097132 | 0.00097167 | 0.0009719 | 0.00097197 | 0.00097185 | 0.00097159 | 0.00097139 | 0.0009713 | 0.00097137 | 0.00097139 | 0.00097139
F3_Industrial_Industrial - Int_New_Space Heating_Natural Gas_Boiler_E5 | F3 | Industrial | Industrial - Int | New | Space Heating | Natural Gas | Boiler | E5 | PACT BC Ratio | 0 | 0 | 0 | 0 | 0 | 0 | 0 | 0 | 0 | 0 | 0 | 0 | 0 | 0 | 0 | 0 | 0 | 0 | 0 | 0 | 0 | 0 | 0 | 0 | 0 | 0 | 0 | 0 | 0 | 0 | 0 | 0 | 0
F3_Industrial_Industrial - Int_New_Space Heating_Natural Gas_Boiler_E6 | F3 | Industrial | Industrial - Int | New | Space Heating | Natural Gas | Boiler | E6 | PACT BC Ratio | 0 | 0 | 0 | 0 | 0 | 0 | 0 | 0 | 0 | 0 | 0 | 0 | 0 | 0 | 0 | 0 | 0 | 0 | 0 | 0 | 0 | 0 | 0 | 0 | 0 | 0 | 0 | 0 | 0 | 0 | 0 | 0 | 0
F3_Industrial_Industrial - Int_New_Space Heating_Natural Gas_Boiler_E7 | F3 | Industrial | Industrial - Int | New | Space Heating | Natural Gas | Boiler | E7 | PACT BC Ratio | 0 | 0 | 0 | 0 | 0 | 0 | 0 | 0 | 0 | 0 | 0 | 0 | 0 | 0 | 0 | 0 | 0 | 0 | 0 | 0 | 0 | 0 | 0 | 0 | 0 | 0 | 0 | 0 | 0 | 0 | 0 | 0 | 0
F3_Industrial_Industrial - Int_New_Space Heating_Natural Gas_Boiler_E8 | F3 | Industrial | Industrial - Int | New | Space Heating | Natural Gas | Boiler | E8 | PACT BC Ratio | 0 | 0 | 0 | 0 | 0 | 0 | 0 | 0 | 0 | 0 | 0 | 0 | 0 | 0 | 0 | 0 | 0 | 0 | 0 | 0 | 0 | 0 | 0 | 0 | 0 | 0 | 0 | 0 | 0 | 0 | 0 | 0 | 0
F3_Industrial_Industrial - Int_New_Space Heating_Natural Gas_Boiler_E9 | F3 | Industrial | Industrial - Int | New | Space Heating | Natural Gas | Boiler | E9 | PACT BC Ratio | 0 | 0 | 0 | 0 | 0 | 0 | 0 | 0 | 0 | 0 | 0 | 0 | 0 | 0 | 0 | 0 | 0 | 0 | 0 | 0 | 0 | 0 | 0 | 0 | 0 | 0 | 0 | 0 | 0 | 0 | 0 | 0 | 0
F3_Industrial_Industrial - Int_New_Space Heating_Natural Gas_Boiler_E10 | F3 | Industrial | Industrial - Int | New | Space Heating | Natural Gas | Boiler | E10 | PACT BC Ratio | 0 | 0 | 0 | 0 | 0 | 0 | 0 | 0 | 0 | 0 | 0 | 0 | 0 | 0 | 0 | 0 | 0 | 0 | 0 | 0 | 0 | 0 | 0 | 0 | 0 | 0 | 0 | 0 | 0 | 0 | 0 | 0 | 0
F4_Industrial_Industrial - Int_New_Space Heating_Natural Gas_Boiler_E1 | F4 | Industrial | Industrial - Int | New | Space Heating | Natural Gas | Boiler | E1 | RVT BC Ratio | bar: 2019 to 2051
F4_Industrial_Industrial - Int_New_Space Heating_Natural Gas_Boiler_E2 | F4 | Industrial | Industrial - Int | New | Space Heating | Natural Gas | Boiler | E2 | RVT BC Ratio | 14.2854 | 14.2981 | 14.3121 | 14.3321 | 14.3597 | 14.4008 | 14.4294 | 14.4513 | 14.4751 | 14.4969 | 14.5117 | 14.5209 | 14.5293 | 14.537 | 14.547 | 14.5511 | 14.5581 | 14.5715 | 14.5856 | 14.6021 | 14.6216 | 14.6379 | 14.6506 | 14.6602 | 14.6667 | 14.6685 | 14.6651 | 14.6581 | 14.6525 | 14.6498 | 14.6518 | 14.6526 | 14.6526
F4_Industrial_Industrial - Int_New_Space Heating_Natural Gas_Boiler_E3 | F4 | Industrial | Industrial - Int | New | Space Heating | Natural Gas | Boiler | E3 | RVT BC Ratio | 14.1536 | 14.1663 | 14.1801 | 14.2 | 14.2273 | 14.2679 | 14.2963 | 14.318 | 14.3416 | 14.3631 | 14.3777 | 14.3868 | 14.3952 | 14.4028 | 14.4127 | 14.4167 | 14.4237 | 14.437 | 14.4509 | 14.4673 | 14.4865 | 14.5027 | 14.5153 | 14.5248 | 14.5312 | 14.533 | 14.5296 | 14.5227 | 14.5172 | 14.5145 | 14.5165 | 14.5172 | 14.5172
F4_Industrial_Industrial - Int_New_Space Heating_Natural Gas_Boiler_E4 | F4 | Industrial | Industrial - Int | New | Space Heating | Natural Gas | Boiler | E4 | RVT BC Ratio | 0.94343 | 0.94343 | 0.94344 | 0.94344 | 0.94344 | 0.94345 | 0.94345 | 0.94346 | 0.94346 | 0.94346 | 0.94346 | 0.94347 | 0.94347 | 0.94347 | 0.94347 | 0.94347 | 0.94347 | 0.94347 | 0.94347 | 0.94347 | 0.94347 | 0.94348 | 0.94348 | 0.94348 | 0.94348 | 0.94348 | 0.94348 | 0.94348 | 0.94348 | 0.94348 | 0.94348 | 0.94348 | 0.94348
F4_Industrial_Industrial - Int_New_Space Heating_Natural Gas_Boiler_E5 | F4 | Industrial | Industrial - Int | New | Space Heating | Natural Gas | Boiler | E5 | RVT BC Ratio | 0 | 0 | 0 | 0 | 0 | 0 | 0 | 0 | 0 | 0 | 0 | 0 | 0 | 0 | 0 | 0 | 0 | 0 | 0 | 0 | 0 | 0 | 0 | 0 | 0 | 0 | 0 | 0 | 0 | 0 | 0 | 0 | 0
F4_Industrial_Industrial - Int_New_Space Heating_Natural Gas_Boiler_E6 | F4 | Industrial | Industrial - Int | New | Space Heating | Natural Gas | Boiler | E6 | RVT BC Ratio | 0 | 0 | 0 | 0 | 0 | 0 | 0 | 0 | 0 | 0 | 0 | 0 | 0 | 0 | 0 | 0 | 0 | 0 | 0 | 0 | 0 | 0 | 0 | 0 | 0 | 0 | 0 | 0 | 0 | 0 | 0 | 0 | 0
F4_Industrial_Industrial - Int_New_Space Heating_Natural Gas_Boiler_E7 | F4 | Industrial | Industrial - Int | New | Space Heating | Natural Gas | Boiler | E7 | RVT BC Ratio | 0 | 0 | 0 | 0 | 0 | 0 | 0 | 0 | 0 | 0 | 0 | 0 | 0 | 0 | 0 | 0 | 0 | 0 | 0 | 0 | 0 | 0 | 0 | 0 | 0 | 0 | 0 | 0 | 0 | 0 | 0 | 0 | 0
F4_Industrial_Industrial - Int_New_Space Heating_Natural Gas_Boiler_E8 | F4 | Industrial | Industrial - Int | New | Space Heating | Natural Gas | Boiler | E8 | RVT BC Ratio | 0 | 0 | 0 | 0 | 0 | 0 | 0 | 0 | 0 | 0 | 0 | 0 | 0 | 0 | 0 | 0 | 0 | 0 | 0 | 0 | 0 | 0 | 0 | 0 | 0 | 0 | 0 | 0 | 0 | 0 | 0 | 0 | 0
F4_Industrial_Industrial - Int_New_Space Heating_Natural Gas_Boiler_E9 | F4 | Industrial | Industrial - Int | New | Space Heating | Natural Gas | Boiler | E9 | RVT BC Ratio | 0 | 0 | 0 | 0 | 0 | 0 | 0 | 0 | 0 | 0 | 0 | 0 | 0 | 0 | 0 | 0 | 0 | 0 | 0 | 0 | 0 | 0 | 0 | 0 | 0 | 0 | 0 | 0 | 0 | 0 | 0 | 0 | 0
F4_Industrial_Industrial - Int_New_Space Heating_Natural Gas_Boiler_E10 | F4 | Industrial | Industrial - Int | New | Space Heating | Natural Gas | Boiler | E10 | RVT BC Ratio | 0 | 0 | 0 | 0 | 0 | 0 | 0 | 0 | 0 | 0 | 0 | 0 | 0 | 0 | 0 | 0 | 0 | 0 | 0 | 0 | 0 | 0 | 0 | 0 | 0 | 0 | 0 | 0 | 0 | 0 | 0 | 0 | 0
F5_Industrial_Industrial - Int_New_Space Heating_Natural Gas_Boiler_E1 | F5 | Industrial | Industrial - Int | New | Space Heating | Natural Gas | Boiler | E1 | RIM BC Ratio | bar: 2019 to 2051
F5_Industrial_Industrial - Int_New_Space Heating_Natural Gas_Boiler_E2 | F5 | Industrial | Industrial - Int | New | Space Heating | Natural Gas | Boiler | E2 | RIM BC Ratio | 0.727 | 0.72709 | 0.72719 | 0.72733 | 0.72752 | 0.7278 | 0.728 | 0.72815 | 0.72832 | 0.72847 | 0.72857 | 0.72863 | 0.72869 | 0.72874 | 0.72881 | 0.72884 | 0.72888 | 0.72897 | 0.72907 | 0.72918 | 0.72931 | 0.72942 | 0.72951 | 0.72957 | 0.72961 | 0.72963 | 0.7296 | 0.72956 | 0.72952 | 0.7295 | 0.72952 | 0.72952 | 0.72952
F5_Industrial_Industrial - Int_New_Space Heating_Natural Gas_Boiler_E3 | F5 | Industrial | Industrial - Int | New | Space Heating | Natural Gas | Boiler | E3 | RIM BC Ratio | 0.72607 | 0.72616 | 0.72625 | 0.7264 | 0.72659 | 0.72688 | 0.72708 | 0.72723 | 0.72739 | 0.72754 | 0.72765 | 0.72771 | 0.72777 | 0.72782 | 0.72789 | 0.72792 | 0.72796 | 0.72805 | 0.72815 | 0.72826 | 0.7284 | 0.72851 | 0.72859 | 0.72866 | 0.7287 | 0.72871 | 0.72869 | 0.72864 | 0.7286 | 0.72859 | 0.7286 | 0.72861 | 0.72861
F5_Industrial_Industrial - Int_New_Space Heating_Natural Gas_Boiler_E4 | F5 | Industrial | Industrial - Int | New | Space Heating | Natural Gas | Boiler | E4 | RIM BC Ratio | 0.00095077 | 0.00095178 | 0.00095292 | 0.00095436 | 0.00095612 | 0.00095836 | 0.00096015 | 0.00096164 | 0.00096307 | 0.0009643 | 0.00096518 | 0.00096575 | 0.00096617 | 0.00096648 | 0.00096679 | 0.00096685 | 0.00096699 | 0.00096738 | 0.00096784 | 0.00096843 | 0.00096915 | 0.00096974 | 0.00097019 | 0.00097054 | 0.00097077 | 0.00097084 | 0.00097071 | 0.00097046 | 0.00097026 | 0.00097017 | 0.00097024 | 0.00097026 | 0.00097026
F5_Industrial_Industrial - Int_New_Space Heating_Natural Gas_Boiler_E5 | F5 | Industrial | Industrial - Int | New | Space Heating | Natural Gas | Boiler | E5 | RIM BC Ratio | 0 | 0 | 0 | 0 | 0 | 0 | 0 | 0 | 0 | 0 | 0 | 0 | 0 | 0 | 0 | 0 | 0 | 0 | 0 | 0 | 0 | 0 | 0 | 0 | 0 | 0 | 0 | 0 | 0 | 0 | 0 | 0 | 0
F5_Industrial_Industrial - Int_New_Space Heating_Natural Gas_Boiler_E6 | F5 | Industrial | Industrial - Int | New | Space Heating | Natural Gas | Boiler | E6 | RIM BC Ratio | 0 | 0 | 0 | 0 | 0 | 0 | 0 | 0 | 0 | 0 | 0 | 0 | 0 | 0 | 0 | 0 | 0 | 0 | 0 | 0 | 0 | 0 | 0 | 0 | 0 | 0 | 0 | 0 | 0 | 0 | 0 | 0 | 0
F5_Industrial_Industrial - Int_New_Space Heating_Natural Gas_Boiler_E7 | F5 | Industrial | Industrial - Int | New | Space Heating | Natural Gas | Boiler | E7 | RIM BC Ratio | 0 | 0 | 0 | 0 | 0 | 0 | 0 | 0 | 0 | 0 | 0 | 0 | 0 | 0 | 0 | 0 | 0 | 0 | 0 | 0 | 0 | 0 | 0 | 0 | 0 | 0 | 0 | 0 | 0 | 0 | 0 | 0 | 0
F5_Industrial_Industrial - Int_New_Space Heating_Natural Gas_Boiler_E8 | F5 | Industrial | Industrial - Int | New | Space Heating | Natural Gas | Boiler | E8 | RIM BC Ratio | 0 | 0 | 0 | 0 | 0 | 0 | 0 | 0 | 0 | 0 | 0 | 0 | 0 | 0 | 0 | 0 | 0 | 0 | 0 | 0 | 0 | 0 | 0 | 0 | 0 | 0 | 0 | 0 | 0 | 0 | 0 | 0 | 0
F5_Industrial_Industrial - Int_New_Space Heating_Natural Gas_Boiler_E9 | F5 | Industrial | Industrial - Int | New | Space Heating | Natural Gas | Boiler | E9 | RIM BC Ratio | 0 | 0 | 0 | 0 | 0 | 0 | 0 | 0 | 0 | 0 | 0 | 0 | 0 | 0 | 0 | 0 | 0 | 0 | 0 | 0 | 0 | 0 | 0 | 0 | 0 | 0 | 0 | 0 | 0 | 0 | 0 | 0 | 0
F5_Industrial_Industrial - Int_New_Space Heating_Natural Gas_Boiler_E10 | F5 | Industrial | Industrial - Int | New | Space Heating | Natural Gas | Boiler | E10 | RIM BC Ratio | 0 | 0 | 0 | 0 | 0 | 0 | 0 | 0 | 0 | 0 | 0 | 0 | 0 | 0 | 0 | 0 | 0 | 0 | 0 | 0 | 0 | 0 | 0 | 0 | 0 | 0 | 0 | 0 | 0 | 0 | 0 | 0 | 0
F0_Industrial_Industrial - Int_New_Space Heating_Natural Gas_Unit Heater_E0 | F0 | Industrial | Industrial - Int | New | Space Heating | Natural Gas | Unit Heater | E0 | Economic Unit | Infrared Radiant | Infrared Radiant | Infrared Radiant | Infrared Radiant | Infrared Radiant | Infrared Radiant | Infrared Radiant | Infrared Radiant | Infrared Radiant | Infrared Radiant | Infrared Radiant | Infrared Radiant | Infrared Radiant | Infrared Radiant | Infrared Radiant | Infrared Radiant | Infrared Radiant | Infrared Radiant | Infrared Radiant | Infrared Radiant | Infrared Radiant | Infrared Radiant | Infrared Radiant | Infrared Radiant | Infrared Radiant | Infrared Radiant | Infrared Radiant | Infrared Radiant | Infrared Radiant | Infrared Radiant | Infrared Radiant | Infrared Radiant | Infrared Radiant
F1_Industrial_Industrial - Int_New_Space Heating_Natural Gas_Unit Heater_E1 | F1 | Industrial | Industrial - Int | New | Space Heating | Natural Gas | Unit Heater | E1 | CCE | 0 | 0 | 0 | 0 | 0 | 0 | 0 | 0 | 0 | 0 | 0 | 0 | 0 | 0 | 0 | 0 | 0 | 0 | 0 | 0 | 0 | 0 | 0 | 0 | 0 | 0 | 0 | 0 | 0 | 0 | 0 | 0 | 0
F1_Industrial_Industrial - Int_New_Space Heating_Natural Gas_Unit Heater_E2 | F1 | Industrial | Industrial - Int | New | Space Heating | Natural Gas | Unit Heater | E2 | CCE | 2.7438 | 2.7438 | 2.7584 | 2.7731 | 2.788 | 2.8031 | 2.8184 | 2.8338 | 2.8493 | 2.8651 | 2.881 | 2.8971 | 2.9134 | 2.9298 | 2.9465 | 2.9633 | 2.9804 | 2.9976 | 3.015 | 3.0327 | 3.0505 | 3.0685 | 3.0868 | 3.1053 | 3.124 | 3.1429 | 3.1621 | 3.1814 | 3.2011 | 3.2209 | 3.2411 | 3.2614 | 3.2614
F1_Industrial_Industrial - Int_New_Space Heating_Natural Gas_Unit Heater_E3 | F1 | Industrial | Industrial - Int | New | Space Heating | Natural Gas | Unit Heater | E3 | CCE | 0.13769 | 0.13769 | 0.13842 | 0.13916 | 0.13991 | 0.14067 | 0.14143 | 0.1422 | 0.14299 | 0.14378 | 0.14458 | 0.14538 | 0.1462 | 0.14703 | 0.14786 | 0.14871 | 0.14956 | 0.15043 | 0.1513 | 0.15219 | 0.15308 | 0.15398 | 0.1549 | 0.15583 | 0.15677 | 0.15772 | 0.15868 | 0.15965 | 0.16064 | 0.16163 | 0.16264 | 0.16367 | 0.16367
F1_Industrial_Industrial - Int_New_Space Heating_Natural Gas_Unit Heater_E4 | F1 | Industrial | Industrial - Int | New | Space Heating | Natural Gas | Unit Heater | E4 | CCE | 0 | 0 | 0 | 0 | 0 | 0 | 0 | 0 | 0 | 0 | 0 | 0 | 0 | 0 | 0 | 0 | 0 | 0 | 0 | 0 | 0 | 0 | 0 | 0 | 0 | 0 | 0 | 0 | 0 | 0 | 0 | 0 | 0
F1_Industrial_Industrial - Int_New_Space Heating_Natural Gas_Unit Heater_E5 | F1 | Industrial | Industrial - Int | New | Space Heating | Natural Gas | Unit Heater | E5 | CCE | 0 | 0 | 0 | 0 | 0 | 0 | 0 | 0 | 0 | 0 | 0 | 0 | 0 | 0 | 0 | 0 | 0 | 0 | 0 | 0 | 0 | 0 | 0 | 0 | 0 | 0 | 0 | 0 | 0 | 0 | 0 | 0 | 0
F1_Industrial_Industrial - Int_New_Space Heating_Natural Gas_Unit Heater_E6 | F1 | Industrial | Industrial - Int | New | Space Heating | Natural Gas | Unit Heater | E6 | CCE | 0 | 0 | 0 | 0 | 0 | 0 | 0 | 0 | 0 | 0 | 0 | 0 | 0 | 0 | 0 | 0 | 0 | 0 | 0 | 0 | 0 | 0 | 0 | 0 | 0 | 0 | 0 | 0 | 0 | 0 | 0 | 0 | 0
F1_Industrial_Industrial - Int_New_Space Heating_Natural Gas_Unit Heater_E7 | F1 | Industrial | Industrial - Int | New | Space Heating | Natural Gas | Unit Heater | E7 | CCE | 0 | 0 | 0 | 0 | 0 | 0 | 0 | 0 | 0 | 0 | 0 | 0 | 0 | 0 | 0 | 0 | 0 | 0 | 0 | 0 | 0 | 0 | 0 | 0 | 0 | 0 | 0 | 0 | 0 | 0 | 0 | 0 | 0
F1_Industrial_Industrial - Int_New_Space Heating_Natural Gas_Unit Heater_E8 | F1 | Industrial | Industrial - Int | New | Space Heating | Natural Gas | Unit Heater | E8 | CCE | 0 | 0 | 0 | 0 | 0 | 0 | 0 | 0 | 0 | 0 | 0 | 0 | 0 | 0 | 0 | 0 | 0 | 0 | 0 | 0 | 0 | 0 | 0 | 0 | 0 | 0 | 0 | 0 | 0 | 0 | 0 | 0 | 0
F1_Industrial_Industrial - Int_New_Space Heating_Natural Gas_Unit Heater_E9 | F1 | Industrial | Industrial - Int | New | Space Heating | Natural Gas | Unit Heater | E9 | CCE | 0 | 0 | 0 | 0 | 0 | 0 | 0 | 0 | 0 | 0 | 0 | 0 | 0 | 0 | 0 | 0 | 0 | 0 | 0 | 0 | 0 | 0 | 0 | 0 | 0 | 0 | 0 | 0 | 0 | 0 | 0 | 0 | 0
F1_Industrial_Industrial - Int_New_Space Heating_Natural Gas_Unit Heater_E10 | F1 | Industrial | Industrial - Int | New | Space Heating | Natural Gas | Unit Heater | E10 | CCE | 0 | 0 | 0 | 0 | 0 | 0 | 0 | 0 | 0 | 0 | 0 | 0 | 0 | 0 | 0 | 0 | 0 | 0 | 0 | 0 | 0 | 0 | 0 | 0 | 0 | 0 | 0 | 0 | 0 | 0 | 0 | 0 | 0
F2_Industrial_Industrial - Int_New_Space Heating_Natural Gas_Unit Heater_E1 | F2 | Industrial | Industrial - Int | New | Space Heating | Natural Gas | Unit Heater | E1 | TRC BC Ratio | bar: 2019 to 2051
F2_Industrial_Industrial - Int_New_Space Heating_Natural Gas_Unit Heater_E2 | F2 | Industrial | Industrial - Int | New | Space Heating | Natural Gas | Unit Heater | E2 | TRC BC Ratio | 0.65138 | 0.65212 | 0.65293 | 0.65414 | 0.65587 | 0.65858 | 0.66018 | 0.66116 | 0.6623 | 0.66333 | 0.66391 | 0.6642 | 0.66461 | 0.66513 | 0.66597 | 0.66644 | 0.66715 | 0.66833 | 0.66949 | 0.67079 | 0.6723 | 0.67358 | 0.67458 | 0.67534 | 0.67584 | 0.67599 | 0.67572 | 0.67517 | 0.67473 | 0.67452 | 0.67467 | 0.67473 | 0.67473
F2_Industrial_Industrial - Int_New_Space Heating_Natural Gas_Unit Heater_E3 | F2 | Industrial | Industrial - Int | New | Space Heating | Natural Gas | Unit Heater | E3 | TRC BC Ratio | 13.0783 | 13.1115 | 13.1524 | 13.2069 | 13.2753 | 13.3771 | 13.4236 | 13.4331 | 13.4408 | 13.4385 | 13.4179 | 13.3947 | 13.3863 | 13.3943 | 13.4241 | 13.4475 | 13.4825 | 13.5345 | 13.5826 | 13.6317 | 13.6848 | 13.7308 | 13.7676 | 13.7954 | 13.8139 | 13.8193 | 13.8094 | 13.7891 | 13.7731 | 13.7654 | 13.771 | 13.7732 | 13.7732
F2_Industrial_Industrial - Int_New_Space Heating_Natural Gas_Unit Heater_E4 | F2 | Industrial | Industrial - Int | New | Space Heating | Natural Gas | Unit Heater | E4 | TRC BC Ratio | 0 | 0 | 0 | 0 | 0 | 0 | 0 | 0 | 0 | 0 | 0 | 0 | 0 | 0 | 0 | 0 | 0 | 0 | 0 | 0 | 0 | 0 | 0 | 0 | 0 | 0 | 0 | 0 | 0 | 0 | 0 | 0 | 0
F2_Industrial_Industrial - Int_New_Space Heating_Natural Gas_Unit Heater_E5 | F2 | Industrial | Industrial - Int | New | Space Heating | Natural Gas | Unit Heater | E5 | TRC BC Ratio | 0 | 0 | 0 | 0 | 0 | 0 | 0 | 0 | 0 | 0 | 0 | 0 | 0 | 0 | 0 | 0 | 0 | 0 | 0 | 0 | 0 | 0 | 0 | 0 | 0 | 0 | 0 | 0 | 0 | 0 | 0 | 0 | 0
F2_Industrial_Industrial - Int_New_Space Heating_Natural Gas_Unit Heater_E6 | F2 | Industrial | Industrial - Int | New | Space Heating | Natural Gas | Unit Heater | E6 | TRC BC Ratio | 0 | 0 | 0 | 0 | 0 | 0 | 0 | 0 | 0 | 0 | 0 | 0 | 0 | 0 | 0 | 0 | 0 | 0 | 0 | 0 | 0 | 0 | 0 | 0 | 0 | 0 | 0 | 0 | 0 | 0 | 0 | 0 | 0
F2_Industrial_Industrial - Int_New_Space Heating_Natural Gas_Unit Heater_E7 | F2 | Industrial | Industrial - Int | New | Space Heating | Natural Gas | Unit Heater | E7 | TRC BC Ratio | 0 | 0 | 0 | 0 | 0 | 0 | 0 | 0 | 0 | 0 | 0 | 0 | 0 | 0 | 0 | 0 | 0 | 0 | 0 | 0 | 0 | 0 | 0 | 0 | 0 | 0 | 0 | 0 | 0 | 0 | 0 | 0 | 0
F2_Industrial_Industrial - Int_New_Space Heating_Natural Gas_Unit Heater_E8 | F2 | Industrial | Industrial - Int | New | Space Heating | Natural Gas | Unit Heater | E8 | TRC BC Ratio | 0 | 0 | 0 | 0 | 0 | 0 | 0 | 0 | 0 | 0 | 0 | 0 | 0 | 0 | 0 | 0 | 0 | 0 | 0 | 0 | 0 | 0 | 0 | 0 | 0 | 0 | 0 | 0 | 0 | 0 | 0 | 0 | 0
F2_Industrial_Industrial - Int_New_Space Heating_Natural Gas_Unit Heater_E9 | F2 | Industrial | Industrial - Int | New | Space Heating | Natural Gas | Unit Heater | E9 | TRC BC Ratio | 0 | 0 | 0 | 0 | 0 | 0 | 0 | 0 | 0 | 0 | 0 | 0 | 0 | 0 | 0 | 0 | 0 | 0 | 0 | 0 | 0 | 0 | 0 | 0 | 0 | 0 | 0 | 0 | 0 | 0 | 0 | 0 | 0
F2_Industrial_Industrial - Int_New_Space Heating_Natural Gas_Unit Heater_E10 | F2 | Industrial | Industrial - Int | New | Space Heating | Natural Gas | Unit Heater | E10 | TRC BC Ratio | 0 | 0 | 0 | 0 | 0 | 0 | 0 | 0 | 0 | 0 | 0 | 0 | 0 | 0 | 0 | 0 | 0 | 0 | 0 | 0 | 0 | 0 | 0 | 0 | 0 | 0 | 0 | 0 | 0 | 0 | 0 | 0 | 0
F3_Industrial_Industrial - Int_New_Space Heating_Natural Gas_Unit Heater_E1 | F3 | Industrial | Industrial - Int | New | Space Heating | Natural Gas | Unit Heater | E1 | PACT BC Ratio | bar: 2019 to 2051
F3_Industrial_Industrial - Int_New_Space Heating_Natural Gas_Unit Heater_E2 | F3 | Industrial | Industrial - Int | New | Space Heating | Natural Gas | Unit Heater | E2 | PACT BC Ratio | 1.3797 | 1.3812 | 1.3829 | 1.3855 | 1.3892 | 1.3949 | 1.3983 | 1.4004 | 1.4028 | 1.405 | 1.4062 | 1.4068 | 1.4077 | 1.4088 | 1.4106 | 1.4115 | 1.4131 | 1.4155 | 1.418 | 1.4208 | 1.424 | 1.4267 | 1.4288 | 1.4304 | 1.4315 | 1.4318 | 1.4312 | 1.43 | 1.4291 | 1.4287 | 1.429 | 1.4291 | 1.4291
F3_Industrial_Industrial - Int_New_Space Heating_Natural Gas_Unit Heater_E3 | F3 | Industrial | Industrial - Int | New | Space Heating | Natural Gas | Unit Heater | E3 | PACT BC Ratio | 27.7006 | 27.7708 | 27.8575 | 27.9729 | 28.1177 | 28.3333 | 28.4319 | 28.452 | 28.4683 | 28.4634 | 28.4198 | 28.3706 | 28.3528 | 28.3698 | 28.4329 | 28.4826 | 28.5566 | 28.6668 | 28.7687 | 28.8726 | 28.985 | 29.0825 | 29.1604 | 29.2193 | 29.2586 | 29.2699 | 29.2491 | 29.2061 | 29.1722 | 29.1558 | 29.1678 | 29.1724 | 29.1724
F3_Industrial_Industrial - Int_New_Space Heating_Natural Gas_Unit Heater_E4 | F3 | Industrial | Industrial - Int | New | Space Heating | Natural Gas | Unit Heater | E4 | PACT BC Ratio | 0 | 0 | 0 | 0 | 0 | 0 | 0 | 0 | 0 | 0 | 0 | 0 | 0 | 0 | 0 | 0 | 0 | 0 | 0 | 0 | 0 | 0 | 0 | 0 | 0 | 0 | 0 | 0 | 0 | 0 | 0 | 0 | 0
F3_Industrial_Industrial - Int_New_Space Heating_Natural Gas_Unit Heater_E5 | F3 | Industrial | Industrial - Int | New | Space Heating | Natural Gas | Unit Heater | E5 | PACT BC Ratio | 0 | 0 | 0 | 0 | 0 | 0 | 0 | 0 | 0 | 0 | 0 | 0 | 0 | 0 | 0 | 0 | 0 | 0 | 0 | 0 | 0 | 0 | 0 | 0 | 0 | 0 | 0 | 0 | 0 | 0 | 0 | 0 | 0
F3_Industrial_Industrial - Int_New_Space Heating_Natural Gas_Unit Heater_E6 | F3 | Industrial | Industrial - Int | New | Space Heating | Natural Gas | Unit Heater | E6 | PACT BC Ratio | 0 | 0 | 0 | 0 | 0 | 0 | 0 | 0 | 0 | 0 | 0 | 0 | 0 | 0 | 0 | 0 | 0 | 0 | 0 | 0 | 0 | 0 | 0 | 0 | 0 | 0 | 0 | 0 | 0 | 0 | 0 | 0 | 0
F3_Industrial_Industrial - Int_New_Space Heating_Natural Gas_Unit Heater_E7 | F3 | Industrial | Industrial - Int | New | Space Heating | Natural Gas | Unit Heater | E7 | PACT BC Ratio | 0 | 0 | 0 | 0 | 0 | 0 | 0 | 0 | 0 | 0 | 0 | 0 | 0 | 0 | 0 | 0 | 0 | 0 | 0 | 0 | 0 | 0 | 0 | 0 | 0 | 0 | 0 | 0 | 0 | 0 | 0 | 0 | 0
F3_Industrial_Industrial - Int_New_Space Heating_Natural Gas_Unit Heater_E8 | F3 | Industrial | Industrial - Int | New | Space Heating | Natural Gas | Unit Heater | E8 | PACT BC Ratio | 0 | 0 | 0 | 0 | 0 | 0 | 0 | 0 | 0 | 0 | 0 | 0 | 0 | 0 | 0 | 0 | 0 | 0 | 0 | 0 | 0 | 0 | 0 | 0 | 0 | 0 | 0 | 0 | 0 | 0 | 0 | 0 | 0
F3_Industrial_Industrial - Int_New_Space Heating_Natural Gas_Unit Heater_E9 | F3 | Industrial | Industrial - Int | New | Space Heating | Natural Gas | Unit Heater | E9 | PACT BC Ratio | 0 | 0 | 0 | 0 | 0 | 0 | 0 | 0 | 0 | 0 | 0 | 0 | 0 | 0 | 0 | 0 | 0 | 0 | 0 | 0 | 0 | 0 | 0 | 0 | 0 | 0 | 0 | 0 | 0 | 0 | 0 | 0 | 0
F3_Industrial_Industrial - Int_New_Space Heating_Natural Gas_Unit Heater_E10 | F3 | Industrial | Industrial - Int | New | Space Heating | Natural Gas | Unit Heater | E10 | PACT BC Ratio | 0 | 0 | 0 | 0 | 0 | 0 | 0 | 0 | 0 | 0 | 0 | 0 | 0 | 0 | 0 | 0 | 0 | 0 | 0 | 0 | 0 | 0 | 0 | 0 | 0 | 0 | 0 | 0 | 0 | 0 | 0 | 0 | 0
F4_Industrial_Industrial - Int_New_Space Heating_Natural Gas_Unit Heater_E1 | F4 | Industrial | Industrial - Int | New | Space Heating | Natural Gas | Unit Heater | E1 | RVT BC Ratio | bar: 2019 to 2051
F4_Industrial_Industrial - Int_New_Space Heating_Natural Gas_Unit Heater_E2 | F4 | Industrial | Industrial - Int | New | Space Heating | Natural Gas | Unit Heater | E2 | RVT BC Ratio | 1.3355 | 1.3367 | 1.338 | 1.3399 | 1.3426 | 1.347 | 1.3495 | 1.3511 | 1.3529 | 1.3545 | 1.3555 | 1.3559 | 1.3566 | 1.3574 | 1.3587 | 1.3595 | 1.3606 | 1.3625 | 1.3643 | 1.3664 | 1.3688 | 1.3708 | 1.3724 | 1.3736 | 1.3744 | 1.3747 | 1.3742 | 1.3734 | 1.3727 | 1.3723 | 1.3726 | 1.3727 | 1.3727
F4_Industrial_Industrial - Int_New_Space Heating_Natural Gas_Unit Heater_E3 | F4 | Industrial | Industrial - Int | New | Space Heating | Natural Gas | Unit Heater | E3 | RVT BC Ratio | 21.1155 | 21.1683 | 21.2335 | 21.3202 | 21.4291 | 21.5911 | 21.6651 | 21.6802 | 21.6925 | 21.6888 | 21.656 | 21.6191 | 21.6057 | 21.6185 | 21.6659 | 21.7032 | 21.7588 | 21.8417 | 21.9183 | 21.9964 | 22.0808 | 22.1541 | 22.2126 | 22.2569 | 22.2864 | 22.2949 | 22.2792 | 22.2469 | 22.2215 | 22.2091 | 22.2181 | 22.2216 | 22.2216
F4_Industrial_Industrial - Int_New_Space Heating_Natural Gas_Unit Heater_E4 | F4 | Industrial | Industrial - Int | New | Space Heating | Natural Gas | Unit Heater | E4 | RVT BC Ratio | 0 | 0 | 0 | 0 | 0 | 0 | 0 | 0 | 0 | 0 | 0 | 0 | 0 | 0 | 0 | 0 | 0 | 0 | 0 | 0 | 0 | 0 | 0 | 0 | 0 | 0 | 0 | 0 | 0 | 0 | 0 | 0 | 0
F4_Industrial_Industrial - Int_New_Space Heating_Natural Gas_Unit Heater_E5 | F4 | Industrial | Industrial - Int | New | Space Heating | Natural Gas | Unit Heater | E5 | RVT BC Ratio | 0 | 0 | 0 | 0 | 0 | 0 | 0 | 0 | 0 | 0 | 0 | 0 | 0 | 0 | 0 | 0 | 0 | 0 | 0 | 0 | 0 | 0 | 0 | 0 | 0 | 0 | 0 | 0 | 0 | 0 | 0 | 0 | 0
F4_Industrial_Industrial - Int_New_Space Heating_Natural Gas_Unit Heater_E6 | F4 | Industrial | Industrial - Int | New | Space Heating | Natural Gas | Unit Heater | E6 | RVT BC Ratio | 0 | 0 | 0 | 0 | 0 | 0 | 0 | 0 | 0 | 0 | 0 | 0 | 0 | 0 | 0 | 0 | 0 | 0 | 0 | 0 | 0 | 0 | 0 | 0 | 0 | 0 | 0 | 0 | 0 | 0 | 0 | 0 | 0
F4_Industrial_Industrial - Int_New_Space Heating_Natural Gas_Unit Heater_E7 | F4 | Industrial | Industrial - Int | New | Space Heating | Natural Gas | Unit Heater | E7 | RVT BC Ratio | 0 | 0 | 0 | 0 | 0 | 0 | 0 | 0 | 0 | 0 | 0 | 0 | 0 | 0 | 0 | 0 | 0 | 0 | 0 | 0 | 0 | 0 | 0 | 0 | 0 | 0 | 0 | 0 | 0 | 0 | 0 | 0 | 0
F4_Industrial_Industrial - Int_New_Space Heating_Natural Gas_Unit Heater_E8 | F4 | Industrial | Industrial - Int | New | Space Heating | Natural Gas | Unit Heater | E8 | RVT BC Ratio | 0 | 0 | 0 | 0 | 0 | 0 | 0 | 0 | 0 | 0 | 0 | 0 | 0 | 0 | 0 | 0 | 0 | 0 | 0 | 0 | 0 | 0 | 0 | 0 | 0 | 0 | 0 | 0 | 0 | 0 | 0 | 0 | 0
F4_Industrial_Industrial - Int_New_Space Heating_Natural Gas_Unit Heater_E9 | F4 | Industrial | Industrial - Int | New | Space Heating | Natural Gas | Unit Heater | E9 | RVT BC Ratio | 0 | 0 | 0 | 0 | 0 | 0 | 0 | 0 | 0 | 0 | 0 | 0 | 0 | 0 | 0 | 0 | 0 | 0 | 0 | 0 | 0 | 0 | 0 | 0 | 0 | 0 | 0 | 0 | 0 | 0 | 0 | 0 | 0
F4_Industrial_Industrial - Int_New_Space Heating_Natural Gas_Unit Heater_E10 | F4 | Industrial | Industrial - Int | New | Space Heating | Natural Gas | Unit Heater | E10 | RVT BC Ratio | 0 | 0 | 0 | 0 | 0 | 0 | 0 | 0 | 0 | 0 | 0 | 0 | 0 | 0 | 0 | 0 | 0 | 0 | 0 | 0 | 0 | 0 | 0 | 0 | 0 | 0 | 0 | 0 | 0 | 0 | 0 | 0 | 0
F5_Industrial_Industrial - Int_New_Space Heating_Natural Gas_Unit Heater_E1 | F5 | Industrial | Industrial - Int | New | Space Heating | Natural Gas | Unit Heater | E1 | RIM BC Ratio | bar: 2019 to 2051
F5_Industrial_Industrial - Int_New_Space Heating_Natural Gas_Unit Heater_E2 | F5 | Industrial | Industrial - Int | New | Space Heating | Natural Gas | Unit Heater | E2 | RIM BC Ratio | 0.52005 | 0.52027 | 0.52052 | 0.52088 | 0.5214 | 0.52221 | 0.52268 | 0.52297 | 0.52331 | 0.52361 | 0.52378 | 0.52387 | 0.52398 | 0.52414 | 0.52438 | 0.52452 | 0.52473 | 0.52507 | 0.52541 | 0.52579 | 0.52622 | 0.52659 | 0.52688 | 0.5271 | 0.52725 | 0.52729 | 0.52721 | 0.52705 | 0.52693 | 0.52687 | 0.52691 | 0.52693 | 0.52693
F5_Industrial_Industrial - Int_New_Space Heating_Natural Gas_Unit Heater_E3 | F5 | Industrial | Industrial - Int | New | Space Heating | Natural Gas | Unit Heater | E3 | RIM BC Ratio | 0.81026 | 0.81032 | 0.8104 | 0.81049 | 0.81062 | 0.81079 | 0.81087 | 0.81089 | 0.8109 | 0.8109 | 0.81086 | 0.81082 | 0.81081 | 0.81082 | 0.81088 | 0.81092 | 0.81098 | 0.81106 | 0.81115 | 0.81123 | 0.81132 | 0.81139 | 0.81145 | 0.8115 | 0.81153 | 0.81154 | 0.81152 | 0.81149 | 0.81146 | 0.81145 | 0.81146 | 0.81146 | 0.81146
F5_Industrial_Industrial - Int_New_Space Heating_Natural Gas_Unit Heater_E4 | F5 | Industrial | Industrial - Int | New | Space Heating | Natural Gas | Unit Heater | E4 | RIM BC Ratio | 0 | 0 | 0 | 0 | 0 | 0 | 0 | 0 | 0 | 0 | 0 | 0 | 0 | 0 | 0 | 0 | 0 | 0 | 0 | 0 | 0 | 0 | 0 | 0 | 0 | 0 | 0 | 0 | 0 | 0 | 0 | 0 | 0
F5_Industrial_Industrial - Int_New_Space Heating_Natural Gas_Unit Heater_E5 | F5 | Industrial | Industrial - Int | New | Space Heating | Natural Gas | Unit Heater | E5 | RIM BC Ratio | 0 | 0 | 0 | 0 | 0 | 0 | 0 | 0 | 0 | 0 | 0 | 0 | 0 | 0 | 0 | 0 | 0 | 0 | 0 | 0 | 0 | 0 | 0 | 0 | 0 | 0 | 0 | 0 | 0 | 0 | 0 | 0 | 0
F5_Industrial_Industrial - Int_New_Space Heating_Natural Gas_Unit Heater_E6 | F5 | Industrial | Industrial - Int | New | Space Heating | Natural Gas | Unit Heater | E6 | RIM BC Ratio | 0 | 0 | 0 | 0 | 0 | 0 | 0 | 0 | 0 | 0 | 0 | 0 | 0 | 0 | 0 | 0 | 0 | 0 | 0 | 0 | 0 | 0 | 0 | 0 | 0 | 0 | 0 | 0 | 0 | 0 | 0 | 0 | 0
F5_Industrial_Industrial - Int_New_Space Heating_Natural Gas_Unit Heater_E7 | F5 | Industrial | Industrial - Int | New | Space Heating | Natural Gas | Unit Heater | E7 | RIM BC Ratio | 0 | 0 | 0 | 0 | 0 | 0 | 0 | 0 | 0 | 0 | 0 | 0 | 0 | 0 | 0 | 0 | 0 | 0 | 0 | 0 | 0 | 0 | 0 | 0 | 0 | 0 | 0 | 0 | 0 | 0 | 0 | 0 | 0
F5_Industrial_Industrial - Int_New_Space Heating_Natural Gas_Unit Heater_E8 | F5 | Industrial | Industrial - Int | New | Space Heating | Natural Gas | Unit Heater | E8 | RIM BC Ratio | 0 | 0 | 0 | 0 | 0 | 0 | 0 | 0 | 0 | 0 | 0 | 0 | 0 | 0 | 0 | 0 | 0 | 0 | 0 | 0 | 0 | 0 | 0 | 0 | 0 | 0 | 0 | 0 | 0 | 0 | 0 | 0 | 0
F5_Industrial_Industrial - Int_New_Space Heating_Natural Gas_Unit Heater_E9 | F5 | Industrial | Industrial - Int | New | Space Heating | Natural Gas | Unit Heater | E9 | RIM BC Ratio | 0 | 0 | 0 | 0 | 0 | 0 | 0 | 0 | 0 | 0 | 0 | 0 | 0 | 0 | 0 | 0 | 0 | 0 | 0 | 0 | 0 | 0 | 0 | 0 | 0 | 0 | 0 | 0 | 0 | 0 | 0 | 0 | 0
F5_Industrial_Industrial - Int_New_Space Heating_Natural Gas_Unit Heater_E10 | F5 | Industrial | Industrial - Int | New | Space Heating | Natural Gas | Unit Heater | E10 | RIM BC Ratio | 0 | 0 | 0 | 0 | 0 | 0 | 0 | 0 | 0 | 0 | 0 | 0 | 0 | 0 | 0 | 0 | 0 | 0 | 0 | 0 | 0 | 0 | 0 | 0 | 0 | 0 | 0 | 0 | 0 | 0 | 0 | 0 | 0
F0_Industrial_Industrial - Int_New_Process_Natural Gas_Process Heating_E0 | F0 | Industrial | Industrial - Int | New | Process | Natural Gas | Process Heating | E0 | Economic Unit | Standard | Standard | Standard | Standard | Standard | Standard | Standard | Standard | Standard | Standard | Standard | Standard | Standard | Standard | Standard | Standard | Standard | Standard | Standard | Standard | Standard | Standard | Standard | Standard | Standard | Standard | Standard | Standard | Standard | Standard | Standard | Standard | Standard
F1_Industrial_Industrial - Int_New_Process_Natural Gas_Process Heating_E1 | F1 | Industrial | Industrial - Int | New | Process | Natural Gas | Process Heating | E1 | CCE | 0 | 0 | 0 | 0 | 0 | 0 | 0 | 0 | 0 | 0 | 0 | 0 | 0 | 0 | 0 | 0 | 0 | 0 | 0 | 0 | 0 | 0 | 0 | 0 | 0 | 0 | 0 | 0 | 0 | 0 | 0 | 0 | 0
F1_Industrial_Industrial - Int_New_Process_Natural Gas_Process Heating_E2 | F1 | Industrial | Industrial - Int | New | Process | Natural Gas | Process Heating | E2 | CCE | 0 | 0 | 0 | 0 | 0 | 0 | 0 | 0 | 0 | 0 | 0 | 0 | 0 | 0 | 0 | 0 | 0 | 0 | 0 | 0 | 0 | 0 | 0 | 0 | 0 | 0 | 0 | 0 | 0 | 0 | 0 | 0 | 0
F1_Industrial_Industrial - Int_New_Process_Natural Gas_Process Heating_E3 | F1 | Industrial | Industrial - Int | New | Process | Natural Gas | Process Heating | E3 | CCE | 0 | 0 | 0 | 0 | 0 | 0 | 0 | 0 | 0 | 0 | 0 | 0 | 0 | 0 | 0 | 0 | 0 | 0 | 0 | 0 | 0 | 0 | 0 | 0 | 0 | 0 | 0 | 0 | 0 | 0 | 0 | 0 | 0
F1_Industrial_Industrial - Int_New_Process_Natural Gas_Process Heating_E4 | F1 | Industrial | Industrial - Int | New | Process | Natural Gas | Process Heating | E4 | CCE | 0 | 0 | 0 | 0 | 0 | 0 | 0 | 0 | 0 | 0 | 0 | 0 | 0 | 0 | 0 | 0 | 0 | 0 | 0 | 0 | 0 | 0 | 0 | 0 | 0 | 0 | 0 | 0 | 0 | 0 | 0 | 0 | 0
F1_Industrial_Industrial - Int_New_Process_Natural Gas_Process Heating_E5 | F1 | Industrial | Industrial - Int | New | Process | Natural Gas | Process Heating | E5 | CCE | 0 | 0 | 0 | 0 | 0 | 0 | 0 | 0 | 0 | 0 | 0 | 0 | 0 | 0 | 0 | 0 | 0 | 0 | 0 | 0 | 0 | 0 | 0 | 0 | 0 | 0 | 0 | 0 | 0 | 0 | 0 | 0 | 0
F1_Industrial_Industrial - Int_New_Process_Natural Gas_Process Heating_E6 | F1 | Industrial | Industrial - Int | New | Process | Natural Gas | Process Heating | E6 | CCE | 0 | 0 | 0 | 0 | 0 | 0 | 0 | 0 | 0 | 0 | 0 | 0 | 0 | 0 | 0 | 0 | 0 | 0 | 0 | 0 | 0 | 0 | 0 | 0 | 0 | 0 | 0 | 0 | 0 | 0 | 0 | 0 | 0
F1_Industrial_Industrial - Int_New_Process_Natural Gas_Process Heating_E7 | F1 | Industrial | Industrial - Int | New | Process | Natural Gas | Process Heating | E7 | CCE | 0 | 0 | 0 | 0 | 0 | 0 | 0 | 0 | 0 | 0 | 0 | 0 | 0 | 0 | 0 | 0 | 0 | 0 | 0 | 0 | 0 | 0 | 0 | 0 | 0 | 0 | 0 | 0 | 0 | 0 | 0 | 0 | 0
F1_Industrial_Industrial - Int_New_Process_Natural Gas_Process Heating_E8 | F1 | Industrial | Industrial - Int | New | Process | Natural Gas | Process Heating | E8 | CCE | 0 | 0 | 0 | 0 | 0 | 0 | 0 | 0 | 0 | 0 | 0 | 0 | 0 | 0 | 0 | 0 | 0 | 0 | 0 | 0 | 0 | 0 | 0 | 0 | 0 | 0 | 0 | 0 | 0 | 0 | 0 | 0 | 0
F1_Industrial_Industrial - Int_New_Process_Natural Gas_Process Heating_E9 | F1 | Industrial | Industrial - Int | New | Process | Natural Gas | Process Heating | E9 | CCE | 0 | 0 | 0 | 0 | 0 | 0 | 0 | 0 | 0 | 0 | 0 | 0 | 0 | 0 | 0 | 0 | 0 | 0 | 0 | 0 | 0 | 0 | 0 | 0 | 0 | 0 | 0 | 0 | 0 | 0 | 0 | 0 | 0
F1_Industrial_Industrial - Int_New_Process_Natural Gas_Process Heating_E10 | F1 | Industrial | Industrial - Int | New | Process | Natural Gas | Process Heating | E10 | CCE | 0 | 0 | 0 | 0 | 0 | 0 | 0 | 0 | 0 | 0 | 0 | 0 | 0 | 0 | 0 | 0 | 0 | 0 | 0 | 0 | 0 | 0 | 0 | 0 | 0 | 0 | 0 | 0 | 0 | 0 | 0 | 0 | 0
F2_Industrial_Industrial - Int_New_Process_Natural Gas_Process Heating_E1 | F2 | Industrial | Industrial - Int | New | Process | Natural Gas | Process Heating | E1 | TRC BC Ratio | bar: 2019 to 2051
F2_Industrial_Industrial - Int_New_Process_Natural Gas_Process Heating_E2 | F2 | Industrial | Industrial - Int | New | Process | Natural Gas | Process Heating | E2 | TRC BC Ratio | 0 | 0 | 0 | 0 | 0 | 0 | 0 | 0 | 0 | 0 | 0 | 0 | 0 | 0 | 0 | 0 | 0 | 0 | 0 | 0 | 0 | 0 | 0 | 0 | 0 | 0 | 0 | 0 | 0 | 0 | 0 | 0 | 0
F2_Industrial_Industrial - Int_New_Process_Natural Gas_Process Heating_E3 | F2 | Industrial | Industrial - Int | New | Process | Natural Gas | Process Heating | E3 | TRC BC Ratio | 0 | 0 | 0 | 0 | 0 | 0 | 0 | 0 | 0 | 0 | 0 | 0 | 0 | 0 | 0 | 0 | 0 | 0 | 0 | 0 | 0 | 0 | 0 | 0 | 0 | 0 | 0 | 0 | 0 | 0 | 0 | 0 | 0
F2_Industrial_Industrial - Int_New_Process_Natural Gas_Process Heating_E4 | F2 | Industrial | Industrial - Int | New | Process | Natural Gas | Process Heating | E4 | TRC BC Ratio | 0 | 0 | 0 | 0 | 0 | 0 | 0 | 0 | 0 | 0 | 0 | 0 | 0 | 0 | 0 | 0 | 0 | 0 | 0 | 0 | 0 | 0 | 0 | 0 | 0 | 0 | 0 | 0 | 0 | 0 | 0 | 0 | 0
F2_Industrial_Industrial - Int_New_Process_Natural Gas_Process Heating_E5 | F2 | Industrial | Industrial - Int | New | Process | Natural Gas | Process Heating | E5 | TRC BC Ratio | 0 | 0 | 0 | 0 | 0 | 0 | 0 | 0 | 0 | 0 | 0 | 0 | 0 | 0 | 0 | 0 | 0 | 0 | 0 | 0 | 0 | 0 | 0 | 0 | 0 | 0 | 0 | 0 | 0 | 0 | 0 | 0 | 0
F2_Industrial_Industrial - Int_New_Process_Natural Gas_Process Heating_E6 | F2 | Industrial | Industrial - Int | New | Process | Natural Gas | Process Heating | E6 | TRC BC Ratio | 0 | 0 | 0 | 0 | 0 | 0 | 0 | 0 | 0 | 0 | 0 | 0 | 0 | 0 | 0 | 0 | 0 | 0 | 0 | 0 | 0 | 0 | 0 | 0 | 0 | 0 | 0 | 0 | 0 | 0 | 0 | 0 | 0
F2_Industrial_Industrial - Int_New_Process_Natural Gas_Process Heating_E7 | F2 | Industrial | Industrial - Int | New | Process | Natural Gas | Process Heating | E7 | TRC BC Ratio | 0 | 0 | 0 | 0 | 0 | 0 | 0 | 0 | 0 | 0 | 0 | 0 | 0 | 0 | 0 | 0 | 0 | 0 | 0 | 0 | 0 | 0 | 0 | 0 | 0 | 0 | 0 | 0 | 0 | 0 | 0 | 0 | 0
F2_Industrial_Industrial - Int_New_Process_Natural Gas_Process Heating_E8 | F2 | Industrial | Industrial - Int | New | Process | Natural Gas | Process Heating | E8 | TRC BC Ratio | 0 | 0 | 0 | 0 | 0 | 0 | 0 | 0 | 0 | 0 | 0 | 0 | 0 | 0 | 0 | 0 | 0 | 0 | 0 | 0 | 0 | 0 | 0 | 0 | 0 | 0 | 0 | 0 | 0 | 0 | 0 | 0 | 0
F2_Industrial_Industrial - Int_New_Process_Natural Gas_Process Heating_E9 | F2 | Industrial | Industrial - Int | New | Process | Natural Gas | Process Heating | E9 | TRC BC Ratio | 0 | 0 | 0 | 0 | 0 | 0 | 0 | 0 | 0 | 0 | 0 | 0 | 0 | 0 | 0 | 0 | 0 | 0 | 0 | 0 | 0 | 0 | 0 | 0 | 0 | 0 | 0 | 0 | 0 | 0 | 0 | 0 | 0
F2_Industrial_Industrial - Int_New_Process_Natural Gas_Process Heating_E10 | F2 | Industrial | Industrial - Int | New | Process | Natural Gas | Process Heating | E10 | TRC BC Ratio | 0 | 0 | 0 | 0 | 0 | 0 | 0 | 0 | 0 | 0 | 0 | 0 | 0 | 0 | 0 | 0 | 0 | 0 | 0 | 0 | 0 | 0 | 0 | 0 | 0 | 0 | 0 | 0 | 0 | 0 | 0 | 0 | 0
F3_Industrial_Industrial - Int_New_Process_Natural Gas_Process Heating_E1 | F3 | Industrial | Industrial - Int | New | Process | Natural Gas | Process Heating | E1 | PACT BC Ratio | bar: 2019 to 2051
F3_Industrial_Industrial - Int_New_Process_Natural Gas_Process Heating_E2 | F3 | Industrial | Industrial - Int | New | Process | Natural Gas | Process Heating | E2 | PACT BC Ratio | 0 | 0 | 0 | 0 | 0 | 0 | 0 | 0 | 0 | 0 | 0 | 0 | 0 | 0 | 0 | 0 | 0 | 0 | 0 | 0 | 0 | 0 | 0 | 0 | 0 | 0 | 0 | 0 | 0 | 0 | 0 | 0 | 0
F3_Industrial_Industrial - Int_New_Process_Natural Gas_Process Heating_E3 | F3 | Industrial | Industrial - Int | New | Process | Natural Gas | Process Heating | E3 | PACT BC Ratio | 0 | 0 | 0 | 0 | 0 | 0 | 0 | 0 | 0 | 0 | 0 | 0 | 0 | 0 | 0 | 0 | 0 | 0 | 0 | 0 | 0 | 0 | 0 | 0 | 0 | 0 | 0 | 0 | 0 | 0 | 0 | 0 | 0
F3_Industrial_Industrial - Int_New_Process_Natural Gas_Process Heating_E4 | F3 | Industrial | Industrial - Int | New | Process | Natural Gas | Process Heating | E4 | PACT BC Ratio | 0 | 0 | 0 | 0 | 0 | 0 | 0 | 0 | 0 | 0 | 0 | 0 | 0 | 0 | 0 | 0 | 0 | 0 | 0 | 0 | 0 | 0 | 0 | 0 | 0 | 0 | 0 | 0 | 0 | 0 | 0 | 0 | 0
F3_Industrial_Industrial - Int_New_Process_Natural Gas_Process Heating_E5 | F3 | Industrial | Industrial - Int | New | Process | Natural Gas | Process Heating | E5 | PACT BC Ratio | 0 | 0 | 0 | 0 | 0 | 0 | 0 | 0 | 0 | 0 | 0 | 0 | 0 | 0 | 0 | 0 | 0 | 0 | 0 | 0 | 0 | 0 | 0 | 0 | 0 | 0 | 0 | 0 | 0 | 0 | 0 | 0 | 0
F3_Industrial_Industrial - Int_New_Process_Natural Gas_Process Heating_E6 | F3 | Industrial | Industrial - Int | New | Process | Natural Gas | Process Heating | E6 | PACT BC Ratio | 0 | 0 | 0 | 0 | 0 | 0 | 0 | 0 | 0 | 0 | 0 | 0 | 0 | 0 | 0 | 0 | 0 | 0 | 0 | 0 | 0 | 0 | 0 | 0 | 0 | 0 | 0 | 0 | 0 | 0 | 0 | 0 | 0
F3_Industrial_Industrial - Int_New_Process_Natural Gas_Process Heating_E7 | F3 | Industrial | Industrial - Int | New | Process | Natural Gas | Process Heating | E7 | PACT BC Ratio | 0 | 0 | 0 | 0 | 0 | 0 | 0 | 0 | 0 | 0 | 0 | 0 | 0 | 0 | 0 | 0 | 0 | 0 | 0 | 0 | 0 | 0 | 0 | 0 | 0 | 0 | 0 | 0 | 0 | 0 | 0 | 0 | 0
F3_Industrial_Industrial - Int_New_Process_Natural Gas_Process Heating_E8 | F3 | Industrial | Industrial - Int | New | Process | Natural Gas | Process Heating | E8 | PACT BC Ratio | 0 | 0 | 0 | 0 | 0 | 0 | 0 | 0 | 0 | 0 | 0 | 0 | 0 | 0 | 0 | 0 | 0 | 0 | 0 | 0 | 0 | 0 | 0 | 0 | 0 | 0 | 0 | 0 | 0 | 0 | 0 | 0 | 0
F3_Industrial_Industrial - Int_New_Process_Natural Gas_Process Heating_E9 | F3 | Industrial | Industrial - Int | New | Process | Natural Gas | Process Heating | E9 | PACT BC Ratio | 0 | 0 | 0 | 0 | 0 | 0 | 0 | 0 | 0 | 0 | 0 | 0 | 0 | 0 | 0 | 0 | 0 | 0 | 0 | 0 | 0 | 0 | 0 | 0 | 0 | 0 | 0 | 0 | 0 | 0 | 0 | 0 | 0
F3_Industrial_Industrial - Int_New_Process_Natural Gas_Process Heating_E10 | F3 | Industrial | Industrial - Int | New | Process | Natural Gas | Process Heating | E10 | PACT BC Ratio | 0 | 0 | 0 | 0 | 0 | 0 | 0 | 0 | 0 | 0 | 0 | 0 | 0 | 0 | 0 | 0 | 0 | 0 | 0 | 0 | 0 | 0 | 0 | 0 | 0 | 0 | 0 | 0 | 0 | 0 | 0 | 0 | 0
F4_Industrial_Industrial - Int_New_Process_Natural Gas_Process Heating_E1 | F4 | Industrial | Industrial - Int | New | Process | Natural Gas | Process Heating | E1 | RVT BC Ratio | bar: 2019 to 2051
F4_Industrial_Industrial - Int_New_Process_Natural Gas_Process Heating_E2 | F4 | Industrial | Industrial - Int | New | Process | Natural Gas | Process Heating | E2 | RVT BC Ratio | 0 | 0 | 0 | 0 | 0 | 0 | 0 | 0 | 0 | 0 | 0 | 0 | 0 | 0 | 0 | 0 | 0 | 0 | 0 | 0 | 0 | 0 | 0 | 0 | 0 | 0 | 0 | 0 | 0 | 0 | 0 | 0 | 0
F4_Industrial_Industrial - Int_New_Process_Natural Gas_Process Heating_E3 | F4 | Industrial | Industrial - Int | New | Process | Natural Gas | Process Heating | E3 | RVT BC Ratio | 0 | 0 | 0 | 0 | 0 | 0 | 0 | 0 | 0 | 0 | 0 | 0 | 0 | 0 | 0 | 0 | 0 | 0 | 0 | 0 | 0 | 0 | 0 | 0 | 0 | 0 | 0 | 0 | 0 | 0 | 0 | 0 | 0
F4_Industrial_Industrial - Int_New_Process_Natural Gas_Process Heating_E4 | F4 | Industrial | Industrial - Int | New | Process | Natural Gas | Process Heating | E4 | RVT BC Ratio | 0 | 0 | 0 | 0 | 0 | 0 | 0 | 0 | 0 | 0 | 0 | 0 | 0 | 0 | 0 | 0 | 0 | 0 | 0 | 0 | 0 | 0 | 0 | 0 | 0 | 0 | 0 | 0 | 0 | 0 | 0 | 0 | 0
F4_Industrial_Industrial - Int_New_Process_Natural Gas_Process Heating_E5 | F4 | Industrial | Industrial - Int | New | Process | Natural Gas | Process Heating | E5 | RVT BC Ratio | 0 | 0 | 0 | 0 | 0 | 0 | 0 | 0 | 0 | 0 | 0 | 0 | 0 | 0 | 0 | 0 | 0 | 0 | 0 | 0 | 0 | 0 | 0 | 0 | 0 | 0 | 0 | 0 | 0 | 0 | 0 | 0 | 0
F4_Industrial_Industrial - Int_New_Process_Natural Gas_Process Heating_E6 | F4 | Industrial | Industrial - Int | New | Process | Natural Gas | Process Heating | E6 | RVT BC Ratio | 0 | 0 | 0 | 0 | 0 | 0 | 0 | 0 | 0 | 0 | 0 | 0 | 0 | 0 | 0 | 0 | 0 | 0 | 0 | 0 | 0 | 0 | 0 | 0 | 0 | 0 | 0 | 0 | 0 | 0 | 0 | 0 | 0
F4_Industrial_Industrial - Int_New_Process_Natural Gas_Process Heating_E7 | F4 | Industrial | Industrial - Int | New | Process | Natural Gas | Process Heating | E7 | RVT BC Ratio | 0 | 0 | 0 | 0 | 0 | 0 | 0 | 0 | 0 | 0 | 0 | 0 | 0 | 0 | 0 | 0 | 0 | 0 | 0 | 0 | 0 | 0 | 0 | 0 | 0 | 0 | 0 | 0 | 0 | 0 | 0 | 0 | 0
F4_Industrial_Industrial - Int_New_Process_Natural Gas_Process Heating_E8 | F4 | Industrial | Industrial - Int | New | Process | Natural Gas | Process Heating | E8 | RVT BC Ratio | 0 | 0 | 0 | 0 | 0 | 0 | 0 | 0 | 0 | 0 | 0 | 0 | 0 | 0 | 0 | 0 | 0 | 0 | 0 | 0 | 0 | 0 | 0 | 0 | 0 | 0 | 0 | 0 | 0 | 0 | 0 | 0 | 0
F4_Industrial_Industrial - Int_New_Process_Natural Gas_Process Heating_E9 | F4 | Industrial | Industrial - Int | New | Process | Natural Gas | Process Heating | E9 | RVT BC Ratio | 0 | 0 | 0 | 0 | 0 | 0 | 0 | 0 | 0 | 0 | 0 | 0 | 0 | 0 | 0 | 0 | 0 | 0 | 0 | 0 | 0 | 0 | 0 | 0 | 0 | 0 | 0 | 0 | 0 | 0 | 0 | 0 | 0
F4_Industrial_Industrial - Int_New_Process_Natural Gas_Process Heating_E10 | F4 | Industrial | Industrial - Int | New | Process | Natural Gas | Process Heating | E10 | RVT BC Ratio | 0 | 0 | 0 | 0 | 0 | 0 | 0 | 0 | 0 | 0 | 0 | 0 | 0 | 0 | 0 | 0 | 0 | 0 | 0 | 0 | 0 | 0 | 0 | 0 | 0 | 0 | 0 | 0 | 0 | 0 | 0 | 0 | 0
F5_Industrial_Industrial - Int_New_Process_Natural Gas_Process Heating_E1 | F5 | Industrial | Industrial - Int | New | Process | Natural Gas | Process Heating | E1 | RIM BC Ratio | bar: 2019 to 2051
F5_Industrial_Industrial - Int_New_Process_Natural Gas_Process Heating_E2 | F5 | Industrial | Industrial - Int | New | Process | Natural Gas | Process Heating | E2 | RIM BC Ratio | 0 | 0 | 0 | 0 | 0 | 0 | 0 | 0 | 0 | 0 | 0 | 0 | 0 | 0 | 0 | 0 | 0 | 0 | 0 | 0 | 0 | 0 | 0 | 0 | 0 | 0 | 0 | 0 | 0 | 0 | 0 | 0 | 0
F5_Industrial_Industrial - Int_New_Process_Natural Gas_Process Heating_E3 | F5 | Industrial | Industrial - Int | New | Process | Natural Gas | Process Heating | E3 | RIM BC Ratio | 0 | 0 | 0 | 0 | 0 | 0 | 0 | 0 | 0 | 0 | 0 | 0 | 0 | 0 | 0 | 0 | 0 | 0 | 0 | 0 | 0 | 0 | 0 | 0 | 0 | 0 | 0 | 0 | 0 | 0 | 0 | 0 | 0
F5_Industrial_Industrial - Int_New_Process_Natural Gas_Process Heating_E4 | F5 | Industrial | Industrial - Int | New | Process | Natural Gas | Process Heating | E4 | RIM BC Ratio | 0 | 0 | 0 | 0 | 0 | 0 | 0 | 0 | 0 | 0 | 0 | 0 | 0 | 0 | 0 | 0 | 0 | 0 | 0 | 0 | 0 | 0 | 0 | 0 | 0 | 0 | 0 | 0 | 0 | 0 | 0 | 0 | 0
F5_Industrial_Industrial - Int_New_Process_Natural Gas_Process Heating_E5 | F5 | Industrial | Industrial - Int | New | Process | Natural Gas | Process Heating | E5 | RIM BC Ratio | 0 | 0 | 0 | 0 | 0 | 0 | 0 | 0 | 0 | 0 | 0 | 0 | 0 | 0 | 0 | 0 | 0 | 0 | 0 | 0 | 0 | 0 | 0 | 0 | 0 | 0 | 0 | 0 | 0 | 0 | 0 | 0 | 0
F5_Industrial_Industrial - Int_New_Process_Natural Gas_Process Heating_E6 | F5 | Industrial | Industrial - Int | New | Process | Natural Gas | Process Heating | E6 | RIM BC Ratio | 0 | 0 | 0 | 0 | 0 | 0 | 0 | 0 | 0 | 0 | 0 | 0 | 0 | 0 | 0 | 0 | 0 | 0 | 0 | 0 | 0 | 0 | 0 | 0 | 0 | 0 | 0 | 0 | 0 | 0 | 0 | 0 | 0
F5_Industrial_Industrial - Int_New_Process_Natural Gas_Process Heating_E7 | F5 | Industrial | Industrial - Int | New | Process | Natural Gas | Process Heating | E7 | RIM BC Ratio | 0 | 0 | 0 | 0 | 0 | 0 | 0 | 0 | 0 | 0 | 0 | 0 | 0 | 0 | 0 | 0 | 0 | 0 | 0 | 0 | 0 | 0 | 0 | 0 | 0 | 0 | 0 | 0 | 0 | 0 | 0 | 0 | 0
F5_Industrial_Industrial - Int_New_Process_Natural Gas_Process Heating_E8 | F5 | Industrial | Industrial - Int | New | Process | Natural Gas | Process Heating | E8 | RIM BC Ratio | 0 | 0 | 0 | 0 | 0 | 0 | 0 | 0 | 0 | 0 | 0 | 0 | 0 | 0 | 0 | 0 | 0 | 0 | 0 | 0 | 0 | 0 | 0 | 0 | 0 | 0 | 0 | 0 | 0 | 0 | 0 | 0 | 0
F5_Industrial_Industrial - Int_New_Process_Natural Gas_Process Heating_E9 | F5 | Industrial | Industrial - Int | New | Process | Natural Gas | Process Heating | E9 | RIM BC Ratio | 0 | 0 | 0 | 0 | 0 | 0 | 0 | 0 | 0 | 0 | 0 | 0 | 0 | 0 | 0 | 0 | 0 | 0 | 0 | 0 | 0 | 0 | 0 | 0 | 0 | 0 | 0 | 0 | 0 | 0 | 0 | 0 | 0
F5_Industrial_Industrial - Int_New_Process_Natural Gas_Process Heating_E10 | F5 | Industrial | Industrial - Int | New | Process | Natural Gas | Process Heating | E10 | RIM BC Ratio | 0 | 0 | 0 | 0 | 0 | 0 | 0 | 0 | 0 | 0 | 0 | 0 | 0 | 0 | 0 | 0 | 0 | 0 | 0 | 0 | 0 | 0 | 0 | 0 | 0 | 0 | 0 | 0 | 0 | 0 | 0 | 0 | 0
F0_Industrial_Industrial - Int_New_Process_Natural Gas_Process Boiler_E0 | F0 | Industrial | Industrial - Int | New | Process | Natural Gas | Process Boiler | E0 | Economic Unit | EF .80 | EF .80 | EF .80 | EF .80 | EF .80 | EF .80 | EF .80 | EF .80 | EF .80 | EF .80 | EF .80 | EF .80 | EF .80 | EF .80 | EF .80 | EF .80 | EF .80 | EF .80 | EF .80 | EF .80 | EF .80 | EF .80 | EF .80 | EF .80 | EF .80 | EF .80 | EF .80 | EF .80 | EF .80 | EF .80 | EF .80 | EF .80 | EF .80
F1_Industrial_Industrial - Int_New_Process_Natural Gas_Process Boiler_E1 | F1 | Industrial | Industrial - Int | New | Process | Natural Gas | Process Boiler | E1 | CCE | 0 | 0 | 0 | 0 | 0 | 0 | 0 | 0 | 0 | 0 | 0 | 0 | 0 | 0 | 0 | 0 | 0 | 0 | 0 | 0 | 0 | 0 | 0 | 0 | 0 | 0 | 0 | 0 | 0 | 0 | 0 | 0 | 0
F1_Industrial_Industrial - Int_New_Process_Natural Gas_Process Boiler_E2 | F1 | Industrial | Industrial - Int | New | Process | Natural Gas | Process Boiler | E2 | CCE | 0 | 0 | 0 | 0 | 0 | 0 | 0 | 0 | 0 | 0 | 0 | 0 | 0 | 0 | 0 | 0 | 0 | 0 | 0 | 0 | 0 | 0 | 0 | 0 | 0 | 0 | 0 | 0 | 0 | 0 | 0 | 0 | 0
F1_Industrial_Industrial - Int_New_Process_Natural Gas_Process Boiler_E3 | F1 | Industrial | Industrial - Int | New | Process | Natural Gas | Process Boiler | E3 | CCE | 0 | 0 | 0 | 0 | 0 | 0 | 0 | 0 | 0 | 0 | 0 | 0 | 0 | 0 | 0 | 0 | 0 | 0 | 0 | 0 | 0 | 0 | 0 | 0 | 0 | 0 | 0 | 0 | 0 | 0 | 0 | 0 | 0
F1_Industrial_Industrial - Int_New_Process_Natural Gas_Process Boiler_E4 | F1 | Industrial | Industrial - Int | New | Process | Natural Gas | Process Boiler | E4 | CCE | 0 | 0 | 0 | 0 | 0 | 0 | 0 | 0 | 0 | 0 | 0 | 0 | 0 | 0 | 0 | 0 | 0 | 0 | 0 | 0 | 0 | 0 | 0 | 0 | 0 | 0 | 0 | 0 | 0 | 0 | 0 | 0 | 0
F1_Industrial_Industrial - Int_New_Process_Natural Gas_Process Boiler_E5 | F1 | Industrial | Industrial - Int | New | Process | Natural Gas | Process Boiler | E5 | CCE | 0 | 0 | 0 | 0 | 0 | 0 | 0 | 0 | 0 | 0 | 0 | 0 | 0 | 0 | 0 | 0 | 0 | 0 | 0 | 0 | 0 | 0 | 0 | 0 | 0 | 0 | 0 | 0 | 0 | 0 | 0 | 0 | 0
F1_Industrial_Industrial - Int_New_Process_Natural Gas_Process Boiler_E6 | F1 | Industrial | Industrial - Int | New | Process | Natural Gas | Process Boiler | E6 | CCE | 0 | 0 | 0 | 0 | 0 | 0 | 0 | 0 | 0 | 0 | 0 | 0 | 0 | 0 | 0 | 0 | 0 | 0 | 0 | 0 | 0 | 0 | 0 | 0 | 0 | 0 | 0 | 0 | 0 | 0 | 0 | 0 | 0
F1_Industrial_Industrial - Int_New_Process_Natural Gas_Process Boiler_E7 | F1 | Industrial | Industrial - Int | New | Process | Natural Gas | Process Boiler | E7 | CCE | 0 | 0 | 0 | 0 | 0 | 0 | 0 | 0 | 0 | 0 | 0 | 0 | 0 | 0 | 0 | 0 | 0 | 0 | 0 | 0 | 0 | 0 | 0 | 0 | 0 | 0 | 0 | 0 | 0 | 0 | 0 | 0 | 0
F1_Industrial_Industrial - Int_New_Process_Natural Gas_Process Boiler_E8 | F1 | Industrial | Industrial - Int | New | Process | Natural Gas | Process Boiler | E8 | CCE | 0 | 0 | 0 | 0 | 0 | 0 | 0 | 0 | 0 | 0 | 0 | 0 | 0 | 0 | 0 | 0 | 0 | 0 | 0 | 0 | 0 | 0 | 0 | 0 | 0 | 0 | 0 | 0 | 0 | 0 | 0 | 0 | 0
F1_Industrial_Industrial - Int_New_Process_Natural Gas_Process Boiler_E9 | F1 | Industrial | Industrial - Int | New | Process | Natural Gas | Process Boiler | E9 | CCE | 0 | 0 | 0 | 0 | 0 | 0 | 0 | 0 | 0 | 0 | 0 | 0 | 0 | 0 | 0 | 0 | 0 | 0 | 0 | 0 | 0 | 0 | 0 | 0 | 0 | 0 | 0 | 0 | 0 | 0 | 0 | 0 | 0
F1_Industrial_Industrial - Int_New_Process_Natural Gas_Process Boiler_E10 | F1 | Industrial | Industrial - Int | New | Process | Natural Gas | Process Boiler | E10 | CCE | 0 | 0 | 0 | 0 | 0 | 0 | 0 | 0 | 0 | 0 | 0 | 0 | 0 | 0 | 0 | 0 | 0 | 0 | 0 | 0 | 0 | 0 | 0 | 0 | 0 | 0 | 0 | 0 | 0 | 0 | 0 | 0 | 0
F2_Industrial_Industrial - Int_New_Process_Natural Gas_Process Boiler_E1 | F2 | Industrial | Industrial - Int | New | Process | Natural Gas | Process Boiler | E1 | TRC BC Ratio | bar: 2019 to 2051
F2_Industrial_Industrial - Int_New_Process_Natural Gas_Process Boiler_E2 | F2 | Industrial | Industrial - Int | New | Process | Natural Gas | Process Boiler | E2 | TRC BC Ratio | 0 | 0 | 0 | 0 | 0 | 0 | 0 | 0 | 0 | 0 | 0 | 0 | 0 | 0 | 0 | 0 | 0 | 0 | 0 | 0 | 0 | 0 | 0 | 0 | 0 | 0 | 0 | 0 | 0 | 0 | 0 | 0 | 0
F2_Industrial_Industrial - Int_New_Process_Natural Gas_Process Boiler_E3 | F2 | Industrial | Industrial - Int | New | Process | Natural Gas | Process Boiler | E3 | TRC BC Ratio | 0 | 0 | 0 | 0 | 0 | 0 | 0 | 0 | 0 | 0 | 0 | 0 | 0 | 0 | 0 | 0 | 0 | 0 | 0 | 0 | 0 | 0 | 0 | 0 | 0 | 0 | 0 | 0 | 0 | 0 | 0 | 0 | 0
F2_Industrial_Industrial - Int_New_Process_Natural Gas_Process Boiler_E4 | F2 | Industrial | Industrial - Int | New | Process | Natural Gas | Process Boiler | E4 | TRC BC Ratio | 0 | 0 | 0 | 0 | 0 | 0 | 0 | 0 | 0 | 0 | 0 | 0 | 0 | 0 | 0 | 0 | 0 | 0 | 0 | 0 | 0 | 0 | 0 | 0 | 0 | 0 | 0 | 0 | 0 | 0 | 0 | 0 | 0
F2_Industrial_Industrial - Int_New_Process_Natural Gas_Process Boiler_E5 | F2 | Industrial | Industrial - Int | New | Process | Natural Gas | Process Boiler | E5 | TRC BC Ratio | 0 | 0 | 0 | 0 | 0 | 0 | 0 | 0 | 0 | 0 | 0 | 0 | 0 | 0 | 0 | 0 | 0 | 0 | 0 | 0 | 0 | 0 | 0 | 0 | 0 | 0 | 0 | 0 | 0 | 0 | 0 | 0 | 0
F2_Industrial_Industrial - Int_New_Process_Natural Gas_Process Boiler_E6 | F2 | Industrial | Industrial - Int | New | Process | Natural Gas | Process Boiler | E6 | TRC BC Ratio | 0 | 0 | 0 | 0 | 0 | 0 | 0 | 0 | 0 | 0 | 0 | 0 | 0 | 0 | 0 | 0 | 0 | 0 | 0 | 0 | 0 | 0 | 0 | 0 | 0 | 0 | 0 | 0 | 0 | 0 | 0 | 0 | 0
F2_Industrial_Industrial - Int_New_Process_Natural Gas_Process Boiler_E7 | F2 | Industrial | Industrial - Int | New | Process | Natural Gas | Process Boiler | E7 | TRC BC Ratio | 0 | 0 | 0 | 0 | 0 | 0 | 0 | 0 | 0 | 0 | 0 | 0 | 0 | 0 | 0 | 0 | 0 | 0 | 0 | 0 | 0 | 0 | 0 | 0 | 0 | 0 | 0 | 0 | 0 | 0 | 0 | 0 | 0
F2_Industrial_Industrial - Int_New_Process_Natural Gas_Process Boiler_E8 | F2 | Industrial | Industrial - Int | New | Process | Natural Gas | Process Boiler | E8 | TRC BC Ratio | 0 | 0 | 0 | 0 | 0 | 0 | 0 | 0 | 0 | 0 | 0 | 0 | 0 | 0 | 0 | 0 | 0 | 0 | 0 | 0 | 0 | 0 | 0 | 0 | 0 | 0 | 0 | 0 | 0 | 0 | 0 | 0 | 0
F2_Industrial_Industrial - Int_New_Process_Natural Gas_Process Boiler_E9 | F2 | Industrial | Industrial - Int | New | Process | Natural Gas | Process Boiler | E9 | TRC BC Ratio | 0 | 0 | 0 | 0 | 0 | 0 | 0 | 0 | 0 | 0 | 0 | 0 | 0 | 0 | 0 | 0 | 0 | 0 | 0 | 0 | 0 | 0 | 0 | 0 | 0 | 0 | 0 | 0 | 0 | 0 | 0 | 0 | 0
F2_Industrial_Industrial - Int_New_Process_Natural Gas_Process Boiler_E10 | F2 | Industrial | Industrial - Int | New | Process | Natural Gas | Process Boiler | E10 | TRC BC Ratio | 0 | 0 | 0 | 0 | 0 | 0 | 0 | 0 | 0 | 0 | 0 | 0 | 0 | 0 | 0 | 0 | 0 | 0 | 0 | 0 | 0 | 0 | 0 | 0 | 0 | 0 | 0 | 0 | 0 | 0 | 0 | 0 | 0
F3_Industrial_Industrial - Int_New_Process_Natural Gas_Process Boiler_E1 | F3 | Industrial | Industrial - Int | New | Process | Natural Gas | Process Boiler | E1 | PACT BC Ratio | bar: 2019 to 2051
F3_Industrial_Industrial - Int_New_Process_Natural Gas_Process Boiler_E2 | F3 | Industrial | Industrial - Int | New | Process | Natural Gas | Process Boiler | E2 | PACT BC Ratio | 0 | 0 | 0 | 0 | 0 | 0 | 0 | 0 | 0 | 0 | 0 | 0 | 0 | 0 | 0 | 0 | 0 | 0 | 0 | 0 | 0 | 0 | 0 | 0 | 0 | 0 | 0 | 0 | 0 | 0 | 0 | 0 | 0
F3_Industrial_Industrial - Int_New_Process_Natural Gas_Process Boiler_E3 | F3 | Industrial | Industrial - Int | New | Process | Natural Gas | Process Boiler | E3 | PACT BC Ratio | 0 | 0 | 0 | 0 | 0 | 0 | 0 | 0 | 0 | 0 | 0 | 0 | 0 | 0 | 0 | 0 | 0 | 0 | 0 | 0 | 0 | 0 | 0 | 0 | 0 | 0 | 0 | 0 | 0 | 0 | 0 | 0 | 0
F3_Industrial_Industrial - Int_New_Process_Natural Gas_Process Boiler_E4 | F3 | Industrial | Industrial - Int | New | Process | Natural Gas | Process Boiler | E4 | PACT BC Ratio | 0 | 0 | 0 | 0 | 0 | 0 | 0 | 0 | 0 | 0 | 0 | 0 | 0 | 0 | 0 | 0 | 0 | 0 | 0 | 0 | 0 | 0 | 0 | 0 | 0 | 0 | 0 | 0 | 0 | 0 | 0 | 0 | 0
F3_Industrial_Industrial - Int_New_Process_Natural Gas_Process Boiler_E5 | F3 | Industrial | Industrial - Int | New | Process | Natural Gas | Process Boiler | E5 | PACT BC Ratio | 0 | 0 | 0 | 0 | 0 | 0 | 0 | 0 | 0 | 0 | 0 | 0 | 0 | 0 | 0 | 0 | 0 | 0 | 0 | 0 | 0 | 0 | 0 | 0 | 0 | 0 | 0 | 0 | 0 | 0 | 0 | 0 | 0
F3_Industrial_Industrial - Int_New_Process_Natural Gas_Process Boiler_E6 | F3 | Industrial | Industrial - Int | New | Process | Natural Gas | Process Boiler | E6 | PACT BC Ratio | 0 | 0 | 0 | 0 | 0 | 0 | 0 | 0 | 0 | 0 | 0 | 0 | 0 | 0 | 0 | 0 | 0 | 0 | 0 | 0 | 0 | 0 | 0 | 0 | 0 | 0 | 0 | 0 | 0 | 0 | 0 | 0 | 0
F3_Industrial_Industrial - Int_New_Process_Natural Gas_Process Boiler_E7 | F3 | Industrial | Industrial - Int | New | Process | Natural Gas | Process Boiler | E7 | PACT BC Ratio | 0 | 0 | 0 | 0 | 0 | 0 | 0 | 0 | 0 | 0 | 0 | 0 | 0 | 0 | 0 | 0 | 0 | 0 | 0 | 0 | 0 | 0 | 0 | 0 | 0 | 0 | 0 | 0 | 0 | 0 | 0 | 0 | 0
F3_Industrial_Industrial - Int_New_Process_Natural Gas_Process Boiler_E8 | F3 | Industrial | Industrial - Int | New | Process | Natural Gas | Process Boiler | E8 | PACT BC Ratio | 0 | 0 | 0 | 0 | 0 | 0 | 0 | 0 | 0 | 0 | 0 | 0 | 0 | 0 | 0 | 0 | 0 | 0 | 0 | 0 | 0 | 0 | 0 | 0 | 0 | 0 | 0 | 0 | 0 | 0 | 0 | 0 | 0
F3_Industrial_Industrial - Int_New_Process_Natural Gas_Process Boiler_E9 | F3 | Industrial | Industrial - Int | New | Process | Natural Gas | Process Boiler | E9 | PACT BC Ratio | 0 | 0 | 0 | 0 | 0 | 0 | 0 | 0 | 0 | 0 | 0 | 0 | 0 | 0 | 0 | 0 | 0 | 0 | 0 | 0 | 0 | 0 | 0 | 0 | 0 | 0 | 0 | 0 | 0 | 0 | 0 | 0 | 0
F3_Industrial_Industrial - Int_New_Process_Natural Gas_Process Boiler_E10 | F3 | Industrial | Industrial - Int | New | Process | Natural Gas | Process Boiler | E10 | PACT BC Ratio | 0 | 0 | 0 | 0 | 0 | 0 | 0 | 0 | 0 | 0 | 0 | 0 | 0 | 0 | 0 | 0 | 0 | 0 | 0 | 0 | 0 | 0 | 0 | 0 | 0 | 0 | 0 | 0 | 0 | 0 | 0 | 0 | 0
F4_Industrial_Industrial - Int_New_Process_Natural Gas_Process Boiler_E1 | F4 | Industrial | Industrial - Int | New | Process | Natural Gas | Process Boiler | E1 | RVT BC Ratio | bar: 2019 to 2051
F4_Industrial_Industrial - Int_New_Process_Natural Gas_Process Boiler_E2 | F4 | Industrial | Industrial - Int | New | Process | Natural Gas | Process Boiler | E2 | RVT BC Ratio | 0 | 0 | 0 | 0 | 0 | 0 | 0 | 0 | 0 | 0 | 0 | 0 | 0 | 0 | 0 | 0 | 0 | 0 | 0 | 0 | 0 | 0 | 0 | 0 | 0 | 0 | 0 | 0 | 0 | 0 | 0 | 0 | 0
F4_Industrial_Industrial - Int_New_Process_Natural Gas_Process Boiler_E3 | F4 | Industrial | Industrial - Int | New | Process | Natural Gas | Process Boiler | E3 | RVT BC Ratio | 0 | 0 | 0 | 0 | 0 | 0 | 0 | 0 | 0 | 0 | 0 | 0 | 0 | 0 | 0 | 0 | 0 | 0 | 0 | 0 | 0 | 0 | 0 | 0 | 0 | 0 | 0 | 0 | 0 | 0 | 0 | 0 | 0
F4_Industrial_Industrial - Int_New_Process_Natural Gas_Process Boiler_E4 | F4 | Industrial | Industrial - Int | New | Process | Natural Gas | Process Boiler | E4 | RVT BC Ratio | 0 | 0 | 0 | 0 | 0 | 0 | 0 | 0 | 0 | 0 | 0 | 0 | 0 | 0 | 0 | 0 | 0 | 0 | 0 | 0 | 0 | 0 | 0 | 0 | 0 | 0 | 0 | 0 | 0 | 0 | 0 | 0 | 0
F4_Industrial_Industrial - Int_New_Process_Natural Gas_Process Boiler_E5 | F4 | Industrial | Industrial - Int | New | Process | Natural Gas | Process Boiler | E5 | RVT BC Ratio | 0 | 0 | 0 | 0 | 0 | 0 | 0 | 0 | 0 | 0 | 0 | 0 | 0 | 0 | 0 | 0 | 0 | 0 | 0 | 0 | 0 | 0 | 0 | 0 | 0 | 0 | 0 | 0 | 0 | 0 | 0 | 0 | 0
F4_Industrial_Industrial - Int_New_Process_Natural Gas_Process Boiler_E6 | F4 | Industrial | Industrial - Int | New | Process | Natural Gas | Process Boiler | E6 | RVT BC Ratio | 0 | 0 | 0 | 0 | 0 | 0 | 0 | 0 | 0 | 0 | 0 | 0 | 0 | 0 | 0 | 0 | 0 | 0 | 0 | 0 | 0 | 0 | 0 | 0 | 0 | 0 | 0 | 0 | 0 | 0 | 0 | 0 | 0
F4_Industrial_Industrial - Int_New_Process_Natural Gas_Process Boiler_E7 | F4 | Industrial | Industrial - Int | New | Process | Natural Gas | Process Boiler | E7 | RVT BC Ratio | 0 | 0 | 0 | 0 | 0 | 0 | 0 | 0 | 0 | 0 | 0 | 0 | 0 | 0 | 0 | 0 | 0 | 0 | 0 | 0 | 0 | 0 | 0 | 0 | 0 | 0 | 0 | 0 | 0 | 0 | 0 | 0 | 0
F4_Industrial_Industrial - Int_New_Process_Natural Gas_Process Boiler_E8 | F4 | Industrial | Industrial - Int | New | Process | Natural Gas | Process Boiler | E8 | RVT BC Ratio | 0 | 0 | 0 | 0 | 0 | 0 | 0 | 0 | 0 | 0 | 0 | 0 | 0 | 0 | 0 | 0 | 0 | 0 | 0 | 0 | 0 | 0 | 0 | 0 | 0 | 0 | 0 | 0 | 0 | 0 | 0 | 0 | 0
F4_Industrial_Industrial - Int_New_Process_Natural Gas_Process Boiler_E9 | F4 | Industrial | Industrial - Int | New | Process | Natural Gas | Process Boiler | E9 | RVT BC Ratio | 0 | 0 | 0 | 0 | 0 | 0 | 0 | 0 | 0 | 0 | 0 | 0 | 0 | 0 | 0 | 0 | 0 | 0 | 0 | 0 | 0 | 0 | 0 | 0 | 0 | 0 | 0 | 0 | 0 | 0 | 0 | 0 | 0
F4_Industrial_Industrial - Int_New_Process_Natural Gas_Process Boiler_E10 | F4 | Industrial | Industrial - Int | New | Process | Natural Gas | Process Boiler | E10 | RVT BC Ratio | 0 | 0 | 0 | 0 | 0 | 0 | 0 | 0 | 0 | 0 | 0 | 0 | 0 | 0 | 0 | 0 | 0 | 0 | 0 | 0 | 0 | 0 | 0 | 0 | 0 | 0 | 0 | 0 | 0 | 0 | 0 | 0 | 0
F5_Industrial_Industrial - Int_New_Process_Natural Gas_Process Boiler_E1 | F5 | Industrial | Industrial - Int | New | Process | Natural Gas | Process Boiler | E1 | RIM BC Ratio | bar: 2019 to 2051
F5_Industrial_Industrial - Int_New_Process_Natural Gas_Process Boiler_E2 | F5 | Industrial | Industrial - Int | New | Process | Natural Gas | Process Boiler | E2 | RIM BC Ratio | 0 | 0 | 0 | 0 | 0 | 0 | 0 | 0 | 0 | 0 | 0 | 0 | 0 | 0 | 0 | 0 | 0 | 0 | 0 | 0 | 0 | 0 | 0 | 0 | 0 | 0 | 0 | 0 | 0 | 0 | 0 | 0 | 0
F5_Industrial_Industrial - Int_New_Process_Natural Gas_Process Boiler_E3 | F5 | Industrial | Industrial - Int | New | Process | Natural Gas | Process Boiler | E3 | RIM BC Ratio | 0 | 0 | 0 | 0 | 0 | 0 | 0 | 0 | 0 | 0 | 0 | 0 | 0 | 0 | 0 | 0 | 0 | 0 | 0 | 0 | 0 | 0 | 0 | 0 | 0 | 0 | 0 | 0 | 0 | 0 | 0 | 0 | 0
F5_Industrial_Industrial - Int_New_Process_Natural Gas_Process Boiler_E4 | F5 | Industrial | Industrial - Int | New | Process | Natural Gas | Process Boiler | E4 | RIM BC Ratio | 0 | 0 | 0 | 0 | 0 | 0 | 0 | 0 | 0 | 0 | 0 | 0 | 0 | 0 | 0 | 0 | 0 | 0 | 0 | 0 | 0 | 0 | 0 | 0 | 0 | 0 | 0 | 0 | 0 | 0 | 0 | 0 | 0
F5_Industrial_Industrial - Int_New_Process_Natural Gas_Process Boiler_E5 | F5 | Industrial | Industrial - Int | New | Process | Natural Gas | Process Boiler | E5 | RIM BC Ratio | 0 | 0 | 0 | 0 | 0 | 0 | 0 | 0 | 0 | 0 | 0 | 0 | 0 | 0 | 0 | 0 | 0 | 0 | 0 | 0 | 0 | 0 | 0 | 0 | 0 | 0 | 0 | 0 | 0 | 0 | 0 | 0 | 0
F5_Industrial_Industrial - Int_New_Process_Natural Gas_Process Boiler_E6 | F5 | Industrial | Industrial - Int | New | Process | Natural Gas | Process Boiler | E6 | RIM BC Ratio | 0 | 0 | 0 | 0 | 0 | 0 | 0 | 0 | 0 | 0 | 0 | 0 | 0 | 0 | 0 | 0 | 0 | 0 | 0 | 0 | 0 | 0 | 0 | 0 | 0 | 0 | 0 | 0 | 0 | 0 | 0 | 0 | 0
F5_Industrial_Industrial - Int_New_Process_Natural Gas_Process Boiler_E7 | F5 | Industrial | Industrial - Int | New | Process | Natural Gas | Process Boiler | E7 | RIM BC Ratio | 0 | 0 | 0 | 0 | 0 | 0 | 0 | 0 | 0 | 0 | 0 | 0 | 0 | 0 | 0 | 0 | 0 | 0 | 0 | 0 | 0 | 0 | 0 | 0 | 0 | 0 | 0 | 0 | 0 | 0 | 0 | 0 | 0
F5_Industrial_Industrial - Int_New_Process_Natural Gas_Process Boiler_E8 | F5 | Industrial | Industrial - Int | New | Process | Natural Gas | Process Boiler | E8 | RIM BC Ratio | 0 | 0 | 0 | 0 | 0 | 0 | 0 | 0 | 0 | 0 | 0 | 0 | 0 | 0 | 0 | 0 | 0 | 0 | 0 | 0 | 0 | 0 | 0 | 0 | 0 | 0 | 0 | 0 | 0 | 0 | 0 | 0 | 0
F5_Industrial_Industrial - Int_New_Process_Natural Gas_Process Boiler_E9 | F5 | Industrial | Industrial - Int | New | Process | Natural Gas | Process Boiler | E9 | RIM BC Ratio | 0 | 0 | 0 | 0 | 0 | 0 | 0 | 0 | 0 | 0 | 0 | 0 | 0 | 0 | 0 | 0 | 0 | 0 | 0 | 0 | 0 | 0 | 0 | 0 | 0 | 0 | 0 | 0 | 0 | 0 | 0 | 0 | 0
F5_Industrial_Industrial - Int_New_Process_Natural Gas_Process Boiler_E10 | F5 | Industrial | Industrial - Int | New | Process | Natural Gas | Process Boiler | E10 | RIM BC Ratio | 0 | 0 | 0 | 0 | 0 | 0 | 0 | 0 | 0 | 0 | 0 | 0 | 0 | 0 | 0 | 0 | 0 | 0 | 0 | 0 | 0 | 0 | 0 | 0 | 0 | 0 | 0 | 0 | 0 | 0 | 0 | 0 | 0
F0_Industrial_Industrial - Int_New_Process_Natural Gas_Process Cooling_E0 | F0 | Industrial | Industrial - Int | New | Process | Natural Gas | Process Cooling | E0 | Economic Unit | Standard | Standard | Standard | Standard | Standard | Standard | Standard | Standard | Standard | Standard | Standard | Standard | Standard | Standard | Standard | Standard | Standard | Standard | Standard | Standard | Standard | Standard | Standard | Standard | Standard | Standard | Standard | Standard | Standard | Standard | Standard | Standard | Standard
F1_Industrial_Industrial - Int_New_Process_Natural Gas_Process Cooling_E1 | F1 | Industrial | Industrial - Int | New | Process | Natural Gas | Process Cooling | E1 | CCE | 0 | 0 | 0 | 0 | 0 | 0 | 0 | 0 | 0 | 0 | 0 | 0 | 0 | 0 | 0 | 0 | 0 | 0 | 0 | 0 | 0 | 0 | 0 | 0 | 0 | 0 | 0 | 0 | 0 | 0 | 0 | 0 | 0
F1_Industrial_Industrial - Int_New_Process_Natural Gas_Process Cooling_E2 | F1 | Industrial | Industrial - Int | New | Process | Natural Gas | Process Cooling | E2 | CCE | 0 | 0 | 0 | 0 | 0 | 0 | 0 | 0 | 0 | 0 | 0 | 0 | 0 | 0 | 0 | 0 | 0 | 0 | 0 | 0 | 0 | 0 | 0 | 0 | 0 | 0 | 0 | 0 | 0 | 0 | 0 | 0 | 0
F1_Industrial_Industrial - Int_New_Process_Natural Gas_Process Cooling_E3 | F1 | Industrial | Industrial - Int | New | Process | Natural Gas | Process Cooling | E3 | CCE | 0 | 0 | 0 | 0 | 0 | 0 | 0 | 0 | 0 | 0 | 0 | 0 | 0 | 0 | 0 | 0 | 0 | 0 | 0 | 0 | 0 | 0 | 0 | 0 | 0 | 0 | 0 | 0 | 0 | 0 | 0 | 0 | 0
F1_Industrial_Industrial - Int_New_Process_Natural Gas_Process Cooling_E4 | F1 | Industrial | Industrial - Int | New | Process | Natural Gas | Process Cooling | E4 | CCE | 0 | 0 | 0 | 0 | 0 | 0 | 0 | 0 | 0 | 0 | 0 | 0 | 0 | 0 | 0 | 0 | 0 | 0 | 0 | 0 | 0 | 0 | 0 | 0 | 0 | 0 | 0 | 0 | 0 | 0 | 0 | 0 | 0
F1_Industrial_Industrial - Int_New_Process_Natural Gas_Process Cooling_E5 | F1 | Industrial | Industrial - Int | New | Process | Natural Gas | Process Cooling | E5 | CCE | 0 | 0 | 0 | 0 | 0 | 0 | 0 | 0 | 0 | 0 | 0 | 0 | 0 | 0 | 0 | 0 | 0 | 0 | 0 | 0 | 0 | 0 | 0 | 0 | 0 | 0 | 0 | 0 | 0 | 0 | 0 | 0 | 0
F1_Industrial_Industrial - Int_New_Process_Natural Gas_Process Cooling_E6 | F1 | Industrial | Industrial - Int | New | Process | Natural Gas | Process Cooling | E6 | CCE | 0 | 0 | 0 | 0 | 0 | 0 | 0 | 0 | 0 | 0 | 0 | 0 | 0 | 0 | 0 | 0 | 0 | 0 | 0 | 0 | 0 | 0 | 0 | 0 | 0 | 0 | 0 | 0 | 0 | 0 | 0 | 0 | 0
F1_Industrial_Industrial - Int_New_Process_Natural Gas_Process Cooling_E7 | F1 | Industrial | Industrial - Int | New | Process | Natural Gas | Process Cooling | E7 | CCE | 0 | 0 | 0 | 0 | 0 | 0 | 0 | 0 | 0 | 0 | 0 | 0 | 0 | 0 | 0 | 0 | 0 | 0 | 0 | 0 | 0 | 0 | 0 | 0 | 0 | 0 | 0 | 0 | 0 | 0 | 0 | 0 | 0
F1_Industrial_Industrial - Int_New_Process_Natural Gas_Process Cooling_E8 | F1 | Industrial | Industrial - Int | New | Process | Natural Gas | Process Cooling | E8 | CCE | 0 | 0 | 0 | 0 | 0 | 0 | 0 | 0 | 0 | 0 | 0 | 0 | 0 | 0 | 0 | 0 | 0 | 0 | 0 | 0 | 0 | 0 | 0 | 0 | 0 | 0 | 0 | 0 | 0 | 0 | 0 | 0 | 0
F1_Industrial_Industrial - Int_New_Process_Natural Gas_Process Cooling_E9 | F1 | Industrial | Industrial - Int | New | Process | Natural Gas | Process Cooling | E9 | CCE | 0 | 0 | 0 | 0 | 0 | 0 | 0 | 0 | 0 | 0 | 0 | 0 | 0 | 0 | 0 | 0 | 0 | 0 | 0 | 0 | 0 | 0 | 0 | 0 | 0 | 0 | 0 | 0 | 0 | 0 | 0 | 0 | 0
F1_Industrial_Industrial - Int_New_Process_Natural Gas_Process Cooling_E10 | F1 | Industrial | Industrial - Int | New | Process | Natural Gas | Process Cooling | E10 | CCE | 0 | 0 | 0 | 0 | 0 | 0 | 0 | 0 | 0 | 0 | 0 | 0 | 0 | 0 | 0 | 0 | 0 | 0 | 0 | 0 | 0 | 0 | 0 | 0 | 0 | 0 | 0 | 0 | 0 | 0 | 0 | 0 | 0
F2_Industrial_Industrial - Int_New_Process_Natural Gas_Process Cooling_E1 | F2 | Industrial | Industrial - Int | New | Process | Natural Gas | Process Cooling | E1 | TRC BC Ratio | bar: 2019 to 2051
F2_Industrial_Industrial - Int_New_Process_Natural Gas_Process Cooling_E2 | F2 | Industrial | Industrial - Int | New | Process | Natural Gas | Process Cooling | E2 | TRC BC Ratio | 0 | 0 | 0 | 0 | 0 | 0 | 0 | 0 | 0 | 0 | 0 | 0 | 0 | 0 | 0 | 0 | 0 | 0 | 0 | 0 | 0 | 0 | 0 | 0 | 0 | 0 | 0 | 0 | 0 | 0 | 0 | 0 | 0
F2_Industrial_Industrial - Int_New_Process_Natural Gas_Process Cooling_E3 | F2 | Industrial | Industrial - Int | New | Process | Natural Gas | Process Cooling | E3 | TRC BC Ratio | 0 | 0 | 0 | 0 | 0 | 0 | 0 | 0 | 0 | 0 | 0 | 0 | 0 | 0 | 0 | 0 | 0 | 0 | 0 | 0 | 0 | 0 | 0 | 0 | 0 | 0 | 0 | 0 | 0 | 0 | 0 | 0 | 0
F2_Industrial_Industrial - Int_New_Process_Natural Gas_Process Cooling_E4 | F2 | Industrial | Industrial - Int | New | Process | Natural Gas | Process Cooling | E4 | TRC BC Ratio | 0 | 0 | 0 | 0 | 0 | 0 | 0 | 0 | 0 | 0 | 0 | 0 | 0 | 0 | 0 | 0 | 0 | 0 | 0 | 0 | 0 | 0 | 0 | 0 | 0 | 0 | 0 | 0 | 0 | 0 | 0 | 0 | 0
F2_Industrial_Industrial - Int_New_Process_Natural Gas_Process Cooling_E5 | F2 | Industrial | Industrial - Int | New | Process | Natural Gas | Process Cooling | E5 | TRC BC Ratio | 0 | 0 | 0 | 0 | 0 | 0 | 0 | 0 | 0 | 0 | 0 | 0 | 0 | 0 | 0 | 0 | 0 | 0 | 0 | 0 | 0 | 0 | 0 | 0 | 0 | 0 | 0 | 0 | 0 | 0 | 0 | 0 | 0
F2_Industrial_Industrial - Int_New_Process_Natural Gas_Process Cooling_E6 | F2 | Industrial | Industrial - Int | New | Process | Natural Gas | Process Cooling | E6 | TRC BC Ratio | 0 | 0 | 0 | 0 | 0 | 0 | 0 | 0 | 0 | 0 | 0 | 0 | 0 | 0 | 0 | 0 | 0 | 0 | 0 | 0 | 0 | 0 | 0 | 0 | 0 | 0 | 0 | 0 | 0 | 0 | 0 | 0 | 0
F2_Industrial_Industrial - Int_New_Process_Natural Gas_Process Cooling_E7 | F2 | Industrial | Industrial - Int | New | Process | Natural Gas | Process Cooling | E7 | TRC BC Ratio | 0 | 0 | 0 | 0 | 0 | 0 | 0 | 0 | 0 | 0 | 0 | 0 | 0 | 0 | 0 | 0 | 0 | 0 | 0 | 0 | 0 | 0 | 0 | 0 | 0 | 0 | 0 | 0 | 0 | 0 | 0 | 0 | 0
F2_Industrial_Industrial - Int_New_Process_Natural Gas_Process Cooling_E8 | F2 | Industrial | Industrial - Int | New | Process | Natural Gas | Process Cooling | E8 | TRC BC Ratio | 0 | 0 | 0 | 0 | 0 | 0 | 0 | 0 | 0 | 0 | 0 | 0 | 0 | 0 | 0 | 0 | 0 | 0 | 0 | 0 | 0 | 0 | 0 | 0 | 0 | 0 | 0 | 0 | 0 | 0 | 0 | 0 | 0
F2_Industrial_Industrial - Int_New_Process_Natural Gas_Process Cooling_E9 | F2 | Industrial | Industrial - Int | New | Process | Natural Gas | Process Cooling | E9 | TRC BC Ratio | 0 | 0 | 0 | 0 | 0 | 0 | 0 | 0 | 0 | 0 | 0 | 0 | 0 | 0 | 0 | 0 | 0 | 0 | 0 | 0 | 0 | 0 | 0 | 0 | 0 | 0 | 0 | 0 | 0 | 0 | 0 | 0 | 0
F2_Industrial_Industrial - Int_New_Process_Natural Gas_Process Cooling_E10 | F2 | Industrial | Industrial - Int | New | Process | Natural Gas | Process Cooling | E10 | TRC BC Ratio | 0 | 0 | 0 | 0 | 0 | 0 | 0 | 0 | 0 | 0 | 0 | 0 | 0 | 0 | 0 | 0 | 0 | 0 | 0 | 0 | 0 | 0 | 0 | 0 | 0 | 0 | 0 | 0 | 0 | 0 | 0 | 0 | 0
F3_Industrial_Industrial - Int_New_Process_Natural Gas_Process Cooling_E1 | F3 | Industrial | Industrial - Int | New | Process | Natural Gas | Process Cooling | E1 | PACT BC Ratio | bar: 2019 to 2051
F3_Industrial_Industrial - Int_New_Process_Natural Gas_Process Cooling_E2 | F3 | Industrial | Industrial - Int | New | Process | Natural Gas | Process Cooling | E2 | PACT BC Ratio | 0 | 0 | 0 | 0 | 0 | 0 | 0 | 0 | 0 | 0 | 0 | 0 | 0 | 0 | 0 | 0 | 0 | 0 | 0 | 0 | 0 | 0 | 0 | 0 | 0 | 0 | 0 | 0 | 0 | 0 | 0 | 0 | 0
F3_Industrial_Industrial - Int_New_Process_Natural Gas_Process Cooling_E3 | F3 | Industrial | Industrial - Int | New | Process | Natural Gas | Process Cooling | E3 | PACT BC Ratio | 0 | 0 | 0 | 0 | 0 | 0 | 0 | 0 | 0 | 0 | 0 | 0 | 0 | 0 | 0 | 0 | 0 | 0 | 0 | 0 | 0 | 0 | 0 | 0 | 0 | 0 | 0 | 0 | 0 | 0 | 0 | 0 | 0
F3_Industrial_Industrial - Int_New_Process_Natural Gas_Process Cooling_E4 | F3 | Industrial | Industrial - Int | New | Process | Natural Gas | Process Cooling | E4 | PACT BC Ratio | 0 | 0 | 0 | 0 | 0 | 0 | 0 | 0 | 0 | 0 | 0 | 0 | 0 | 0 | 0 | 0 | 0 | 0 | 0 | 0 | 0 | 0 | 0 | 0 | 0 | 0 | 0 | 0 | 0 | 0 | 0 | 0 | 0
F3_Industrial_Industrial - Int_New_Process_Natural Gas_Process Cooling_E5 | F3 | Industrial | Industrial - Int | New | Process | Natural Gas | Process Cooling | E5 | PACT BC Ratio | 0 | 0 | 0 | 0 | 0 | 0 | 0 | 0 | 0 | 0 | 0 | 0 | 0 | 0 | 0 | 0 | 0 | 0 | 0 | 0 | 0 | 0 | 0 | 0 | 0 | 0 | 0 | 0 | 0 | 0 | 0 | 0 | 0
F3_Industrial_Industrial - Int_New_Process_Natural Gas_Process Cooling_E6 | F3 | Industrial | Industrial - Int | New | Process | Natural Gas | Process Cooling | E6 | PACT BC Ratio | 0 | 0 | 0 | 0 | 0 | 0 | 0 | 0 | 0 | 0 | 0 | 0 | 0 | 0 | 0 | 0 | 0 | 0 | 0 | 0 | 0 | 0 | 0 | 0 | 0 | 0 | 0 | 0 | 0 | 0 | 0 | 0 | 0
F3_Industrial_Industrial - Int_New_Process_Natural Gas_Process Cooling_E7 | F3 | Industrial | Industrial - Int | New | Process | Natural Gas | Process Cooling | E7 | PACT BC Ratio | 0 | 0 | 0 | 0 | 0 | 0 | 0 | 0 | 0 | 0 | 0 | 0 | 0 | 0 | 0 | 0 | 0 | 0 | 0 | 0 | 0 | 0 | 0 | 0 | 0 | 0 | 0 | 0 | 0 | 0 | 0 | 0 | 0
F3_Industrial_Industrial - Int_New_Process_Natural Gas_Process Cooling_E8 | F3 | Industrial | Industrial - Int | New | Process | Natural Gas | Process Cooling | E8 | PACT BC Ratio | 0 | 0 | 0 | 0 | 0 | 0 | 0 | 0 | 0 | 0 | 0 | 0 | 0 | 0 | 0 | 0 | 0 | 0 | 0 | 0 | 0 | 0 | 0 | 0 | 0 | 0 | 0 | 0 | 0 | 0 | 0 | 0 | 0
F3_Industrial_Industrial - Int_New_Process_Natural Gas_Process Cooling_E9 | F3 | Industrial | Industrial - Int | New | Process | Natural Gas | Process Cooling | E9 | PACT BC Ratio | 0 | 0 | 0 | 0 | 0 | 0 | 0 | 0 | 0 | 0 | 0 | 0 | 0 | 0 | 0 | 0 | 0 | 0 | 0 | 0 | 0 | 0 | 0 | 0 | 0 | 0 | 0 | 0 | 0 | 0 | 0 | 0 | 0
F3_Industrial_Industrial - Int_New_Process_Natural Gas_Process Cooling_E10 | F3 | Industrial | Industrial - Int | New | Process | Natural Gas | Process Cooling | E10 | PACT BC Ratio | 0 | 0 | 0 | 0 | 0 | 0 | 0 | 0 | 0 | 0 | 0 | 0 | 0 | 0 | 0 | 0 | 0 | 0 | 0 | 0 | 0 | 0 | 0 | 0 | 0 | 0 | 0 | 0 | 0 | 0 | 0 | 0 | 0
F4_Industrial_Industrial - Int_New_Process_Natural Gas_Process Cooling_E1 | F4 | Industrial | Industrial - Int | New | Process | Natural Gas | Process Cooling | E1 | RVT BC Ratio | bar: 2019 to 2051
F4_Industrial_Industrial - Int_New_Process_Natural Gas_Process Cooling_E2 | F4 | Industrial | Industrial - Int | New | Process | Natural Gas | Process Cooling | E2 | RVT BC Ratio | 0 | 0 | 0 | 0 | 0 | 0 | 0 | 0 | 0 | 0 | 0 | 0 | 0 | 0 | 0 | 0 | 0 | 0 | 0 | 0 | 0 | 0 | 0 | 0 | 0 | 0 | 0 | 0 | 0 | 0 | 0 | 0 | 0
F4_Industrial_Industrial - Int_New_Process_Natural Gas_Process Cooling_E3 | F4 | Industrial | Industrial - Int | New | Process | Natural Gas | Process Cooling | E3 | RVT BC Ratio | 0 | 0 | 0 | 0 | 0 | 0 | 0 | 0 | 0 | 0 | 0 | 0 | 0 | 0 | 0 | 0 | 0 | 0 | 0 | 0 | 0 | 0 | 0 | 0 | 0 | 0 | 0 | 0 | 0 | 0 | 0 | 0 | 0
F4_Industrial_Industrial - Int_New_Process_Natural Gas_Process Cooling_E4 | F4 | Industrial | Industrial - Int | New | Process | Natural Gas | Process Cooling | E4 | RVT BC Ratio | 0 | 0 | 0 | 0 | 0 | 0 | 0 | 0 | 0 | 0 | 0 | 0 | 0 | 0 | 0 | 0 | 0 | 0 | 0 | 0 | 0 | 0 | 0 | 0 | 0 | 0 | 0 | 0 | 0 | 0 | 0 | 0 | 0
F4_Industrial_Industrial - Int_New_Process_Natural Gas_Process Cooling_E5 | F4 | Industrial | Industrial - Int | New | Process | Natural Gas | Process Cooling | E5 | RVT BC Ratio | 0 | 0 | 0 | 0 | 0 | 0 | 0 | 0 | 0 | 0 | 0 | 0 | 0 | 0 | 0 | 0 | 0 | 0 | 0 | 0 | 0 | 0 | 0 | 0 | 0 | 0 | 0 | 0 | 0 | 0 | 0 | 0 | 0
F4_Industrial_Industrial - Int_New_Process_Natural Gas_Process Cooling_E6 | F4 | Industrial | Industrial - Int | New | Process | Natural Gas | Process Cooling | E6 | RVT BC Ratio | 0 | 0 | 0 | 0 | 0 | 0 | 0 | 0 | 0 | 0 | 0 | 0 | 0 | 0 | 0 | 0 | 0 | 0 | 0 | 0 | 0 | 0 | 0 | 0 | 0 | 0 | 0 | 0 | 0 | 0 | 0 | 0 | 0
F4_Industrial_Industrial - Int_New_Process_Natural Gas_Process Cooling_E7 | F4 | Industrial | Industrial - Int | New | Process | Natural Gas | Process Cooling | E7 | RVT BC Ratio | 0 | 0 | 0 | 0 | 0 | 0 | 0 | 0 | 0 | 0 | 0 | 0 | 0 | 0 | 0 | 0 | 0 | 0 | 0 | 0 | 0 | 0 | 0 | 0 | 0 | 0 | 0 | 0 | 0 | 0 | 0 | 0 | 0
F4_Industrial_Industrial - Int_New_Process_Natural Gas_Process Cooling_E8 | F4 | Industrial | Industrial - Int | New | Process | Natural Gas | Process Cooling | E8 | RVT BC Ratio | 0 | 0 | 0 | 0 | 0 | 0 | 0 | 0 | 0 | 0 | 0 | 0 | 0 | 0 | 0 | 0 | 0 | 0 | 0 | 0 | 0 | 0 | 0 | 0 | 0 | 0 | 0 | 0 | 0 | 0 | 0 | 0 | 0
F4_Industrial_Industrial - Int_New_Process_Natural Gas_Process Cooling_E9 | F4 | Industrial | Industrial - Int | New | Process | Natural Gas | Process Cooling | E9 | RVT BC Ratio | 0 | 0 | 0 | 0 | 0 | 0 | 0 | 0 | 0 | 0 | 0 | 0 | 0 | 0 | 0 | 0 | 0 | 0 | 0 | 0 | 0 | 0 | 0 | 0 | 0 | 0 | 0 | 0 | 0 | 0 | 0 | 0 | 0
F4_Industrial_Industrial - Int_New_Process_Natural Gas_Process Cooling_E10 | F4 | Industrial | Industrial - Int | New | Process | Natural Gas | Process Cooling | E10 | RVT BC Ratio | 0 | 0 | 0 | 0 | 0 | 0 | 0 | 0 | 0 | 0 | 0 | 0 | 0 | 0 | 0 | 0 | 0 | 0 | 0 | 0 | 0 | 0 | 0 | 0 | 0 | 0 | 0 | 0 | 0 | 0 | 0 | 0 | 0
F5_Industrial_Industrial - Int_New_Process_Natural Gas_Process Cooling_E1 | F5 | Industrial | Industrial - Int | New | Process | Natural Gas | Process Cooling | E1 | RIM BC Ratio | bar: 2019 to 2051
F5_Industrial_Industrial - Int_New_Process_Natural Gas_Process Cooling_E2 | F5 | Industrial | Industrial - Int | New | Process | Natural Gas | Process Cooling | E2 | RIM BC Ratio | 0 | 0 | 0 | 0 | 0 | 0 | 0 | 0 | 0 | 0 | 0 | 0 | 0 | 0 | 0 | 0 | 0 | 0 | 0 | 0 | 0 | 0 | 0 | 0 | 0 | 0 | 0 | 0 | 0 | 0 | 0 | 0 | 0
F5_Industrial_Industrial - Int_New_Process_Natural Gas_Process Cooling_E3 | F5 | Industrial | Industrial - Int | New | Process | Natural Gas | Process Cooling | E3 | RIM BC Ratio | 0 | 0 | 0 | 0 | 0 | 0 | 0 | 0 | 0 | 0 | 0 | 0 | 0 | 0 | 0 | 0 | 0 | 0 | 0 | 0 | 0 | 0 | 0 | 0 | 0 | 0 | 0 | 0 | 0 | 0 | 0 | 0 | 0
F5_Industrial_Industrial - Int_New_Process_Natural Gas_Process Cooling_E4 | F5 | Industrial | Industrial - Int | New | Process | Natural Gas | Process Cooling | E4 | RIM BC Ratio | 0 | 0 | 0 | 0 | 0 | 0 | 0 | 0 | 0 | 0 | 0 | 0 | 0 | 0 | 0 | 0 | 0 | 0 | 0 | 0 | 0 | 0 | 0 | 0 | 0 | 0 | 0 | 0 | 0 | 0 | 0 | 0 | 0
F5_Industrial_Industrial - Int_New_Process_Natural Gas_Process Cooling_E5 | F5 | Industrial | Industrial - Int | New | Process | Natural Gas | Process Cooling | E5 | RIM BC Ratio | 0 | 0 | 0 | 0 | 0 | 0 | 0 | 0 | 0 | 0 | 0 | 0 | 0 | 0 | 0 | 0 | 0 | 0 | 0 | 0 | 0 | 0 | 0 | 0 | 0 | 0 | 0 | 0 | 0 | 0 | 0 | 0 | 0
F5_Industrial_Industrial - Int_New_Process_Natural Gas_Process Cooling_E6 | F5 | Industrial | Industrial - Int | New | Process | Natural Gas | Process Cooling | E6 | RIM BC Ratio | 0 | 0 | 0 | 0 | 0 | 0 | 0 | 0 | 0 | 0 | 0 | 0 | 0 | 0 | 0 | 0 | 0 | 0 | 0 | 0 | 0 | 0 | 0 | 0 | 0 | 0 | 0 | 0 | 0 | 0 | 0 | 0 | 0
F5_Industrial_Industrial - Int_New_Process_Natural Gas_Process Cooling_E7 | F5 | Industrial | Industrial - Int | New | Process | Natural Gas | Process Cooling | E7 | RIM BC Ratio | 0 | 0 | 0 | 0 | 0 | 0 | 0 | 0 | 0 | 0 | 0 | 0 | 0 | 0 | 0 | 0 | 0 | 0 | 0 | 0 | 0 | 0 | 0 | 0 | 0 | 0 | 0 | 0 | 0 | 0 | 0 | 0 | 0
F5_Industrial_Industrial - Int_New_Process_Natural Gas_Process Cooling_E8 | F5 | Industrial | Industrial - Int | New | Process | Natural Gas | Process Cooling | E8 | RIM BC Ratio | 0 | 0 | 0 | 0 | 0 | 0 | 0 | 0 | 0 | 0 | 0 | 0 | 0 | 0 | 0 | 0 | 0 | 0 | 0 | 0 | 0 | 0 | 0 | 0 | 0 | 0 | 0 | 0 | 0 | 0 | 0 | 0 | 0
F5_Industrial_Industrial - Int_New_Process_Natural Gas_Process Cooling_E9 | F5 | Industrial | Industrial - Int | New | Process | Natural Gas | Process Cooling | E9 | RIM BC Ratio | 0 | 0 | 0 | 0 | 0 | 0 | 0 | 0 | 0 | 0 | 0 | 0 | 0 | 0 | 0 | 0 | 0 | 0 | 0 | 0 | 0 | 0 | 0 | 0 | 0 | 0 | 0 | 0 | 0 | 0 | 0 | 0 | 0
F5_Industrial_Industrial - Int_New_Process_Natural Gas_Process Cooling_E10 | F5 | Industrial | Industrial - Int | New | Process | Natural Gas | Process Cooling | E10 | RIM BC Ratio | 0 | 0 | 0 | 0 | 0 | 0 | 0 | 0 | 0 | 0 | 0 | 0 | 0 | 0 | 0 | 0 | 0 | 0 | 0 | 0 | 0 | 0 | 0 | 0 | 0 | 0 | 0 | 0 | 0 | 0 | 0 | 0 | 0
F0_Industrial_Industrial - Int_New_Process_Natural Gas_Other Process_E0 | F0 | Industrial | Industrial - Int | New | Process | Natural Gas | Other Process | E0 | Economic Unit | Standard | Standard | Standard | Standard | Standard | Standard | Standard | Standard | Standard | Standard | Standard | Standard | Standard | Standard | Standard | Standard | Standard | Standard | Standard | Standard | Standard | Standard | Standard | Standard | Standard | Standard | Standard | Standard | Standard | Standard | Standard | Standard | Standard
F1_Industrial_Industrial - Int_New_Process_Natural Gas_Other Process_E1 | F1 | Industrial | Industrial - Int | New | Process | Natural Gas | Other Process | E1 | CCE | 0 | 0 | 0 | 0 | 0 | 0 | 0 | 0 | 0 | 0 | 0 | 0 | 0 | 0 | 0 | 0 | 0 | 0 | 0 | 0 | 0 | 0 | 0 | 0 | 0 | 0 | 0 | 0 | 0 | 0 | 0 | 0 | 0
F1_Industrial_Industrial - Int_New_Process_Natural Gas_Other Process_E2 | F1 | Industrial | Industrial - Int | New | Process | Natural Gas | Other Process | E2 | CCE | 0 | 0 | 0 | 0 | 0 | 0 | 0 | 0 | 0 | 0 | 0 | 0 | 0 | 0 | 0 | 0 | 0 | 0 | 0 | 0 | 0 | 0 | 0 | 0 | 0 | 0 | 0 | 0 | 0 | 0 | 0 | 0 | 0
F1_Industrial_Industrial - Int_New_Process_Natural Gas_Other Process_E3 | F1 | Industrial | Industrial - Int | New | Process | Natural Gas | Other Process | E3 | CCE | 0 | 0 | 0 | 0 | 0 | 0 | 0 | 0 | 0 | 0 | 0 | 0 | 0 | 0 | 0 | 0 | 0 | 0 | 0 | 0 | 0 | 0 | 0 | 0 | 0 | 0 | 0 | 0 | 0 | 0 | 0 | 0 | 0
F1_Industrial_Industrial - Int_New_Process_Natural Gas_Other Process_E4 | F1 | Industrial | Industrial - Int | New | Process | Natural Gas | Other Process | E4 | CCE | 0 | 0 | 0 | 0 | 0 | 0 | 0 | 0 | 0 | 0 | 0 | 0 | 0 | 0 | 0 | 0 | 0 | 0 | 0 | 0 | 0 | 0 | 0 | 0 | 0 | 0 | 0 | 0 | 0 | 0 | 0 | 0 | 0
F1_Industrial_Industrial - Int_New_Process_Natural Gas_Other Process_E5 | F1 | Industrial | Industrial - Int | New | Process | Natural Gas | Other Process | E5 | CCE | 0 | 0 | 0 | 0 | 0 | 0 | 0 | 0 | 0 | 0 | 0 | 0 | 0 | 0 | 0 | 0 | 0 | 0 | 0 | 0 | 0 | 0 | 0 | 0 | 0 | 0 | 0 | 0 | 0 | 0 | 0 | 0 | 0
F1_Industrial_Industrial - Int_New_Process_Natural Gas_Other Process_E6 | F1 | Industrial | Industrial - Int | New | Process | Natural Gas | Other Process | E6 | CCE | 0 | 0 | 0 | 0 | 0 | 0 | 0 | 0 | 0 | 0 | 0 | 0 | 0 | 0 | 0 | 0 | 0 | 0 | 0 | 0 | 0 | 0 | 0 | 0 | 0 | 0 | 0 | 0 | 0 | 0 | 0 | 0 | 0
F1_Industrial_Industrial - Int_New_Process_Natural Gas_Other Process_E7 | F1 | Industrial | Industrial - Int | New | Process | Natural Gas | Other Process | E7 | CCE | 0 | 0 | 0 | 0 | 0 | 0 | 0 | 0 | 0 | 0 | 0 | 0 | 0 | 0 | 0 | 0 | 0 | 0 | 0 | 0 | 0 | 0 | 0 | 0 | 0 | 0 | 0 | 0 | 0 | 0 | 0 | 0 | 0
F1_Industrial_Industrial - Int_New_Process_Natural Gas_Other Process_E8 | F1 | Industrial | Industrial - Int | New | Process | Natural Gas | Other Process | E8 | CCE | 0 | 0 | 0 | 0 | 0 | 0 | 0 | 0 | 0 | 0 | 0 | 0 | 0 | 0 | 0 | 0 | 0 | 0 | 0 | 0 | 0 | 0 | 0 | 0 | 0 | 0 | 0 | 0 | 0 | 0 | 0 | 0 | 0
F1_Industrial_Industrial - Int_New_Process_Natural Gas_Other Process_E9 | F1 | Industrial | Industrial - Int | New | Process | Natural Gas | Other Process | E9 | CCE | 0 | 0 | 0 | 0 | 0 | 0 | 0 | 0 | 0 | 0 | 0 | 0 | 0 | 0 | 0 | 0 | 0 | 0 | 0 | 0 | 0 | 0 | 0 | 0 | 0 | 0 | 0 | 0 | 0 | 0 | 0 | 0 | 0
F1_Industrial_Industrial - Int_New_Process_Natural Gas_Other Process_E10 | F1 | Industrial | Industrial - Int | New | Process | Natural Gas | Other Process | E10 | CCE | 0 | 0 | 0 | 0 | 0 | 0 | 0 | 0 | 0 | 0 | 0 | 0 | 0 | 0 | 0 | 0 | 0 | 0 | 0 | 0 | 0 | 0 | 0 | 0 | 0 | 0 | 0 | 0 | 0 | 0 | 0 | 0 | 0
F2_Industrial_Industrial - Int_New_Process_Natural Gas_Other Process_E1 | F2 | Industrial | Industrial - Int | New | Process | Natural Gas | Other Process | E1 | TRC BC Ratio | bar: 2019 to 2051
F2_Industrial_Industrial - Int_New_Process_Natural Gas_Other Process_E2 | F2 | Industrial | Industrial - Int | New | Process | Natural Gas | Other Process | E2 | TRC BC Ratio | 0 | 0 | 0 | 0 | 0 | 0 | 0 | 0 | 0 | 0 | 0 | 0 | 0 | 0 | 0 | 0 | 0 | 0 | 0 | 0 | 0 | 0 | 0 | 0 | 0 | 0 | 0 | 0 | 0 | 0 | 0 | 0 | 0
F2_Industrial_Industrial - Int_New_Process_Natural Gas_Other Process_E3 | F2 | Industrial | Industrial - Int | New | Process | Natural Gas | Other Process | E3 | TRC BC Ratio | 0 | 0 | 0 | 0 | 0 | 0 | 0 | 0 | 0 | 0 | 0 | 0 | 0 | 0 | 0 | 0 | 0 | 0 | 0 | 0 | 0 | 0 | 0 | 0 | 0 | 0 | 0 | 0 | 0 | 0 | 0 | 0 | 0
F2_Industrial_Industrial - Int_New_Process_Natural Gas_Other Process_E4 | F2 | Industrial | Industrial - Int | New | Process | Natural Gas | Other Process | E4 | TRC BC Ratio | 0 | 0 | 0 | 0 | 0 | 0 | 0 | 0 | 0 | 0 | 0 | 0 | 0 | 0 | 0 | 0 | 0 | 0 | 0 | 0 | 0 | 0 | 0 | 0 | 0 | 0 | 0 | 0 | 0 | 0 | 0 | 0 | 0
F2_Industrial_Industrial - Int_New_Process_Natural Gas_Other Process_E5 | F2 | Industrial | Industrial - Int | New | Process | Natural Gas | Other Process | E5 | TRC BC Ratio | 0 | 0 | 0 | 0 | 0 | 0 | 0 | 0 | 0 | 0 | 0 | 0 | 0 | 0 | 0 | 0 | 0 | 0 | 0 | 0 | 0 | 0 | 0 | 0 | 0 | 0 | 0 | 0 | 0 | 0 | 0 | 0 | 0
F2_Industrial_Industrial - Int_New_Process_Natural Gas_Other Process_E6 | F2 | Industrial | Industrial - Int | New | Process | Natural Gas | Other Process | E6 | TRC BC Ratio | 0 | 0 | 0 | 0 | 0 | 0 | 0 | 0 | 0 | 0 | 0 | 0 | 0 | 0 | 0 | 0 | 0 | 0 | 0 | 0 | 0 | 0 | 0 | 0 | 0 | 0 | 0 | 0 | 0 | 0 | 0 | 0 | 0
F2_Industrial_Industrial - Int_New_Process_Natural Gas_Other Process_E7 | F2 | Industrial | Industrial - Int | New | Process | Natural Gas | Other Process | E7 | TRC BC Ratio | 0 | 0 | 0 | 0 | 0 | 0 | 0 | 0 | 0 | 0 | 0 | 0 | 0 | 0 | 0 | 0 | 0 | 0 | 0 | 0 | 0 | 0 | 0 | 0 | 0 | 0 | 0 | 0 | 0 | 0 | 0 | 0 | 0
F2_Industrial_Industrial - Int_New_Process_Natural Gas_Other Process_E8 | F2 | Industrial | Industrial - Int | New | Process | Natural Gas | Other Process | E8 | TRC BC Ratio | 0 | 0 | 0 | 0 | 0 | 0 | 0 | 0 | 0 | 0 | 0 | 0 | 0 | 0 | 0 | 0 | 0 | 0 | 0 | 0 | 0 | 0 | 0 | 0 | 0 | 0 | 0 | 0 | 0 | 0 | 0 | 0 | 0
F2_Industrial_Industrial - Int_New_Process_Natural Gas_Other Process_E9 | F2 | Industrial | Industrial - Int | New | Process | Natural Gas | Other Process | E9 | TRC BC Ratio | 0 | 0 | 0 | 0 | 0 | 0 | 0 | 0 | 0 | 0 | 0 | 0 | 0 | 0 | 0 | 0 | 0 | 0 | 0 | 0 | 0 | 0 | 0 | 0 | 0 | 0 | 0 | 0 | 0 | 0 | 0 | 0 | 0
F2_Industrial_Industrial - Int_New_Process_Natural Gas_Other Process_E10 | F2 | Industrial | Industrial - Int | New | Process | Natural Gas | Other Process | E10 | TRC BC Ratio | 0 | 0 | 0 | 0 | 0 | 0 | 0 | 0 | 0 | 0 | 0 | 0 | 0 | 0 | 0 | 0 | 0 | 0 | 0 | 0 | 0 | 0 | 0 | 0 | 0 | 0 | 0 | 0 | 0 | 0 | 0 | 0 | 0
F3_Industrial_Industrial - Int_New_Process_Natural Gas_Other Process_E1 | F3 | Industrial | Industrial - Int | New | Process | Natural Gas | Other Process | E1 | PACT BC Ratio | bar: 2019 to 2051
F3_Industrial_Industrial - Int_New_Process_Natural Gas_Other Process_E2 | F3 | Industrial | Industrial - Int | New | Process | Natural Gas | Other Process | E2 | PACT BC Ratio | 0 | 0 | 0 | 0 | 0 | 0 | 0 | 0 | 0 | 0 | 0 | 0 | 0 | 0 | 0 | 0 | 0 | 0 | 0 | 0 | 0 | 0 | 0 | 0 | 0 | 0 | 0 | 0 | 0 | 0 | 0 | 0 | 0
F3_Industrial_Industrial - Int_New_Process_Natural Gas_Other Process_E3 | F3 | Industrial | Industrial - Int | New | Process | Natural Gas | Other Process | E3 | PACT BC Ratio | 0 | 0 | 0 | 0 | 0 | 0 | 0 | 0 | 0 | 0 | 0 | 0 | 0 | 0 | 0 | 0 | 0 | 0 | 0 | 0 | 0 | 0 | 0 | 0 | 0 | 0 | 0 | 0 | 0 | 0 | 0 | 0 | 0
F3_Industrial_Industrial - Int_New_Process_Natural Gas_Other Process_E4 | F3 | Industrial | Industrial - Int | New | Process | Natural Gas | Other Process | E4 | PACT BC Ratio | 0 | 0 | 0 | 0 | 0 | 0 | 0 | 0 | 0 | 0 | 0 | 0 | 0 | 0 | 0 | 0 | 0 | 0 | 0 | 0 | 0 | 0 | 0 | 0 | 0 | 0 | 0 | 0 | 0 | 0 | 0 | 0 | 0
F3_Industrial_Industrial - Int_New_Process_Natural Gas_Other Process_E5 | F3 | Industrial | Industrial - Int | New | Process | Natural Gas | Other Process | E5 | PACT BC Ratio | 0 | 0 | 0 | 0 | 0 | 0 | 0 | 0 | 0 | 0 | 0 | 0 | 0 | 0 | 0 | 0 | 0 | 0 | 0 | 0 | 0 | 0 | 0 | 0 | 0 | 0 | 0 | 0 | 0 | 0 | 0 | 0 | 0
F3_Industrial_Industrial - Int_New_Process_Natural Gas_Other Process_E6 | F3 | Industrial | Industrial - Int | New | Process | Natural Gas | Other Process | E6 | PACT BC Ratio | 0 | 0 | 0 | 0 | 0 | 0 | 0 | 0 | 0 | 0 | 0 | 0 | 0 | 0 | 0 | 0 | 0 | 0 | 0 | 0 | 0 | 0 | 0 | 0 | 0 | 0 | 0 | 0 | 0 | 0 | 0 | 0 | 0
F3_Industrial_Industrial - Int_New_Process_Natural Gas_Other Process_E7 | F3 | Industrial | Industrial - Int | New | Process | Natural Gas | Other Process | E7 | PACT BC Ratio | 0 | 0 | 0 | 0 | 0 | 0 | 0 | 0 | 0 | 0 | 0 | 0 | 0 | 0 | 0 | 0 | 0 | 0 | 0 | 0 | 0 | 0 | 0 | 0 | 0 | 0 | 0 | 0 | 0 | 0 | 0 | 0 | 0
F3_Industrial_Industrial - Int_New_Process_Natural Gas_Other Process_E8 | F3 | Industrial | Industrial - Int | New | Process | Natural Gas | Other Process | E8 | PACT BC Ratio | 0 | 0 | 0 | 0 | 0 | 0 | 0 | 0 | 0 | 0 | 0 | 0 | 0 | 0 | 0 | 0 | 0 | 0 | 0 | 0 | 0 | 0 | 0 | 0 | 0 | 0 | 0 | 0 | 0 | 0 | 0 | 0 | 0
F3_Industrial_Industrial - Int_New_Process_Natural Gas_Other Process_E9 | F3 | Industrial | Industrial - Int | New | Process | Natural Gas | Other Process | E9 | PACT BC Ratio | 0 | 0 | 0 | 0 | 0 | 0 | 0 | 0 | 0 | 0 | 0 | 0 | 0 | 0 | 0 | 0 | 0 | 0 | 0 | 0 | 0 | 0 | 0 | 0 | 0 | 0 | 0 | 0 | 0 | 0 | 0 | 0 | 0
F3_Industrial_Industrial - Int_New_Process_Natural Gas_Other Process_E10 | F3 | Industrial | Industrial - Int | New | Process | Natural Gas | Other Process | E10 | PACT BC Ratio | 0 | 0 | 0 | 0 | 0 | 0 | 0 | 0 | 0 | 0 | 0 | 0 | 0 | 0 | 0 | 0 | 0 | 0 | 0 | 0 | 0 | 0 | 0 | 0 | 0 | 0 | 0 | 0 | 0 | 0 | 0 | 0 | 0
F4_Industrial_Industrial - Int_New_Process_Natural Gas_Other Process_E1 | F4 | Industrial | Industrial - Int | New | Process | Natural Gas | Other Process | E1 | RVT BC Ratio | bar: 2019 to 2051
F4_Industrial_Industrial - Int_New_Process_Natural Gas_Other Process_E2 | F4 | Industrial | Industrial - Int | New | Process | Natural Gas | Other Process | E2 | RVT BC Ratio | 0 | 0 | 0 | 0 | 0 | 0 | 0 | 0 | 0 | 0 | 0 | 0 | 0 | 0 | 0 | 0 | 0 | 0 | 0 | 0 | 0 | 0 | 0 | 0 | 0 | 0 | 0 | 0 | 0 | 0 | 0 | 0 | 0
F4_Industrial_Industrial - Int_New_Process_Natural Gas_Other Process_E3 | F4 | Industrial | Industrial - Int | New | Process | Natural Gas | Other Process | E3 | RVT BC Ratio | 0 | 0 | 0 | 0 | 0 | 0 | 0 | 0 | 0 | 0 | 0 | 0 | 0 | 0 | 0 | 0 | 0 | 0 | 0 | 0 | 0 | 0 | 0 | 0 | 0 | 0 | 0 | 0 | 0 | 0 | 0 | 0 | 0
F4_Industrial_Industrial - Int_New_Process_Natural Gas_Other Process_E4 | F4 | Industrial | Industrial - Int | New | Process | Natural Gas | Other Process | E4 | RVT BC Ratio | 0 | 0 | 0 | 0 | 0 | 0 | 0 | 0 | 0 | 0 | 0 | 0 | 0 | 0 | 0 | 0 | 0 | 0 | 0 | 0 | 0 | 0 | 0 | 0 | 0 | 0 | 0 | 0 | 0 | 0 | 0 | 0 | 0
F4_Industrial_Industrial - Int_New_Process_Natural Gas_Other Process_E5 | F4 | Industrial | Industrial - Int | New | Process | Natural Gas | Other Process | E5 | RVT BC Ratio | 0 | 0 | 0 | 0 | 0 | 0 | 0 | 0 | 0 | 0 | 0 | 0 | 0 | 0 | 0 | 0 | 0 | 0 | 0 | 0 | 0 | 0 | 0 | 0 | 0 | 0 | 0 | 0 | 0 | 0 | 0 | 0 | 0
F4_Industrial_Industrial - Int_New_Process_Natural Gas_Other Process_E6 | F4 | Industrial | Industrial - Int | New | Process | Natural Gas | Other Process | E6 | RVT BC Ratio | 0 | 0 | 0 | 0 | 0 | 0 | 0 | 0 | 0 | 0 | 0 | 0 | 0 | 0 | 0 | 0 | 0 | 0 | 0 | 0 | 0 | 0 | 0 | 0 | 0 | 0 | 0 | 0 | 0 | 0 | 0 | 0 | 0
F4_Industrial_Industrial - Int_New_Process_Natural Gas_Other Process_E7 | F4 | Industrial | Industrial - Int | New | Process | Natural Gas | Other Process | E7 | RVT BC Ratio | 0 | 0 | 0 | 0 | 0 | 0 | 0 | 0 | 0 | 0 | 0 | 0 | 0 | 0 | 0 | 0 | 0 | 0 | 0 | 0 | 0 | 0 | 0 | 0 | 0 | 0 | 0 | 0 | 0 | 0 | 0 | 0 | 0
F4_Industrial_Industrial - Int_New_Process_Natural Gas_Other Process_E8 | F4 | Industrial | Industrial - Int | New | Process | Natural Gas | Other Process | E8 | RVT BC Ratio | 0 | 0 | 0 | 0 | 0 | 0 | 0 | 0 | 0 | 0 | 0 | 0 | 0 | 0 | 0 | 0 | 0 | 0 | 0 | 0 | 0 | 0 | 0 | 0 | 0 | 0 | 0 | 0 | 0 | 0 | 0 | 0 | 0
F4_Industrial_Industrial - Int_New_Process_Natural Gas_Other Process_E9 | F4 | Industrial | Industrial - Int | New | Process | Natural Gas | Other Process | E9 | RVT BC Ratio | 0 | 0 | 0 | 0 | 0 | 0 | 0 | 0 | 0 | 0 | 0 | 0 | 0 | 0 | 0 | 0 | 0 | 0 | 0 | 0 | 0 | 0 | 0 | 0 | 0 | 0 | 0 | 0 | 0 | 0 | 0 | 0 | 0
F4_Industrial_Industrial - Int_New_Process_Natural Gas_Other Process_E10 | F4 | Industrial | Industrial - Int | New | Process | Natural Gas | Other Process | E10 | RVT BC Ratio | 0 | 0 | 0 | 0 | 0 | 0 | 0 | 0 | 0 | 0 | 0 | 0 | 0 | 0 | 0 | 0 | 0 | 0 | 0 | 0 | 0 | 0 | 0 | 0 | 0 | 0 | 0 | 0 | 0 | 0 | 0 | 0 | 0
F5_Industrial_Industrial - Int_New_Process_Natural Gas_Other Process_E1 | F5 | Industrial | Industrial - Int | New | Process | Natural Gas | Other Process | E1 | RIM BC Ratio | bar: 2019 to 2051
F5_Industrial_Industrial - Int_New_Process_Natural Gas_Other Process_E2 | F5 | Industrial | Industrial - Int | New | Process | Natural Gas | Other Process | E2 | RIM BC Ratio | 0 | 0 | 0 | 0 | 0 | 0 | 0 | 0 | 0 | 0 | 0 | 0 | 0 | 0 | 0 | 0 | 0 | 0 | 0 | 0 | 0 | 0 | 0 | 0 | 0 | 0 | 0 | 0 | 0 | 0 | 0 | 0 | 0
F5_Industrial_Industrial - Int_New_Process_Natural Gas_Other Process_E3 | F5 | Industrial | Industrial - Int | New | Process | Natural Gas | Other Process | E3 | RIM BC Ratio | 0 | 0 | 0 | 0 | 0 | 0 | 0 | 0 | 0 | 0 | 0 | 0 | 0 | 0 | 0 | 0 | 0 | 0 | 0 | 0 | 0 | 0 | 0 | 0 | 0 | 0 | 0 | 0 | 0 | 0 | 0 | 0 | 0
F5_Industrial_Industrial - Int_New_Process_Natural Gas_Other Process_E4 | F5 | Industrial | Industrial - Int | New | Process | Natural Gas | Other Process | E4 | RIM BC Ratio | 0 | 0 | 0 | 0 | 0 | 0 | 0 | 0 | 0 | 0 | 0 | 0 | 0 | 0 | 0 | 0 | 0 | 0 | 0 | 0 | 0 | 0 | 0 | 0 | 0 | 0 | 0 | 0 | 0 | 0 | 0 | 0 | 0
F5_Industrial_Industrial - Int_New_Process_Natural Gas_Other Process_E5 | F5 | Industrial | Industrial - Int | New | Process | Natural Gas | Other Process | E5 | RIM BC Ratio | 0 | 0 | 0 | 0 | 0 | 0 | 0 | 0 | 0 | 0 | 0 | 0 | 0 | 0 | 0 | 0 | 0 | 0 | 0 | 0 | 0 | 0 | 0 | 0 | 0 | 0 | 0 | 0 | 0 | 0 | 0 | 0 | 0
F5_Industrial_Industrial - Int_New_Process_Natural Gas_Other Process_E6 | F5 | Industrial | Industrial - Int | New | Process | Natural Gas | Other Process | E6 | RIM BC Ratio | 0 | 0 | 0 | 0 | 0 | 0 | 0 | 0 | 0 | 0 | 0 | 0 | 0 | 0 | 0 | 0 | 0 | 0 | 0 | 0 | 0 | 0 | 0 | 0 | 0 | 0 | 0 | 0 | 0 | 0 | 0 | 0 | 0
F5_Industrial_Industrial - Int_New_Process_Natural Gas_Other Process_E7 | F5 | Industrial | Industrial - Int | New | Process | Natural Gas | Other Process | E7 | RIM BC Ratio | 0 | 0 | 0 | 0 | 0 | 0 | 0 | 0 | 0 | 0 | 0 | 0 | 0 | 0 | 0 | 0 | 0 | 0 | 0 | 0 | 0 | 0 | 0 | 0 | 0 | 0 | 0 | 0 | 0 | 0 | 0 | 0 | 0
F5_Industrial_Industrial - Int_New_Process_Natural Gas_Other Process_E8 | F5 | Industrial | Industrial - Int | New | Process | Natural Gas | Other Process | E8 | RIM BC Ratio | 0 | 0 | 0 | 0 | 0 | 0 | 0 | 0 | 0 | 0 | 0 | 0 | 0 | 0 | 0 | 0 | 0 | 0 | 0 | 0 | 0 | 0 | 0 | 0 | 0 | 0 | 0 | 0 | 0 | 0 | 0 | 0 | 0
F5_Industrial_Industrial - Int_New_Process_Natural Gas_Other Process_E9 | F5 | Industrial | Industrial - Int | New | Process | Natural Gas | Other Process | E9 | RIM BC Ratio | 0 | 0 | 0 | 0 | 0 | 0 | 0 | 0 | 0 | 0 | 0 | 0 | 0 | 0 | 0 | 0 | 0 | 0 | 0 | 0 | 0 | 0 | 0 | 0 | 0 | 0 | 0 | 0 | 0 | 0 | 0 | 0 | 0
F5_Industrial_Industrial - Int_New_Process_Natural Gas_Other Process_E10 | F5 | Industrial | Industrial - Int | New | Process | Natural Gas | Other Process | E10 | RIM BC Ratio | 0 | 0 | 0 | 0 | 0 | 0 | 0 | 0 | 0 | 0 | 0 | 0 | 0 | 0 | 0 | 0 | 0 | 0 | 0 | 0 | 0 | 0 | 0 | 0 | 0 | 0 | 0 | 0 | 0 | 0 | 0 | 0 | 0
F0_Industrial_Industrial - Int_New_Miscellaneous_Natural Gas_Miscellaneous_E0 | F0 | Industrial | Industrial - Int | New | Miscellaneous | Natural Gas | Miscellaneous | E0 | Economic Unit | Standard | Standard | Standard | Standard | Standard | Standard | Standard | Standard | Standard | Standard | Standard | Standard | Standard | Standard | Standard | Standard | Standard | Standard | Standard | Standard | Standard | Standard | Standard | Standard | Standard | Standard | Standard | Standard | Standard | Standard | Standard | Standard | Standard
F1_Industrial_Industrial - Int_New_Miscellaneous_Natural Gas_Miscellaneous_E1 | F1 | Industrial | Industrial - Int | New | Miscellaneous | Natural Gas | Miscellaneous | E1 | CCE | 0 | 0 | 0 | 0 | 0 | 0 | 0 | 0 | 0 | 0 | 0 | 0 | 0 | 0 | 0 | 0 | 0 | 0 | 0 | 0 | 0 | 0 | 0 | 0 | 0 | 0 | 0 | 0 | 0 | 0 | 0 | 0 | 0
F1_Industrial_Industrial - Int_New_Miscellaneous_Natural Gas_Miscellaneous_E2 | F1 | Industrial | Industrial - Int | New | Miscellaneous | Natural Gas | Miscellaneous | E2 | CCE | 0 | 0 | 0 | 0 | 0 | 0 | 0 | 0 | 0 | 0 | 0 | 0 | 0 | 0 | 0 | 0 | 0 | 0 | 0 | 0 | 0 | 0 | 0 | 0 | 0 | 0 | 0 | 0 | 0 | 0 | 0 | 0 | 0
F1_Industrial_Industrial - Int_New_Miscellaneous_Natural Gas_Miscellaneous_E3 | F1 | Industrial | Industrial - Int | New | Miscellaneous | Natural Gas | Miscellaneous | E3 | CCE | 0 | 0 | 0 | 0 | 0 | 0 | 0 | 0 | 0 | 0 | 0 | 0 | 0 | 0 | 0 | 0 | 0 | 0 | 0 | 0 | 0 | 0 | 0 | 0 | 0 | 0 | 0 | 0 | 0 | 0 | 0 | 0 | 0
F1_Industrial_Industrial - Int_New_Miscellaneous_Natural Gas_Miscellaneous_E4 | F1 | Industrial | Industrial - Int | New | Miscellaneous | Natural Gas | Miscellaneous | E4 | CCE | 0 | 0 | 0 | 0 | 0 | 0 | 0 | 0 | 0 | 0 | 0 | 0 | 0 | 0 | 0 | 0 | 0 | 0 | 0 | 0 | 0 | 0 | 0 | 0 | 0 | 0 | 0 | 0 | 0 | 0 | 0 | 0 | 0
F1_Industrial_Industrial - Int_New_Miscellaneous_Natural Gas_Miscellaneous_E5 | F1 | Industrial | Industrial - Int | New | Miscellaneous | Natural Gas | Miscellaneous | E5 | CCE | 0 | 0 | 0 | 0 | 0 | 0 | 0 | 0 | 0 | 0 | 0 | 0 | 0 | 0 | 0 | 0 | 0 | 0 | 0 | 0 | 0 | 0 | 0 | 0 | 0 | 0 | 0 | 0 | 0 | 0 | 0 | 0 | 0
F1_Industrial_Industrial - Int_New_Miscellaneous_Natural Gas_Miscellaneous_E6 | F1 | Industrial | Industrial - Int | New | Miscellaneous | Natural Gas | Miscellaneous | E6 | CCE | 0 | 0 | 0 | 0 | 0 | 0 | 0 | 0 | 0 | 0 | 0 | 0 | 0 | 0 | 0 | 0 | 0 | 0 | 0 | 0 | 0 | 0 | 0 | 0 | 0 | 0 | 0 | 0 | 0 | 0 | 0 | 0 | 0
F1_Industrial_Industrial - Int_New_Miscellaneous_Natural Gas_Miscellaneous_E7 | F1 | Industrial | Industrial - Int | New | Miscellaneous | Natural Gas | Miscellaneous | E7 | CCE | 0 | 0 | 0 | 0 | 0 | 0 | 0 | 0 | 0 | 0 | 0 | 0 | 0 | 0 | 0 | 0 | 0 | 0 | 0 | 0 | 0 | 0 | 0 | 0 | 0 | 0 | 0 | 0 | 0 | 0 | 0 | 0 | 0
F1_Industrial_Industrial - Int_New_Miscellaneous_Natural Gas_Miscellaneous_E8 | F1 | Industrial | Industrial - Int | New | Miscellaneous | Natural Gas | Miscellaneous | E8 | CCE | 0 | 0 | 0 | 0 | 0 | 0 | 0 | 0 | 0 | 0 | 0 | 0 | 0 | 0 | 0 | 0 | 0 | 0 | 0 | 0 | 0 | 0 | 0 | 0 | 0 | 0 | 0 | 0 | 0 | 0 | 0 | 0 | 0
F1_Industrial_Industrial - Int_New_Miscellaneous_Natural Gas_Miscellaneous_E9 | F1 | Industrial | Industrial - Int | New | Miscellaneous | Natural Gas | Miscellaneous | E9 | CCE | 0 | 0 | 0 | 0 | 0 | 0 | 0 | 0 | 0 | 0 | 0 | 0 | 0 | 0 | 0 | 0 | 0 | 0 | 0 | 0 | 0 | 0 | 0 | 0 | 0 | 0 | 0 | 0 | 0 | 0 | 0 | 0 | 0
F1_Industrial_Industrial - Int_New_Miscellaneous_Natural Gas_Miscellaneous_E10 | F1 | Industrial | Industrial - Int | New | Miscellaneous | Natural Gas | Miscellaneous | E10 | CCE | 0 | 0 | 0 | 0 | 0 | 0 | 0 | 0 | 0 | 0 | 0 | 0 | 0 | 0 | 0 | 0 | 0 | 0 | 0 | 0 | 0 | 0 | 0 | 0 | 0 | 0 | 0 | 0 | 0 | 0 | 0 | 0 | 0
F2_Industrial_Industrial - Int_New_Miscellaneous_Natural Gas_Miscellaneous_E1 | F2 | Industrial | Industrial - Int | New | Miscellaneous | Natural Gas | Miscellaneous | E1 | TRC BC Ratio | bar: 2019 to 2051
F2_Industrial_Industrial - Int_New_Miscellaneous_Natural Gas_Miscellaneous_E2 | F2 | Industrial | Industrial - Int | New | Miscellaneous | Natural Gas | Miscellaneous | E2 | TRC BC Ratio | 0 | 0 | 0 | 0 | 0 | 0 | 0 | 0 | 0 | 0 | 0 | 0 | 0 | 0 | 0 | 0 | 0 | 0 | 0 | 0 | 0 | 0 | 0 | 0 | 0 | 0 | 0 | 0 | 0 | 0 | 0 | 0 | 0
F2_Industrial_Industrial - Int_New_Miscellaneous_Natural Gas_Miscellaneous_E3 | F2 | Industrial | Industrial - Int | New | Miscellaneous | Natural Gas | Miscellaneous | E3 | TRC BC Ratio | 0 | 0 | 0 | 0 | 0 | 0 | 0 | 0 | 0 | 0 | 0 | 0 | 0 | 0 | 0 | 0 | 0 | 0 | 0 | 0 | 0 | 0 | 0 | 0 | 0 | 0 | 0 | 0 | 0 | 0 | 0 | 0 | 0
F2_Industrial_Industrial - Int_New_Miscellaneous_Natural Gas_Miscellaneous_E4 | F2 | Industrial | Industrial - Int | New | Miscellaneous | Natural Gas | Miscellaneous | E4 | TRC BC Ratio | 0 | 0 | 0 | 0 | 0 | 0 | 0 | 0 | 0 | 0 | 0 | 0 | 0 | 0 | 0 | 0 | 0 | 0 | 0 | 0 | 0 | 0 | 0 | 0 | 0 | 0 | 0 | 0 | 0 | 0 | 0 | 0 | 0
F2_Industrial_Industrial - Int_New_Miscellaneous_Natural Gas_Miscellaneous_E5 | F2 | Industrial | Industrial - Int | New | Miscellaneous | Natural Gas | Miscellaneous | E5 | TRC BC Ratio | 0 | 0 | 0 | 0 | 0 | 0 | 0 | 0 | 0 | 0 | 0 | 0 | 0 | 0 | 0 | 0 | 0 | 0 | 0 | 0 | 0 | 0 | 0 | 0 | 0 | 0 | 0 | 0 | 0 | 0 | 0 | 0 | 0
F2_Industrial_Industrial - Int_New_Miscellaneous_Natural Gas_Miscellaneous_E6 | F2 | Industrial | Industrial - Int | New | Miscellaneous | Natural Gas | Miscellaneous | E6 | TRC BC Ratio | 0 | 0 | 0 | 0 | 0 | 0 | 0 | 0 | 0 | 0 | 0 | 0 | 0 | 0 | 0 | 0 | 0 | 0 | 0 | 0 | 0 | 0 | 0 | 0 | 0 | 0 | 0 | 0 | 0 | 0 | 0 | 0 | 0
F2_Industrial_Industrial - Int_New_Miscellaneous_Natural Gas_Miscellaneous_E7 | F2 | Industrial | Industrial - Int | New | Miscellaneous | Natural Gas | Miscellaneous | E7 | TRC BC Ratio | 0 | 0 | 0 | 0 | 0 | 0 | 0 | 0 | 0 | 0 | 0 | 0 | 0 | 0 | 0 | 0 | 0 | 0 | 0 | 0 | 0 | 0 | 0 | 0 | 0 | 0 | 0 | 0 | 0 | 0 | 0 | 0 | 0
F2_Industrial_Industrial - Int_New_Miscellaneous_Natural Gas_Miscellaneous_E8 | F2 | Industrial | Industrial - Int | New | Miscellaneous | Natural Gas | Miscellaneous | E8 | TRC BC Ratio | 0 | 0 | 0 | 0 | 0 | 0 | 0 | 0 | 0 | 0 | 0 | 0 | 0 | 0 | 0 | 0 | 0 | 0 | 0 | 0 | 0 | 0 | 0 | 0 | 0 | 0 | 0 | 0 | 0 | 0 | 0 | 0 | 0
F2_Industrial_Industrial - Int_New_Miscellaneous_Natural Gas_Miscellaneous_E9 | F2 | Industrial | Industrial - Int | New | Miscellaneous | Natural Gas | Miscellaneous | E9 | TRC BC Ratio | 0 | 0 | 0 | 0 | 0 | 0 | 0 | 0 | 0 | 0 | 0 | 0 | 0 | 0 | 0 | 0 | 0 | 0 | 0 | 0 | 0 | 0 | 0 | 0 | 0 | 0 | 0 | 0 | 0 | 0 | 0 | 0 | 0
F2_Industrial_Industrial - Int_New_Miscellaneous_Natural Gas_Miscellaneous_E10 | F2 | Industrial | Industrial - Int | New | Miscellaneous | Natural Gas | Miscellaneous | E10 | TRC BC Ratio | 0 | 0 | 0 | 0 | 0 | 0 | 0 | 0 | 0 | 0 | 0 | 0 | 0 | 0 | 0 | 0 | 0 | 0 | 0 | 0 | 0 | 0 | 0 | 0 | 0 | 0 | 0 | 0 | 0 | 0 | 0 | 0 | 0
F3_Industrial_Industrial - Int_New_Miscellaneous_Natural Gas_Miscellaneous_E1 | F3 | Industrial | Industrial - Int | New | Miscellaneous | Natural Gas | Miscellaneous | E1 | PACT BC Ratio | bar: 2019 to 2051
F3_Industrial_Industrial - Int_New_Miscellaneous_Natural Gas_Miscellaneous_E2 | F3 | Industrial | Industrial - Int | New | Miscellaneous | Natural Gas | Miscellaneous | E2 | PACT BC Ratio | 0 | 0 | 0 | 0 | 0 | 0 | 0 | 0 | 0 | 0 | 0 | 0 | 0 | 0 | 0 | 0 | 0 | 0 | 0 | 0 | 0 | 0 | 0 | 0 | 0 | 0 | 0 | 0 | 0 | 0 | 0 | 0 | 0
F3_Industrial_Industrial - Int_New_Miscellaneous_Natural Gas_Miscellaneous_E3 | F3 | Industrial | Industrial - Int | New | Miscellaneous | Natural Gas | Miscellaneous | E3 | PACT BC Ratio | 0 | 0 | 0 | 0 | 0 | 0 | 0 | 0 | 0 | 0 | 0 | 0 | 0 | 0 | 0 | 0 | 0 | 0 | 0 | 0 | 0 | 0 | 0 | 0 | 0 | 0 | 0 | 0 | 0 | 0 | 0 | 0 | 0
F3_Industrial_Industrial - Int_New_Miscellaneous_Natural Gas_Miscellaneous_E4 | F3 | Industrial | Industrial - Int | New | Miscellaneous | Natural Gas | Miscellaneous | E4 | PACT BC Ratio | 0 | 0 | 0 | 0 | 0 | 0 | 0 | 0 | 0 | 0 | 0 | 0 | 0 | 0 | 0 | 0 | 0 | 0 | 0 | 0 | 0 | 0 | 0 | 0 | 0 | 0 | 0 | 0 | 0 | 0 | 0 | 0 | 0
F3_Industrial_Industrial - Int_New_Miscellaneous_Natural Gas_Miscellaneous_E5 | F3 | Industrial | Industrial - Int | New | Miscellaneous | Natural Gas | Miscellaneous | E5 | PACT BC Ratio | 0 | 0 | 0 | 0 | 0 | 0 | 0 | 0 | 0 | 0 | 0 | 0 | 0 | 0 | 0 | 0 | 0 | 0 | 0 | 0 | 0 | 0 | 0 | 0 | 0 | 0 | 0 | 0 | 0 | 0 | 0 | 0 | 0
F3_Industrial_Industrial - Int_New_Miscellaneous_Natural Gas_Miscellaneous_E6 | F3 | Industrial | Industrial - Int | New | Miscellaneous | Natural Gas | Miscellaneous | E6 | PACT BC Ratio | 0 | 0 | 0 | 0 | 0 | 0 | 0 | 0 | 0 | 0 | 0 | 0 | 0 | 0 | 0 | 0 | 0 | 0 | 0 | 0 | 0 | 0 | 0 | 0 | 0 | 0 | 0 | 0 | 0 | 0 | 0 | 0 | 0
F3_Industrial_Industrial - Int_New_Miscellaneous_Natural Gas_Miscellaneous_E7 | F3 | Industrial | Industrial - Int | New | Miscellaneous | Natural Gas | Miscellaneous | E7 | PACT BC Ratio | 0 | 0 | 0 | 0 | 0 | 0 | 0 | 0 | 0 | 0 | 0 | 0 | 0 | 0 | 0 | 0 | 0 | 0 | 0 | 0 | 0 | 0 | 0 | 0 | 0 | 0 | 0 | 0 | 0 | 0 | 0 | 0 | 0
F3_Industrial_Industrial - Int_New_Miscellaneous_Natural Gas_Miscellaneous_E8 | F3 | Industrial | Industrial - Int | New | Miscellaneous | Natural Gas | Miscellaneous | E8 | PACT BC Ratio | 0 | 0 | 0 | 0 | 0 | 0 | 0 | 0 | 0 | 0 | 0 | 0 | 0 | 0 | 0 | 0 | 0 | 0 | 0 | 0 | 0 | 0 | 0 | 0 | 0 | 0 | 0 | 0 | 0 | 0 | 0 | 0 | 0
F3_Industrial_Industrial - Int_New_Miscellaneous_Natural Gas_Miscellaneous_E9 | F3 | Industrial | Industrial - Int | New | Miscellaneous | Natural Gas | Miscellaneous | E9 | PACT BC Ratio | 0 | 0 | 0 | 0 | 0 | 0 | 0 | 0 | 0 | 0 | 0 | 0 | 0 | 0 | 0 | 0 | 0 | 0 | 0 | 0 | 0 | 0 | 0 | 0 | 0 | 0 | 0 | 0 | 0 | 0 | 0 | 0 | 0
F3_Industrial_Industrial - Int_New_Miscellaneous_Natural Gas_Miscellaneous_E10 | F3 | Industrial | Industrial - Int | New | Miscellaneous | Natural Gas | Miscellaneous | E10 | PACT BC Ratio | 0 | 0 | 0 | 0 | 0 | 0 | 0 | 0 | 0 | 0 | 0 | 0 | 0 | 0 | 0 | 0 | 0 | 0 | 0 | 0 | 0 | 0 | 0 | 0 | 0 | 0 | 0 | 0 | 0 | 0 | 0 | 0 | 0
F4_Industrial_Industrial - Int_New_Miscellaneous_Natural Gas_Miscellaneous_E1 | F4 | Industrial | Industrial - Int | New | Miscellaneous | Natural Gas | Miscellaneous | E1 | RVT BC Ratio | bar: 2019 to 2051
F4_Industrial_Industrial - Int_New_Miscellaneous_Natural Gas_Miscellaneous_E2 | F4 | Industrial | Industrial - Int | New | Miscellaneous | Natural Gas | Miscellaneous | E2 | RVT BC Ratio | 0 | 0 | 0 | 0 | 0 | 0 | 0 | 0 | 0 | 0 | 0 | 0 | 0 | 0 | 0 | 0 | 0 | 0 | 0 | 0 | 0 | 0 | 0 | 0 | 0 | 0 | 0 | 0 | 0 | 0 | 0 | 0 | 0
F4_Industrial_Industrial - Int_New_Miscellaneous_Natural Gas_Miscellaneous_E3 | F4 | Industrial | Industrial - Int | New | Miscellaneous | Natural Gas | Miscellaneous | E3 | RVT BC Ratio | 0 | 0 | 0 | 0 | 0 | 0 | 0 | 0 | 0 | 0 | 0 | 0 | 0 | 0 | 0 | 0 | 0 | 0 | 0 | 0 | 0 | 0 | 0 | 0 | 0 | 0 | 0 | 0 | 0 | 0 | 0 | 0 | 0
F4_Industrial_Industrial - Int_New_Miscellaneous_Natural Gas_Miscellaneous_E4 | F4 | Industrial | Industrial - Int | New | Miscellaneous | Natural Gas | Miscellaneous | E4 | RVT BC Ratio | 0 | 0 | 0 | 0 | 0 | 0 | 0 | 0 | 0 | 0 | 0 | 0 | 0 | 0 | 0 | 0 | 0 | 0 | 0 | 0 | 0 | 0 | 0 | 0 | 0 | 0 | 0 | 0 | 0 | 0 | 0 | 0 | 0
F4_Industrial_Industrial - Int_New_Miscellaneous_Natural Gas_Miscellaneous_E5 | F4 | Industrial | Industrial - Int | New | Miscellaneous | Natural Gas | Miscellaneous | E5 | RVT BC Ratio | 0 | 0 | 0 | 0 | 0 | 0 | 0 | 0 | 0 | 0 | 0 | 0 | 0 | 0 | 0 | 0 | 0 | 0 | 0 | 0 | 0 | 0 | 0 | 0 | 0 | 0 | 0 | 0 | 0 | 0 | 0 | 0 | 0
F4_Industrial_Industrial - Int_New_Miscellaneous_Natural Gas_Miscellaneous_E6 | F4 | Industrial | Industrial - Int | New | Miscellaneous | Natural Gas | Miscellaneous | E6 | RVT BC Ratio | 0 | 0 | 0 | 0 | 0 | 0 | 0 | 0 | 0 | 0 | 0 | 0 | 0 | 0 | 0 | 0 | 0 | 0 | 0 | 0 | 0 | 0 | 0 | 0 | 0 | 0 | 0 | 0 | 0 | 0 | 0 | 0 | 0
F4_Industrial_Industrial - Int_New_Miscellaneous_Natural Gas_Miscellaneous_E7 | F4 | Industrial | Industrial - Int | New | Miscellaneous | Natural Gas | Miscellaneous | E7 | RVT BC Ratio | 0 | 0 | 0 | 0 | 0 | 0 | 0 | 0 | 0 | 0 | 0 | 0 | 0 | 0 | 0 | 0 | 0 | 0 | 0 | 0 | 0 | 0 | 0 | 0 | 0 | 0 | 0 | 0 | 0 | 0 | 0 | 0 | 0
F4_Industrial_Industrial - Int_New_Miscellaneous_Natural Gas_Miscellaneous_E8 | F4 | Industrial | Industrial - Int | New | Miscellaneous | Natural Gas | Miscellaneous | E8 | RVT BC Ratio | 0 | 0 | 0 | 0 | 0 | 0 | 0 | 0 | 0 | 0 | 0 | 0 | 0 | 0 | 0 | 0 | 0 | 0 | 0 | 0 | 0 | 0 | 0 | 0 | 0 | 0 | 0 | 0 | 0 | 0 | 0 | 0 | 0
F4_Industrial_Industrial - Int_New_Miscellaneous_Natural Gas_Miscellaneous_E9 | F4 | Industrial | Industrial - Int | New | Miscellaneous | Natural Gas | Miscellaneous | E9 | RVT BC Ratio | 0 | 0 | 0 | 0 | 0 | 0 | 0 | 0 | 0 | 0 | 0 | 0 | 0 | 0 | 0 | 0 | 0 | 0 | 0 | 0 | 0 | 0 | 0 | 0 | 0 | 0 | 0 | 0 | 0 | 0 | 0 | 0 | 0
F4_Industrial_Industrial - Int_New_Miscellaneous_Natural Gas_Miscellaneous_E10 | F4 | Industrial | Industrial - Int | New | Miscellaneous | Natural Gas | Miscellaneous | E10 | RVT BC Ratio | 0 | 0 | 0 | 0 | 0 | 0 | 0 | 0 | 0 | 0 | 0 | 0 | 0 | 0 | 0 | 0 | 0 | 0 | 0 | 0 | 0 | 0 | 0 | 0 | 0 | 0 | 0 | 0 | 0 | 0 | 0 | 0 | 0
F5_Industrial_Industrial - Int_New_Miscellaneous_Natural Gas_Miscellaneous_E1 | F5 | Industrial | Industrial - Int | New | Miscellaneous | Natural Gas | Miscellaneous | E1 | RIM BC Ratio | bar: 2019 to 2051
F5_Industrial_Industrial - Int_New_Miscellaneous_Natural Gas_Miscellaneous_E2 | F5 | Industrial | Industrial - Int | New | Miscellaneous | Natural Gas | Miscellaneous | E2 | RIM BC Ratio | 0 | 0 | 0 | 0 | 0 | 0 | 0 | 0 | 0 | 0 | 0 | 0 | 0 | 0 | 0 | 0 | 0 | 0 | 0 | 0 | 0 | 0 | 0 | 0 | 0 | 0 | 0 | 0 | 0 | 0 | 0 | 0 | 0
F5_Industrial_Industrial - Int_New_Miscellaneous_Natural Gas_Miscellaneous_E3 | F5 | Industrial | Industrial - Int | New | Miscellaneous | Natural Gas | Miscellaneous | E3 | RIM BC Ratio | 0 | 0 | 0 | 0 | 0 | 0 | 0 | 0 | 0 | 0 | 0 | 0 | 0 | 0 | 0 | 0 | 0 | 0 | 0 | 0 | 0 | 0 | 0 | 0 | 0 | 0 | 0 | 0 | 0 | 0 | 0 | 0 | 0
F5_Industrial_Industrial - Int_New_Miscellaneous_Natural Gas_Miscellaneous_E4 | F5 | Industrial | Industrial - Int | New | Miscellaneous | Natural Gas | Miscellaneous | E4 | RIM BC Ratio | 0 | 0 | 0 | 0 | 0 | 0 | 0 | 0 | 0 | 0 | 0 | 0 | 0 | 0 | 0 | 0 | 0 | 0 | 0 | 0 | 0 | 0 | 0 | 0 | 0 | 0 | 0 | 0 | 0 | 0 | 0 | 0 | 0
F5_Industrial_Industrial - Int_New_Miscellaneous_Natural Gas_Miscellaneous_E5 | F5 | Industrial | Industrial - Int | New | Miscellaneous | Natural Gas | Miscellaneous | E5 | RIM BC Ratio | 0 | 0 | 0 | 0 | 0 | 0 | 0 | 0 | 0 | 0 | 0 | 0 | 0 | 0 | 0 | 0 | 0 | 0 | 0 | 0 | 0 | 0 | 0 | 0 | 0 | 0 | 0 | 0 | 0 | 0 | 0 | 0 | 0
F5_Industrial_Industrial - Int_New_Miscellaneous_Natural Gas_Miscellaneous_E6 | F5 | Industrial | Industrial - Int | New | Miscellaneous | Natural Gas | Miscellaneous | E6 | RIM BC Ratio | 0 | 0 | 0 | 0 | 0 | 0 | 0 | 0 | 0 | 0 | 0 | 0 | 0 | 0 | 0 | 0 | 0 | 0 | 0 | 0 | 0 | 0 | 0 | 0 | 0 | 0 | 0 | 0 | 0 | 0 | 0 | 0 | 0
F5_Industrial_Industrial - Int_New_Miscellaneous_Natural Gas_Miscellaneous_E7 | F5 | Industrial | Industrial - Int | New | Miscellaneous | Natural Gas | Miscellaneous | E7 | RIM BC Ratio | 0 | 0 | 0 | 0 | 0 | 0 | 0 | 0 | 0 | 0 | 0 | 0 | 0 | 0 | 0 | 0 | 0 | 0 | 0 | 0 | 0 | 0 | 0 | 0 | 0 | 0 | 0 | 0 | 0 | 0 | 0 | 0 | 0
F5_Industrial_Industrial - Int_New_Miscellaneous_Natural Gas_Miscellaneous_E8 | F5 | Industrial | Industrial - Int | New | Miscellaneous | Natural Gas | Miscellaneous | E8 | RIM BC Ratio | 0 | 0 | 0 | 0 | 0 | 0 | 0 | 0 | 0 | 0 | 0 | 0 | 0 | 0 | 0 | 0 | 0 | 0 | 0 | 0 | 0 | 0 | 0 | 0 | 0 | 0 | 0 | 0 | 0 | 0 | 0 | 0 | 0
F5_Industrial_Industrial - Int_New_Miscellaneous_Natural Gas_Miscellaneous_E9 | F5 | Industrial | Industrial - Int | New | Miscellaneous | Natural Gas | Miscellaneous | E9 | RIM BC Ratio | 0 | 0 | 0 | 0 | 0 | 0 | 0 | 0 | 0 | 0 | 0 | 0 | 0 | 0 | 0 | 0 | 0 | 0 | 0 | 0 | 0 | 0 | 0 | 0 | 0 | 0 | 0 | 0 | 0 | 0 | 0 | 0 | 0
F5_Industrial_Industrial - Int_New_Miscellaneous_Natural Gas_Miscellaneous_E10 | F5 | Industrial | Industrial - Int | New | Miscellaneous | Natural Gas | Miscellaneous | E10 | RIM BC Ratio | 0 | 0 | 0 | 0 | 0 | 0 | 0 | 0 | 0 | 0 | 0 | 0 | 0 | 0 | 0 | 0 | 0 | 0 | 0 | 0 | 0 | 0 | 0 | 0 | 0 | 0 | 0 | 0 | 0 | 0 | 0 | 0 | 0
F0_Industrial_Electronics Manufacturing_Existing_Space Heating_Natural Gas_Furnace_E0 | F0 | Industrial | Electronics Manufacturing | Existing | Space Heating | Natural Gas | Furnace | E0 | Economic Unit | 0 | 0 | 0 | 0 | 0 | 0 | 0 | 0 | 0 | 0 | 0 | 0 | 0 | 0 | 0 | 0 | 0 | 0 | 0 | 0 | 0 | 0 | 0 | 0 | 0 | 0 | 0 | 0 | 0 | 0 | 0 | 0 | 0
F1_Industrial_Electronics Manufacturing_Existing_Space Heating_Natural Gas_Furnace_E1 | F1 | Industrial | Electronics Manufacturing | Existing | Space Heating | Natural Gas | Furnace | E1 | CCE | 0 | 0 | 0 | 0 | 0 | 0 | 0 | 0 | 0 | 0 | 0 | 0 | 0 | 0 | 0 | 0 | 0 | 0 | 0 | 0 | 0 | 0 | 0 | 0 | 0 | 0 | 0 | 0 | 0 | 0 | 0 | 0 | 0
F1_Industrial_Electronics Manufacturing_Existing_Space Heating_Natural Gas_Furnace_E2 | F1 | Industrial | Electronics Manufacturing | Existing | Space Heating | Natural Gas | Furnace | E2 | CCE | 0 | 0 | 0 | 0 | 0 | 0 | 0 | 0 | 0 | 0 | 0 | 0 | 0 | 0 | 0 | 0 | 0 | 0 | 0 | 0 | 0 | 0 | 0 | 0 | 0 | 0 | 0 | 0 | 0 | 0 | 0 | 0 | 0
F1_Industrial_Electronics Manufacturing_Existing_Space Heating_Natural Gas_Furnace_E3 | F1 | Industrial | Electronics Manufacturing | Existing | Space Heating | Natural Gas | Furnace | E3 | CCE | 0 | 0 | 0 | 0 | 0 | 0 | 0 | 0 | 0 | 0 | 0 | 0 | 0 | 0 | 0 | 0 | 0 | 0 | 0 | 0 | 0 | 0 | 0 | 0 | 0 | 0 | 0 | 0 | 0 | 0 | 0 | 0 | 0
F1_Industrial_Electronics Manufacturing_Existing_Space Heating_Natural Gas_Furnace_E4 | F1 | Industrial | Electronics Manufacturing | Existing | Space Heating | Natural Gas | Furnace | E4 | CCE | 0 | 0 | 0 | 0 | 0 | 0 | 0 | 0 | 0 | 0 | 0 | 0 | 0 | 0 | 0 | 0 | 0 | 0 | 0 | 0 | 0 | 0 | 0 | 0 | 0 | 0 | 0 | 0 | 0 | 0 | 0 | 0 | 0
F1_Industrial_Electronics Manufacturing_Existing_Space Heating_Natural Gas_Furnace_E5 | F1 | Industrial | Electronics Manufacturing | Existing | Space Heating | Natural Gas | Furnace | E5 | CCE | 0 | 0 | 0 | 0 | 0 | 0 | 0 | 0 | 0 | 0 | 0 | 0 | 0 | 0 | 0 | 0 | 0 | 0 | 0 | 0 | 0 | 0 | 0 | 0 | 0 | 0 | 0 | 0 | 0 | 0 | 0 | 0 | 0
F1_Industrial_Electronics Manufacturing_Existing_Space Heating_Natural Gas_Furnace_E6 | F1 | Industrial | Electronics Manufacturing | Existing | Space Heating | Natural Gas | Furnace | E6 | CCE | 0 | 0 | 0 | 0 | 0 | 0 | 0 | 0 | 0 | 0 | 0 | 0 | 0 | 0 | 0 | 0 | 0 | 0 | 0 | 0 | 0 | 0 | 0 | 0 | 0 | 0 | 0 | 0 | 0 | 0 | 0 | 0 | 0
F1_Industrial_Electronics Manufacturing_Existing_Space Heating_Natural Gas_Furnace_E7 | F1 | Industrial | Electronics Manufacturing | Existing | Space Heating | Natural Gas | Furnace | E7 | CCE | 0 | 0 | 0 | 0 | 0 | 0 | 0 | 0 | 0 | 0 | 0 | 0 | 0 | 0 | 0 | 0 | 0 | 0 | 0 | 0 | 0 | 0 | 0 | 0 | 0 | 0 | 0 | 0 | 0 | 0 | 0 | 0 | 0
F1_Industrial_Electronics Manufacturing_Existing_Space Heating_Natural Gas_Furnace_E8 | F1 | Industrial | Electronics Manufacturing | Existing | Space Heating | Natural Gas | Furnace | E8 | CCE | 0 | 0 | 0 | 0 | 0 | 0 | 0 | 0 | 0 | 0 | 0 | 0 | 0 | 0 | 0 | 0 | 0 | 0 | 0 | 0 | 0 | 0 | 0 | 0 | 0 | 0 | 0 | 0 | 0 | 0 | 0 | 0 | 0
F1_Industrial_Electronics Manufacturing_Existing_Space Heating_Natural Gas_Furnace_E9 | F1 | Industrial | Electronics Manufacturing | Existing | Space Heating | Natural Gas | Furnace | E9 | CCE | 0 | 0 | 0 | 0 | 0 | 0 | 0 | 0 | 0 | 0 | 0 | 0 | 0 | 0 | 0 | 0 | 0 | 0 | 0 | 0 | 0 | 0 | 0 | 0 | 0 | 0 | 0 | 0 | 0 | 0 | 0 | 0 | 0
F1_Industrial_Electronics Manufacturing_Existing_Space Heating_Natural Gas_Furnace_E10 | F1 | Industrial | Electronics Manufacturing | Existing | Space Heating | Natural Gas | Furnace | E10 | CCE | 0 | 0 | 0 | 0 | 0 | 0 | 0 | 0 | 0 | 0 | 0 | 0 | 0 | 0 | 0 | 0 | 0 | 0 | 0 | 0 | 0 | 0 | 0 | 0 | 0 | 0 | 0 | 0 | 0 | 0 | 0 | 0 | 0
F2_Industrial_Electronics Manufacturing_Existing_Space Heating_Natural Gas_Furnace_E1 | F2 | Industrial | Electronics Manufacturing | Existing | Space Heating | Natural Gas | Furnace | E1 | TRC BC Ratio | 0 | 0 | 0 | 0 | 0 | 0 | 0 | 0 | 0 | 0 | 0 | 0 | 0 | 0 | 0 | 0 | 0 | 0 | 0 | 0 | 0 | 0 | 0 | 0 | 0 | 0 | 0 | 0 | 0 | 0 | 0 | 0 | 0
F2_Industrial_Electronics Manufacturing_Existing_Space Heating_Natural Gas_Furnace_E2 | F2 | Industrial | Electronics Manufacturing | Existing | Space Heating | Natural Gas | Furnace | E2 | TRC BC Ratio | 0 | 0 | 0 | 0 | 0 | 0 | 0 | 0 | 0 | 0 | 0 | 0 | 0 | 0 | 0 | 0 | 0 | 0 | 0 | 0 | 0 | 0 | 0 | 0 | 0 | 0 | 0 | 0 | 0 | 0 | 0 | 0 | 0
F2_Industrial_Electronics Manufacturing_Existing_Space Heating_Natural Gas_Furnace_E3 | F2 | Industrial | Electronics Manufacturing | Existing | Space Heating | Natural Gas | Furnace | E3 | TRC BC Ratio | 0 | 0 | 0 | 0 | 0 | 0 | 0 | 0 | 0 | 0 | 0 | 0 | 0 | 0 | 0 | 0 | 0 | 0 | 0 | 0 | 0 | 0 | 0 | 0 | 0 | 0 | 0 | 0 | 0 | 0 | 0 | 0 | 0
F2_Industrial_Electronics Manufacturing_Existing_Space Heating_Natural Gas_Furnace_E4 | F2 | Industrial | Electronics Manufacturing | Existing | Space Heating | Natural Gas | Furnace | E4 | TRC BC Ratio | 0 | 0 | 0 | 0 | 0 | 0 | 0 | 0 | 0 | 0 | 0 | 0 | 0 | 0 | 0 | 0 | 0 | 0 | 0 | 0 | 0 | 0 | 0 | 0 | 0 | 0 | 0 | 0 | 0 | 0 | 0 | 0 | 0
F2_Industrial_Electronics Manufacturing_Existing_Space Heating_Natural Gas_Furnace_E5 | F2 | Industrial | Electronics Manufacturing | Existing | Space Heating | Natural Gas | Furnace | E5 | TRC BC Ratio | 0 | 0 | 0 | 0 | 0 | 0 | 0 | 0 | 0 | 0 | 0 | 0 | 0 | 0 | 0 | 0 | 0 | 0 | 0 | 0 | 0 | 0 | 0 | 0 | 0 | 0 | 0 | 0 | 0 | 0 | 0 | 0 | 0
F2_Industrial_Electronics Manufacturing_Existing_Space Heating_Natural Gas_Furnace_E6 | F2 | Industrial | Electronics Manufacturing | Existing | Space Heating | Natural Gas | Furnace | E6 | TRC BC Ratio | 0 | 0 | 0 | 0 | 0 | 0 | 0 | 0 | 0 | 0 | 0 | 0 | 0 | 0 | 0 | 0 | 0 | 0 | 0 | 0 | 0 | 0 | 0 | 0 | 0 | 0 | 0 | 0 | 0 | 0 | 0 | 0 | 0
F2_Industrial_Electronics Manufacturing_Existing_Space Heating_Natural Gas_Furnace_E7 | F2 | Industrial | Electronics Manufacturing | Existing | Space Heating | Natural Gas | Furnace | E7 | TRC BC Ratio | 0 | 0 | 0 | 0 | 0 | 0 | 0 | 0 | 0 | 0 | 0 | 0 | 0 | 0 | 0 | 0 | 0 | 0 | 0 | 0 | 0 | 0 | 0 | 0 | 0 | 0 | 0 | 0 | 0 | 0 | 0 | 0 | 0
F2_Industrial_Electronics Manufacturing_Existing_Space Heating_Natural Gas_Furnace_E8 | F2 | Industrial | Electronics Manufacturing | Existing | Space Heating | Natural Gas | Furnace | E8 | TRC BC Ratio | 0 | 0 | 0 | 0 | 0 | 0 | 0 | 0 | 0 | 0 | 0 | 0 | 0 | 0 | 0 | 0 | 0 | 0 | 0 | 0 | 0 | 0 | 0 | 0 | 0 | 0 | 0 | 0 | 0 | 0 | 0 | 0 | 0
F2_Industrial_Electronics Manufacturing_Existing_Space Heating_Natural Gas_Furnace_E9 | F2 | Industrial | Electronics Manufacturing | Existing | Space Heating | Natural Gas | Furnace | E9 | TRC BC Ratio | 0 | 0 | 0 | 0 | 0 | 0 | 0 | 0 | 0 | 0 | 0 | 0 | 0 | 0 | 0 | 0 | 0 | 0 | 0 | 0 | 0 | 0 | 0 | 0 | 0 | 0 | 0 | 0 | 0 | 0 | 0 | 0 | 0
F2_Industrial_Electronics Manufacturing_Existing_Space Heating_Natural Gas_Furnace_E10 | F2 | Industrial | Electronics Manufacturing | Existing | Space Heating | Natural Gas | Furnace | E10 | TRC BC Ratio | 0 | 0 | 0 | 0 | 0 | 0 | 0 | 0 | 0 | 0 | 0 | 0 | 0 | 0 | 0 | 0 | 0 | 0 | 0 | 0 | 0 | 0 | 0 | 0 | 0 | 0 | 0 | 0 | 0 | 0 | 0 | 0 | 0
F3_Industrial_Electronics Manufacturing_Existing_Space Heating_Natural Gas_Furnace_E1 | F3 | Industrial | Electronics Manufacturing | Existing | Space Heating | Natural Gas | Furnace | E1 | PACT BC Ratio | 0 | 0 | 0 | 0 | 0 | 0 | 0 | 0 | 0 | 0 | 0 | 0 | 0 | 0 | 0 | 0 | 0 | 0 | 0 | 0 | 0 | 0 | 0 | 0 | 0 | 0 | 0 | 0 | 0 | 0 | 0 | 0 | 0
F3_Industrial_Electronics Manufacturing_Existing_Space Heating_Natural Gas_Furnace_E2 | F3 | Industrial | Electronics Manufacturing | Existing | Space Heating | Natural Gas | Furnace | E2 | PACT BC Ratio | 0 | 0 | 0 | 0 | 0 | 0 | 0 | 0 | 0 | 0 | 0 | 0 | 0 | 0 | 0 | 0 | 0 | 0 | 0 | 0 | 0 | 0 | 0 | 0 | 0 | 0 | 0 | 0 | 0 | 0 | 0 | 0 | 0
F3_Industrial_Electronics Manufacturing_Existing_Space Heating_Natural Gas_Furnace_E3 | F3 | Industrial | Electronics Manufacturing | Existing | Space Heating | Natural Gas | Furnace | E3 | PACT BC Ratio | 0 | 0 | 0 | 0 | 0 | 0 | 0 | 0 | 0 | 0 | 0 | 0 | 0 | 0 | 0 | 0 | 0 | 0 | 0 | 0 | 0 | 0 | 0 | 0 | 0 | 0 | 0 | 0 | 0 | 0 | 0 | 0 | 0
F3_Industrial_Electronics Manufacturing_Existing_Space Heating_Natural Gas_Furnace_E4 | F3 | Industrial | Electronics Manufacturing | Existing | Space Heating | Natural Gas | Furnace | E4 | PACT BC Ratio | 0 | 0 | 0 | 0 | 0 | 0 | 0 | 0 | 0 | 0 | 0 | 0 | 0 | 0 | 0 | 0 | 0 | 0 | 0 | 0 | 0 | 0 | 0 | 0 | 0 | 0 | 0 | 0 | 0 | 0 | 0 | 0 | 0
F3_Industrial_Electronics Manufacturing_Existing_Space Heating_Natural Gas_Furnace_E5 | F3 | Industrial | Electronics Manufacturing | Existing | Space Heating | Natural Gas | Furnace | E5 | PACT BC Ratio | 0 | 0 | 0 | 0 | 0 | 0 | 0 | 0 | 0 | 0 | 0 | 0 | 0 | 0 | 0 | 0 | 0 | 0 | 0 | 0 | 0 | 0 | 0 | 0 | 0 | 0 | 0 | 0 | 0 | 0 | 0 | 0 | 0
F3_Industrial_Electronics Manufacturing_Existing_Space Heating_Natural Gas_Furnace_E6 | F3 | Industrial | Electronics Manufacturing | Existing | Space Heating | Natural Gas | Furnace | E6 | PACT BC Ratio | 0 | 0 | 0 | 0 | 0 | 0 | 0 | 0 | 0 | 0 | 0 | 0 | 0 | 0 | 0 | 0 | 0 | 0 | 0 | 0 | 0 | 0 | 0 | 0 | 0 | 0 | 0 | 0 | 0 | 0 | 0 | 0 | 0
F3_Industrial_Electronics Manufacturing_Existing_Space Heating_Natural Gas_Furnace_E7 | F3 | Industrial | Electronics Manufacturing | Existing | Space Heating | Natural Gas | Furnace | E7 | PACT BC Ratio | 0 | 0 | 0 | 0 | 0 | 0 | 0 | 0 | 0 | 0 | 0 | 0 | 0 | 0 | 0 | 0 | 0 | 0 | 0 | 0 | 0 | 0 | 0 | 0 | 0 | 0 | 0 | 0 | 0 | 0 | 0 | 0 | 0
F3_Industrial_Electronics Manufacturing_Existing_Space Heating_Natural Gas_Furnace_E8 | F3 | Industrial | Electronics Manufacturing | Existing | Space Heating | Natural Gas | Furnace | E8 | PACT BC Ratio | 0 | 0 | 0 | 0 | 0 | 0 | 0 | 0 | 0 | 0 | 0 | 0 | 0 | 0 | 0 | 0 | 0 | 0 | 0 | 0 | 0 | 0 | 0 | 0 | 0 | 0 | 0 | 0 | 0 | 0 | 0 | 0 | 0
F3_Industrial_Electronics Manufacturing_Existing_Space Heating_Natural Gas_Furnace_E9 | F3 | Industrial | Electronics Manufacturing | Existing | Space Heating | Natural Gas | Furnace | E9 | PACT BC Ratio | 0 | 0 | 0 | 0 | 0 | 0 | 0 | 0 | 0 | 0 | 0 | 0 | 0 | 0 | 0 | 0 | 0 | 0 | 0 | 0 | 0 | 0 | 0 | 0 | 0 | 0 | 0 | 0 | 0 | 0 | 0 | 0 | 0
F3_Industrial_Electronics Manufacturing_Existing_Space Heating_Natural Gas_Furnace_E10 | F3 | Industrial | Electronics Manufacturing | Existing | Space Heating | Natural Gas | Furnace | E10 | PACT BC Ratio | 0 | 0 | 0 | 0 | 0 | 0 | 0 | 0 | 0 | 0 | 0 | 0 | 0 | 0 | 0 | 0 | 0 | 0 | 0 | 0 | 0 | 0 | 0 | 0 | 0 | 0 | 0 | 0 | 0 | 0 | 0 | 0 | 0
F4_Industrial_Electronics Manufacturing_Existing_Space Heating_Natural Gas_Furnace_E1 | F4 | Industrial | Electronics Manufacturing | Existing | Space Heating | Natural Gas | Furnace | E1 | RVT BC Ratio | 0 | 0 | 0 | 0 | 0 | 0 | 0 | 0 | 0 | 0 | 0 | 0 | 0 | 0 | 0 | 0 | 0 | 0 | 0 | 0 | 0 | 0 | 0 | 0 | 0 | 0 | 0 | 0 | 0 | 0 | 0 | 0 | 0
F4_Industrial_Electronics Manufacturing_Existing_Space Heating_Natural Gas_Furnace_E2 | F4 | Industrial | Electronics Manufacturing | Existing | Space Heating | Natural Gas | Furnace | E2 | RVT BC Ratio | 0 | 0 | 0 | 0 | 0 | 0 | 0 | 0 | 0 | 0 | 0 | 0 | 0 | 0 | 0 | 0 | 0 | 0 | 0 | 0 | 0 | 0 | 0 | 0 | 0 | 0 | 0 | 0 | 0 | 0 | 0 | 0 | 0
F4_Industrial_Electronics Manufacturing_Existing_Space Heating_Natural Gas_Furnace_E3 | F4 | Industrial | Electronics Manufacturing | Existing | Space Heating | Natural Gas | Furnace | E3 | RVT BC Ratio | 0 | 0 | 0 | 0 | 0 | 0 | 0 | 0 | 0 | 0 | 0 | 0 | 0 | 0 | 0 | 0 | 0 | 0 | 0 | 0 | 0 | 0 | 0 | 0 | 0 | 0 | 0 | 0 | 0 | 0 | 0 | 0 | 0
F4_Industrial_Electronics Manufacturing_Existing_Space Heating_Natural Gas_Furnace_E4 | F4 | Industrial | Electronics Manufacturing | Existing | Space Heating | Natural Gas | Furnace | E4 | RVT BC Ratio | 0 | 0 | 0 | 0 | 0 | 0 | 0 | 0 | 0 | 0 | 0 | 0 | 0 | 0 | 0 | 0 | 0 | 0 | 0 | 0 | 0 | 0 | 0 | 0 | 0 | 0 | 0 | 0 | 0 | 0 | 0 | 0 | 0
F4_Industrial_Electronics Manufacturing_Existing_Space Heating_Natural Gas_Furnace_E5 | F4 | Industrial | Electronics Manufacturing | Existing | Space Heating | Natural Gas | Furnace | E5 | RVT BC Ratio | 0 | 0 | 0 | 0 | 0 | 0 | 0 | 0 | 0 | 0 | 0 | 0 | 0 | 0 | 0 | 0 | 0 | 0 | 0 | 0 | 0 | 0 | 0 | 0 | 0 | 0 | 0 | 0 | 0 | 0 | 0 | 0 | 0
F4_Industrial_Electronics Manufacturing_Existing_Space Heating_Natural Gas_Furnace_E6 | F4 | Industrial | Electronics Manufacturing | Existing | Space Heating | Natural Gas | Furnace | E6 | RVT BC Ratio | 0 | 0 | 0 | 0 | 0 | 0 | 0 | 0 | 0 | 0 | 0 | 0 | 0 | 0 | 0 | 0 | 0 | 0 | 0 | 0 | 0 | 0 | 0 | 0 | 0 | 0 | 0 | 0 | 0 | 0 | 0 | 0 | 0
F4_Industrial_Electronics Manufacturing_Existing_Space Heating_Natural Gas_Furnace_E7 | F4 | Industrial | Electronics Manufacturing | Existing | Space Heating | Natural Gas | Furnace | E7 | RVT BC Ratio | 0 | 0 | 0 | 0 | 0 | 0 | 0 | 0 | 0 | 0 | 0 | 0 | 0 | 0 | 0 | 0 | 0 | 0 | 0 | 0 | 0 | 0 | 0 | 0 | 0 | 0 | 0 | 0 | 0 | 0 | 0 | 0 | 0
F4_Industrial_Electronics Manufacturing_Existing_Space Heating_Natural Gas_Furnace_E8 | F4 | Industrial | Electronics Manufacturing | Existing | Space Heating | Natural Gas | Furnace | E8 | RVT BC Ratio | 0 | 0 | 0 | 0 | 0 | 0 | 0 | 0 | 0 | 0 | 0 | 0 | 0 | 0 | 0 | 0 | 0 | 0 | 0 | 0 | 0 | 0 | 0 | 0 | 0 | 0 | 0 | 0 | 0 | 0 | 0 | 0 | 0
F4_Industrial_Electronics Manufacturing_Existing_Space Heating_Natural Gas_Furnace_E9 | F4 | Industrial | Electronics Manufacturing | Existing | Space Heating | Natural Gas | Furnace | E9 | RVT BC Ratio | 0 | 0 | 0 | 0 | 0 | 0 | 0 | 0 | 0 | 0 | 0 | 0 | 0 | 0 | 0 | 0 | 0 | 0 | 0 | 0 | 0 | 0 | 0 | 0 | 0 | 0 | 0 | 0 | 0 | 0 | 0 | 0 | 0
F4_Industrial_Electronics Manufacturing_Existing_Space Heating_Natural Gas_Furnace_E10 | F4 | Industrial | Electronics Manufacturing | Existing | Space Heating | Natural Gas | Furnace | E10 | RVT BC Ratio | 0 | 0 | 0 | 0 | 0 | 0 | 0 | 0 | 0 | 0 | 0 | 0 | 0 | 0 | 0 | 0 | 0 | 0 | 0 | 0 | 0 | 0 | 0 | 0 | 0 | 0 | 0 | 0 | 0 | 0 | 0 | 0 | 0
F5_Industrial_Electronics Manufacturing_Existing_Space Heating_Natural Gas_Furnace_E1 | F5 | Industrial | Electronics Manufacturing | Existing | Space Heating | Natural Gas | Furnace | E1 | RIM BC Ratio | 0 | 0 | 0 | 0 | 0 | 0 | 0 | 0 | 0 | 0 | 0 | 0 | 0 | 0 | 0 | 0 | 0 | 0 | 0 | 0 | 0 | 0 | 0 | 0 | 0 | 0 | 0 | 0 | 0 | 0 | 0 | 0 | 0
F5_Industrial_Electronics Manufacturing_Existing_Space Heating_Natural Gas_Furnace_E2 | F5 | Industrial | Electronics Manufacturing | Existing | Space Heating | Natural Gas | Furnace | E2 | RIM BC Ratio | 0 | 0 | 0 | 0 | 0 | 0 | 0 | 0 | 0 | 0 | 0 | 0 | 0 | 0 | 0 | 0 | 0 | 0 | 0 | 0 | 0 | 0 | 0 | 0 | 0 | 0 | 0 | 0 | 0 | 0 | 0 | 0 | 0
F5_Industrial_Electronics Manufacturing_Existing_Space Heating_Natural Gas_Furnace_E3 | F5 | Industrial | Electronics Manufacturing | Existing | Space Heating | Natural Gas | Furnace | E3 | RIM BC Ratio | 0 | 0 | 0 | 0 | 0 | 0 | 0 | 0 | 0 | 0 | 0 | 0 | 0 | 0 | 0 | 0 | 0 | 0 | 0 | 0 | 0 | 0 | 0 | 0 | 0 | 0 | 0 | 0 | 0 | 0 | 0 | 0 | 0
F5_Industrial_Electronics Manufacturing_Existing_Space Heating_Natural Gas_Furnace_E4 | F5 | Industrial | Electronics Manufacturing | Existing | Space Heating | Natural Gas | Furnace | E4 | RIM BC Ratio | 0 | 0 | 0 | 0 | 0 | 0 | 0 | 0 | 0 | 0 | 0 | 0 | 0 | 0 | 0 | 0 | 0 | 0 | 0 | 0 | 0 | 0 | 0 | 0 | 0 | 0 | 0 | 0 | 0 | 0 | 0 | 0 | 0
F5_Industrial_Electronics Manufacturing_Existing_Space Heating_Natural Gas_Furnace_E5 | F5 | Industrial | Electronics Manufacturing | Existing | Space Heating | Natural Gas | Furnace | E5 | RIM BC Ratio | 0 | 0 | 0 | 0 | 0 | 0 | 0 | 0 | 0 | 0 | 0 | 0 | 0 | 0 | 0 | 0 | 0 | 0 | 0 | 0 | 0 | 0 | 0 | 0 | 0 | 0 | 0 | 0 | 0 | 0 | 0 | 0 | 0
F5_Industrial_Electronics Manufacturing_Existing_Space Heating_Natural Gas_Furnace_E6 | F5 | Industrial | Electronics Manufacturing | Existing | Space Heating | Natural Gas | Furnace | E6 | RIM BC Ratio | 0 | 0 | 0 | 0 | 0 | 0 | 0 | 0 | 0 | 0 | 0 | 0 | 0 | 0 | 0 | 0 | 0 | 0 | 0 | 0 | 0 | 0 | 0 | 0 | 0 | 0 | 0 | 0 | 0 | 0 | 0 | 0 | 0
F5_Industrial_Electronics Manufacturing_Existing_Space Heating_Natural Gas_Furnace_E7 | F5 | Industrial | Electronics Manufacturing | Existing | Space Heating | Natural Gas | Furnace | E7 | RIM BC Ratio | 0 | 0 | 0 | 0 | 0 | 0 | 0 | 0 | 0 | 0 | 0 | 0 | 0 | 0 | 0 | 0 | 0 | 0 | 0 | 0 | 0 | 0 | 0 | 0 | 0 | 0 | 0 | 0 | 0 | 0 | 0 | 0 | 0
F5_Industrial_Electronics Manufacturing_Existing_Space Heating_Natural Gas_Furnace_E8 | F5 | Industrial | Electronics Manufacturing | Existing | Space Heating | Natural Gas | Furnace | E8 | RIM BC Ratio | 0 | 0 | 0 | 0 | 0 | 0 | 0 | 0 | 0 | 0 | 0 | 0 | 0 | 0 | 0 | 0 | 0 | 0 | 0 | 0 | 0 | 0 | 0 | 0 | 0 | 0 | 0 | 0 | 0 | 0 | 0 | 0 | 0
F5_Industrial_Electronics Manufacturing_Existing_Space Heating_Natural Gas_Furnace_E9 | F5 | Industrial | Electronics Manufacturing | Existing | Space Heating | Natural Gas | Furnace | E9 | RIM BC Ratio | 0 | 0 | 0 | 0 | 0 | 0 | 0 | 0 | 0 | 0 | 0 | 0 | 0 | 0 | 0 | 0 | 0 | 0 | 0 | 0 | 0 | 0 | 0 | 0 | 0 | 0 | 0 | 0 | 0 | 0 | 0 | 0 | 0
F5_Industrial_Electronics Manufacturing_Existing_Space Heating_Natural Gas_Furnace_E10 | F5 | Industrial | Electronics Manufacturing | Existing | Space Heating | Natural Gas | Furnace | E10 | RIM BC Ratio | 0 | 0 | 0 | 0 | 0 | 0 | 0 | 0 | 0 | 0 | 0 | 0 | 0 | 0 | 0 | 0 | 0 | 0 | 0 | 0 | 0 | 0 | 0 | 0 | 0 | 0 | 0 | 0 | 0 | 0 | 0 | 0 | 0
F0_Industrial_Electronics Manufacturing_Existing_Space Heating_Natural Gas_Boiler_E0 | F0 | Industrial | Electronics Manufacturing | Existing | Space Heating | Natural Gas | Boiler | E0 | Economic Unit | 0 | 0 | 0 | 0 | 0 | 0 | 0 | 0 | 0 | 0 | 0 | 0 | 0 | 0 | 0 | 0 | 0 | 0 | 0 | 0 | 0 | 0 | 0 | 0 | 0 | 0 | 0 | 0 | 0 | 0 | 0 | 0 | 0
F1_Industrial_Electronics Manufacturing_Existing_Space Heating_Natural Gas_Boiler_E1 | F1 | Industrial | Electronics Manufacturing | Existing | Space Heating | Natural Gas | Boiler | E1 | CCE | 0 | 0 | 0 | 0 | 0 | 0 | 0 | 0 | 0 | 0 | 0 | 0 | 0 | 0 | 0 | 0 | 0 | 0 | 0 | 0 | 0 | 0 | 0 | 0 | 0 | 0 | 0 | 0 | 0 | 0 | 0 | 0 | 0
F1_Industrial_Electronics Manufacturing_Existing_Space Heating_Natural Gas_Boiler_E2 | F1 | Industrial | Electronics Manufacturing | Existing | Space Heating | Natural Gas | Boiler | E2 | CCE | 0 | 0 | 0 | 0 | 0 | 0 | 0 | 0 | 0 | 0 | 0 | 0 | 0 | 0 | 0 | 0 | 0 | 0 | 0 | 0 | 0 | 0 | 0 | 0 | 0 | 0 | 0 | 0 | 0 | 0 | 0 | 0 | 0
F1_Industrial_Electronics Manufacturing_Existing_Space Heating_Natural Gas_Boiler_E3 | F1 | Industrial | Electronics Manufacturing | Existing | Space Heating | Natural Gas | Boiler | E3 | CCE | 0 | 0 | 0 | 0 | 0 | 0 | 0 | 0 | 0 | 0 | 0 | 0 | 0 | 0 | 0 | 0 | 0 | 0 | 0 | 0 | 0 | 0 | 0 | 0 | 0 | 0 | 0 | 0 | 0 | 0 | 0 | 0 | 0
F1_Industrial_Electronics Manufacturing_Existing_Space Heating_Natural Gas_Boiler_E4 | F1 | Industrial | Electronics Manufacturing | Existing | Space Heating | Natural Gas | Boiler | E4 | CCE | 0 | 0 | 0 | 0 | 0 | 0 | 0 | 0 | 0 | 0 | 0 | 0 | 0 | 0 | 0 | 0 | 0 | 0 | 0 | 0 | 0 | 0 | 0 | 0 | 0 | 0 | 0 | 0 | 0 | 0 | 0 | 0 | 0
F1_Industrial_Electronics Manufacturing_Existing_Space Heating_Natural Gas_Boiler_E5 | F1 | Industrial | Electronics Manufacturing | Existing | Space Heating | Natural Gas | Boiler | E5 | CCE | 0 | 0 | 0 | 0 | 0 | 0 | 0 | 0 | 0 | 0 | 0 | 0 | 0 | 0 | 0 | 0 | 0 | 0 | 0 | 0 | 0 | 0 | 0 | 0 | 0 | 0 | 0 | 0 | 0 | 0 | 0 | 0 | 0
F1_Industrial_Electronics Manufacturing_Existing_Space Heating_Natural Gas_Boiler_E6 | F1 | Industrial | Electronics Manufacturing | Existing | Space Heating | Natural Gas | Boiler | E6 | CCE | 0 | 0 | 0 | 0 | 0 | 0 | 0 | 0 | 0 | 0 | 0 | 0 | 0 | 0 | 0 | 0 | 0 | 0 | 0 | 0 | 0 | 0 | 0 | 0 | 0 | 0 | 0 | 0 | 0 | 0 | 0 | 0 | 0
F1_Industrial_Electronics Manufacturing_Existing_Space Heating_Natural Gas_Boiler_E7 | F1 | Industrial | Electronics Manufacturing | Existing | Space Heating | Natural Gas | Boiler | E7 | CCE | 0 | 0 | 0 | 0 | 0 | 0 | 0 | 0 | 0 | 0 | 0 | 0 | 0 | 0 | 0 | 0 | 0 | 0 | 0 | 0 | 0 | 0 | 0 | 0 | 0 | 0 | 0 | 0 | 0 | 0 | 0 | 0 | 0
F1_Industrial_Electronics Manufacturing_Existing_Space Heating_Natural Gas_Boiler_E8 | F1 | Industrial | Electronics Manufacturing | Existing | Space Heating | Natural Gas | Boiler | E8 | CCE | 0 | 0 | 0 | 0 | 0 | 0 | 0 | 0 | 0 | 0 | 0 | 0 | 0 | 0 | 0 | 0 | 0 | 0 | 0 | 0 | 0 | 0 | 0 | 0 | 0 | 0 | 0 | 0 | 0 | 0 | 0 | 0 | 0
F1_Industrial_Electronics Manufacturing_Existing_Space Heating_Natural Gas_Boiler_E9 | F1 | Industrial | Electronics Manufacturing | Existing | Space Heating | Natural Gas | Boiler | E9 | CCE | 0 | 0 | 0 | 0 | 0 | 0 | 0 | 0 | 0 | 0 | 0 | 0 | 0 | 0 | 0 | 0 | 0 | 0 | 0 | 0 | 0 | 0 | 0 | 0 | 0 | 0 | 0 | 0 | 0 | 0 | 0 | 0 | 0
F1_Industrial_Electronics Manufacturing_Existing_Space Heating_Natural Gas_Boiler_E10 | F1 | Industrial | Electronics Manufacturing | Existing | Space Heating | Natural Gas | Boiler | E10 | CCE | 0 | 0 | 0 | 0 | 0 | 0 | 0 | 0 | 0 | 0 | 0 | 0 | 0 | 0 | 0 | 0 | 0 | 0 | 0 | 0 | 0 | 0 | 0 | 0 | 0 | 0 | 0 | 0 | 0 | 0 | 0 | 0 | 0
F2_Industrial_Electronics Manufacturing_Existing_Space Heating_Natural Gas_Boiler_E1 | F2 | Industrial | Electronics Manufacturing | Existing | Space Heating | Natural Gas | Boiler | E1 | TRC BC Ratio | 0 | 0 | 0 | 0 | 0 | 0 | 0 | 0 | 0 | 0 | 0 | 0 | 0 | 0 | 0 | 0 | 0 | 0 | 0 | 0 | 0 | 0 | 0 | 0 | 0 | 0 | 0 | 0 | 0 | 0 | 0 | 0 | 0
F2_Industrial_Electronics Manufacturing_Existing_Space Heating_Natural Gas_Boiler_E2 | F2 | Industrial | Electronics Manufacturing | Existing | Space Heating | Natural Gas | Boiler | E2 | TRC BC Ratio | 0 | 0 | 0 | 0 | 0 | 0 | 0 | 0 | 0 | 0 | 0 | 0 | 0 | 0 | 0 | 0 | 0 | 0 | 0 | 0 | 0 | 0 | 0 | 0 | 0 | 0 | 0 | 0 | 0 | 0 | 0 | 0 | 0
F2_Industrial_Electronics Manufacturing_Existing_Space Heating_Natural Gas_Boiler_E3 | F2 | Industrial | Electronics Manufacturing | Existing | Space Heating | Natural Gas | Boiler | E3 | TRC BC Ratio | 0 | 0 | 0 | 0 | 0 | 0 | 0 | 0 | 0 | 0 | 0 | 0 | 0 | 0 | 0 | 0 | 0 | 0 | 0 | 0 | 0 | 0 | 0 | 0 | 0 | 0 | 0 | 0 | 0 | 0 | 0 | 0 | 0
F2_Industrial_Electronics Manufacturing_Existing_Space Heating_Natural Gas_Boiler_E4 | F2 | Industrial | Electronics Manufacturing | Existing | Space Heating | Natural Gas | Boiler | E4 | TRC BC Ratio | 0 | 0 | 0 | 0 | 0 | 0 | 0 | 0 | 0 | 0 | 0 | 0 | 0 | 0 | 0 | 0 | 0 | 0 | 0 | 0 | 0 | 0 | 0 | 0 | 0 | 0 | 0 | 0 | 0 | 0 | 0 | 0 | 0
F2_Industrial_Electronics Manufacturing_Existing_Space Heating_Natural Gas_Boiler_E5 | F2 | Industrial | Electronics Manufacturing | Existing | Space Heating | Natural Gas | Boiler | E5 | TRC BC Ratio | 0 | 0 | 0 | 0 | 0 | 0 | 0 | 0 | 0 | 0 | 0 | 0 | 0 | 0 | 0 | 0 | 0 | 0 | 0 | 0 | 0 | 0 | 0 | 0 | 0 | 0 | 0 | 0 | 0 | 0 | 0 | 0 | 0
F2_Industrial_Electronics Manufacturing_Existing_Space Heating_Natural Gas_Boiler_E6 | F2 | Industrial | Electronics Manufacturing | Existing | Space Heating | Natural Gas | Boiler | E6 | TRC BC Ratio | 0 | 0 | 0 | 0 | 0 | 0 | 0 | 0 | 0 | 0 | 0 | 0 | 0 | 0 | 0 | 0 | 0 | 0 | 0 | 0 | 0 | 0 | 0 | 0 | 0 | 0 | 0 | 0 | 0 | 0 | 0 | 0 | 0
F2_Industrial_Electronics Manufacturing_Existing_Space Heating_Natural Gas_Boiler_E7 | F2 | Industrial | Electronics Manufacturing | Existing | Space Heating | Natural Gas | Boiler | E7 | TRC BC Ratio | 0 | 0 | 0 | 0 | 0 | 0 | 0 | 0 | 0 | 0 | 0 | 0 | 0 | 0 | 0 | 0 | 0 | 0 | 0 | 0 | 0 | 0 | 0 | 0 | 0 | 0 | 0 | 0 | 0 | 0 | 0 | 0 | 0
F2_Industrial_Electronics Manufacturing_Existing_Space Heating_Natural Gas_Boiler_E8 | F2 | Industrial | Electronics Manufacturing | Existing | Space Heating | Natural Gas | Boiler | E8 | TRC BC Ratio | 0 | 0 | 0 | 0 | 0 | 0 | 0 | 0 | 0 | 0 | 0 | 0 | 0 | 0 | 0 | 0 | 0 | 0 | 0 | 0 | 0 | 0 | 0 | 0 | 0 | 0 | 0 | 0 | 0 | 0 | 0 | 0 | 0
F2_Industrial_Electronics Manufacturing_Existing_Space Heating_Natural Gas_Boiler_E9 | F2 | Industrial | Electronics Manufacturing | Existing | Space Heating | Natural Gas | Boiler | E9 | TRC BC Ratio | 0 | 0 | 0 | 0 | 0 | 0 | 0 | 0 | 0 | 0 | 0 | 0 | 0 | 0 | 0 | 0 | 0 | 0 | 0 | 0 | 0 | 0 | 0 | 0 | 0 | 0 | 0 | 0 | 0 | 0 | 0 | 0 | 0
F2_Industrial_Electronics Manufacturing_Existing_Space Heating_Natural Gas_Boiler_E10 | F2 | Industrial | Electronics Manufacturing | Existing | Space Heating | Natural Gas | Boiler | E10 | TRC BC Ratio | 0 | 0 | 0 | 0 | 0 | 0 | 0 | 0 | 0 | 0 | 0 | 0 | 0 | 0 | 0 | 0 | 0 | 0 | 0 | 0 | 0 | 0 | 0 | 0 | 0 | 0 | 0 | 0 | 0 | 0 | 0 | 0 | 0
F3_Industrial_Electronics Manufacturing_Existing_Space Heating_Natural Gas_Boiler_E1 | F3 | Industrial | Electronics Manufacturing | Existing | Space Heating | Natural Gas | Boiler | E1 | PACT BC Ratio | 0 | 0 | 0 | 0 | 0 | 0 | 0 | 0 | 0 | 0 | 0 | 0 | 0 | 0 | 0 | 0 | 0 | 0 | 0 | 0 | 0 | 0 | 0 | 0 | 0 | 0 | 0 | 0 | 0 | 0 | 0 | 0 | 0
F3_Industrial_Electronics Manufacturing_Existing_Space Heating_Natural Gas_Boiler_E2 | F3 | Industrial | Electronics Manufacturing | Existing | Space Heating | Natural Gas | Boiler | E2 | PACT BC Ratio | 0 | 0 | 0 | 0 | 0 | 0 | 0 | 0 | 0 | 0 | 0 | 0 | 0 | 0 | 0 | 0 | 0 | 0 | 0 | 0 | 0 | 0 | 0 | 0 | 0 | 0 | 0 | 0 | 0 | 0 | 0 | 0 | 0
F3_Industrial_Electronics Manufacturing_Existing_Space Heating_Natural Gas_Boiler_E3 | F3 | Industrial | Electronics Manufacturing | Existing | Space Heating | Natural Gas | Boiler | E3 | PACT BC Ratio | 0 | 0 | 0 | 0 | 0 | 0 | 0 | 0 | 0 | 0 | 0 | 0 | 0 | 0 | 0 | 0 | 0 | 0 | 0 | 0 | 0 | 0 | 0 | 0 | 0 | 0 | 0 | 0 | 0 | 0 | 0 | 0 | 0
F3_Industrial_Electronics Manufacturing_Existing_Space Heating_Natural Gas_Boiler_E4 | F3 | Industrial | Electronics Manufacturing | Existing | Space Heating | Natural Gas | Boiler | E4 | PACT BC Ratio | 0 | 0 | 0 | 0 | 0 | 0 | 0 | 0 | 0 | 0 | 0 | 0 | 0 | 0 | 0 | 0 | 0 | 0 | 0 | 0 | 0 | 0 | 0 | 0 | 0 | 0 | 0 | 0 | 0 | 0 | 0 | 0 | 0
F3_Industrial_Electronics Manufacturing_Existing_Space Heating_Natural Gas_Boiler_E5 | F3 | Industrial | Electronics Manufacturing | Existing | Space Heating | Natural Gas | Boiler | E5 | PACT BC Ratio | 0 | 0 | 0 | 0 | 0 | 0 | 0 | 0 | 0 | 0 | 0 | 0 | 0 | 0 | 0 | 0 | 0 | 0 | 0 | 0 | 0 | 0 | 0 | 0 | 0 | 0 | 0 | 0 | 0 | 0 | 0 | 0 | 0
F3_Industrial_Electronics Manufacturing_Existing_Space Heating_Natural Gas_Boiler_E6 | F3 | Industrial | Electronics Manufacturing | Existing | Space Heating | Natural Gas | Boiler | E6 | PACT BC Ratio | 0 | 0 | 0 | 0 | 0 | 0 | 0 | 0 | 0 | 0 | 0 | 0 | 0 | 0 | 0 | 0 | 0 | 0 | 0 | 0 | 0 | 0 | 0 | 0 | 0 | 0 | 0 | 0 | 0 | 0 | 0 | 0 | 0
F3_Industrial_Electronics Manufacturing_Existing_Space Heating_Natural Gas_Boiler_E7 | F3 | Industrial | Electronics Manufacturing | Existing | Space Heating | Natural Gas | Boiler | E7 | PACT BC Ratio | 0 | 0 | 0 | 0 | 0 | 0 | 0 | 0 | 0 | 0 | 0 | 0 | 0 | 0 | 0 | 0 | 0 | 0 | 0 | 0 | 0 | 0 | 0 | 0 | 0 | 0 | 0 | 0 | 0 | 0 | 0 | 0 | 0
F3_Industrial_Electronics Manufacturing_Existing_Space Heating_Natural Gas_Boiler_E8 | F3 | Industrial | Electronics Manufacturing | Existing | Space Heating | Natural Gas | Boiler | E8 | PACT BC Ratio | 0 | 0 | 0 | 0 | 0 | 0 | 0 | 0 | 0 | 0 | 0 | 0 | 0 | 0 | 0 | 0 | 0 | 0 | 0 | 0 | 0 | 0 | 0 | 0 | 0 | 0 | 0 | 0 | 0 | 0 | 0 | 0 | 0
F3_Industrial_Electronics Manufacturing_Existing_Space Heating_Natural Gas_Boiler_E9 | F3 | Industrial | Electronics Manufacturing | Existing | Space Heating | Natural Gas | Boiler | E9 | PACT BC Ratio | 0 | 0 | 0 | 0 | 0 | 0 | 0 | 0 | 0 | 0 | 0 | 0 | 0 | 0 | 0 | 0 | 0 | 0 | 0 | 0 | 0 | 0 | 0 | 0 | 0 | 0 | 0 | 0 | 0 | 0 | 0 | 0 | 0
F3_Industrial_Electronics Manufacturing_Existing_Space Heating_Natural Gas_Boiler_E10 | F3 | Industrial | Electronics Manufacturing | Existing | Space Heating | Natural Gas | Boiler | E10 | PACT BC Ratio | 0 | 0 | 0 | 0 | 0 | 0 | 0 | 0 | 0 | 0 | 0 | 0 | 0 | 0 | 0 | 0 | 0 | 0 | 0 | 0 | 0 | 0 | 0 | 0 | 0 | 0 | 0 | 0 | 0 | 0 | 0 | 0 | 0
F4_Industrial_Electronics Manufacturing_Existing_Space Heating_Natural Gas_Boiler_E1 | F4 | Industrial | Electronics Manufacturing | Existing | Space Heating | Natural Gas | Boiler | E1 | RVT BC Ratio | 0 | 0 | 0 | 0 | 0 | 0 | 0 | 0 | 0 | 0 | 0 | 0 | 0 | 0 | 0 | 0 | 0 | 0 | 0 | 0 | 0 | 0 | 0 | 0 | 0 | 0 | 0 | 0 | 0 | 0 | 0 | 0 | 0
F4_Industrial_Electronics Manufacturing_Existing_Space Heating_Natural Gas_Boiler_E2 | F4 | Industrial | Electronics Manufacturing | Existing | Space Heating | Natural Gas | Boiler | E2 | RVT BC Ratio | 0 | 0 | 0 | 0 | 0 | 0 | 0 | 0 | 0 | 0 | 0 | 0 | 0 | 0 | 0 | 0 | 0 | 0 | 0 | 0 | 0 | 0 | 0 | 0 | 0 | 0 | 0 | 0 | 0 | 0 | 0 | 0 | 0
F4_Industrial_Electronics Manufacturing_Existing_Space Heating_Natural Gas_Boiler_E3 | F4 | Industrial | Electronics Manufacturing | Existing | Space Heating | Natural Gas | Boiler | E3 | RVT BC Ratio | 0 | 0 | 0 | 0 | 0 | 0 | 0 | 0 | 0 | 0 | 0 | 0 | 0 | 0 | 0 | 0 | 0 | 0 | 0 | 0 | 0 | 0 | 0 | 0 | 0 | 0 | 0 | 0 | 0 | 0 | 0 | 0 | 0
F4_Industrial_Electronics Manufacturing_Existing_Space Heating_Natural Gas_Boiler_E4 | F4 | Industrial | Electronics Manufacturing | Existing | Space Heating | Natural Gas | Boiler | E4 | RVT BC Ratio | 0 | 0 | 0 | 0 | 0 | 0 | 0 | 0 | 0 | 0 | 0 | 0 | 0 | 0 | 0 | 0 | 0 | 0 | 0 | 0 | 0 | 0 | 0 | 0 | 0 | 0 | 0 | 0 | 0 | 0 | 0 | 0 | 0
F4_Industrial_Electronics Manufacturing_Existing_Space Heating_Natural Gas_Boiler_E5 | F4 | Industrial | Electronics Manufacturing | Existing | Space Heating | Natural Gas | Boiler | E5 | RVT BC Ratio | 0 | 0 | 0 | 0 | 0 | 0 | 0 | 0 | 0 | 0 | 0 | 0 | 0 | 0 | 0 | 0 | 0 | 0 | 0 | 0 | 0 | 0 | 0 | 0 | 0 | 0 | 0 | 0 | 0 | 0 | 0 | 0 | 0
F4_Industrial_Electronics Manufacturing_Existing_Space Heating_Natural Gas_Boiler_E6 | F4 | Industrial | Electronics Manufacturing | Existing | Space Heating | Natural Gas | Boiler | E6 | RVT BC Ratio | 0 | 0 | 0 | 0 | 0 | 0 | 0 | 0 | 0 | 0 | 0 | 0 | 0 | 0 | 0 | 0 | 0 | 0 | 0 | 0 | 0 | 0 | 0 | 0 | 0 | 0 | 0 | 0 | 0 | 0 | 0 | 0 | 0
F4_Industrial_Electronics Manufacturing_Existing_Space Heating_Natural Gas_Boiler_E7 | F4 | Industrial | Electronics Manufacturing | Existing | Space Heating | Natural Gas | Boiler | E7 | RVT BC Ratio | 0 | 0 | 0 | 0 | 0 | 0 | 0 | 0 | 0 | 0 | 0 | 0 | 0 | 0 | 0 | 0 | 0 | 0 | 0 | 0 | 0 | 0 | 0 | 0 | 0 | 0 | 0 | 0 | 0 | 0 | 0 | 0 | 0
F4_Industrial_Electronics Manufacturing_Existing_Space Heating_Natural Gas_Boiler_E8 | F4 | Industrial | Electronics Manufacturing | Existing | Space Heating | Natural Gas | Boiler | E8 | RVT BC Ratio | 0 | 0 | 0 | 0 | 0 | 0 | 0 | 0 | 0 | 0 | 0 | 0 | 0 | 0 | 0 | 0 | 0 | 0 | 0 | 0 | 0 | 0 | 0 | 0 | 0 | 0 | 0 | 0 | 0 | 0 | 0 | 0 | 0
F4_Industrial_Electronics Manufacturing_Existing_Space Heating_Natural Gas_Boiler_E9 | F4 | Industrial | Electronics Manufacturing | Existing | Space Heating | Natural Gas | Boiler | E9 | RVT BC Ratio | 0 | 0 | 0 | 0 | 0 | 0 | 0 | 0 | 0 | 0 | 0 | 0 | 0 | 0 | 0 | 0 | 0 | 0 | 0 | 0 | 0 | 0 | 0 | 0 | 0 | 0 | 0 | 0 | 0 | 0 | 0 | 0 | 0
F4_Industrial_Electronics Manufacturing_Existing_Space Heating_Natural Gas_Boiler_E10 | F4 | Industrial | Electronics Manufacturing | Existing | Space Heating | Natural Gas | Boiler | E10 | RVT BC Ratio | 0 | 0 | 0 | 0 | 0 | 0 | 0 | 0 | 0 | 0 | 0 | 0 | 0 | 0 | 0 | 0 | 0 | 0 | 0 | 0 | 0 | 0 | 0 | 0 | 0 | 0 | 0 | 0 | 0 | 0 | 0 | 0 | 0
F5_Industrial_Electronics Manufacturing_Existing_Space Heating_Natural Gas_Boiler_E1 | F5 | Industrial | Electronics Manufacturing | Existing | Space Heating | Natural Gas | Boiler | E1 | RIM BC Ratio | 0 | 0 | 0 | 0 | 0 | 0 | 0 | 0 | 0 | 0 | 0 | 0 | 0 | 0 | 0 | 0 | 0 | 0 | 0 | 0 | 0 | 0 | 0 | 0 | 0 | 0 | 0 | 0 | 0 | 0 | 0 | 0 | 0
F5_Industrial_Electronics Manufacturing_Existing_Space Heating_Natural Gas_Boiler_E2 | F5 | Industrial | Electronics Manufacturing | Existing | Space Heating | Natural Gas | Boiler | E2 | RIM BC Ratio | 0 | 0 | 0 | 0 | 0 | 0 | 0 | 0 | 0 | 0 | 0 | 0 | 0 | 0 | 0 | 0 | 0 | 0 | 0 | 0 | 0 | 0 | 0 | 0 | 0 | 0 | 0 | 0 | 0 | 0 | 0 | 0 | 0
F5_Industrial_Electronics Manufacturing_Existing_Space Heating_Natural Gas_Boiler_E3 | F5 | Industrial | Electronics Manufacturing | Existing | Space Heating | Natural Gas | Boiler | E3 | RIM BC Ratio | 0 | 0 | 0 | 0 | 0 | 0 | 0 | 0 | 0 | 0 | 0 | 0 | 0 | 0 | 0 | 0 | 0 | 0 | 0 | 0 | 0 | 0 | 0 | 0 | 0 | 0 | 0 | 0 | 0 | 0 | 0 | 0 | 0
F5_Industrial_Electronics Manufacturing_Existing_Space Heating_Natural Gas_Boiler_E4 | F5 | Industrial | Electronics Manufacturing | Existing | Space Heating | Natural Gas | Boiler | E4 | RIM BC Ratio | 0 | 0 | 0 | 0 | 0 | 0 | 0 | 0 | 0 | 0 | 0 | 0 | 0 | 0 | 0 | 0 | 0 | 0 | 0 | 0 | 0 | 0 | 0 | 0 | 0 | 0 | 0 | 0 | 0 | 0 | 0 | 0 | 0
F5_Industrial_Electronics Manufacturing_Existing_Space Heating_Natural Gas_Boiler_E5 | F5 | Industrial | Electronics Manufacturing | Existing | Space Heating | Natural Gas | Boiler | E5 | RIM BC Ratio | 0 | 0 | 0 | 0 | 0 | 0 | 0 | 0 | 0 | 0 | 0 | 0 | 0 | 0 | 0 | 0 | 0 | 0 | 0 | 0 | 0 | 0 | 0 | 0 | 0 | 0 | 0 | 0 | 0 | 0 | 0 | 0 | 0
F5_Industrial_Electronics Manufacturing_Existing_Space Heating_Natural Gas_Boiler_E6 | F5 | Industrial | Electronics Manufacturing | Existing | Space Heating | Natural Gas | Boiler | E6 | RIM BC Ratio | 0 | 0 | 0 | 0 | 0 | 0 | 0 | 0 | 0 | 0 | 0 | 0 | 0 | 0 | 0 | 0 | 0 | 0 | 0 | 0 | 0 | 0 | 0 | 0 | 0 | 0 | 0 | 0 | 0 | 0 | 0 | 0 | 0
F5_Industrial_Electronics Manufacturing_Existing_Space Heating_Natural Gas_Boiler_E7 | F5 | Industrial | Electronics Manufacturing | Existing | Space Heating | Natural Gas | Boiler | E7 | RIM BC Ratio | 0 | 0 | 0 | 0 | 0 | 0 | 0 | 0 | 0 | 0 | 0 | 0 | 0 | 0 | 0 | 0 | 0 | 0 | 0 | 0 | 0 | 0 | 0 | 0 | 0 | 0 | 0 | 0 | 0 | 0 | 0 | 0 | 0
F5_Industrial_Electronics Manufacturing_Existing_Space Heating_Natural Gas_Boiler_E8 | F5 | Industrial | Electronics Manufacturing | Existing | Space Heating | Natural Gas | Boiler | E8 | RIM BC Ratio | 0 | 0 | 0 | 0 | 0 | 0 | 0 | 0 | 0 | 0 | 0 | 0 | 0 | 0 | 0 | 0 | 0 | 0 | 0 | 0 | 0 | 0 | 0 | 0 | 0 | 0 | 0 | 0 | 0 | 0 | 0 | 0 | 0
F5_Industrial_Electronics Manufacturing_Existing_Space Heating_Natural Gas_Boiler_E9 | F5 | Industrial | Electronics Manufacturing | Existing | Space Heating | Natural Gas | Boiler | E9 | RIM BC Ratio | 0 | 0 | 0 | 0 | 0 | 0 | 0 | 0 | 0 | 0 | 0 | 0 | 0 | 0 | 0 | 0 | 0 | 0 | 0 | 0 | 0 | 0 | 0 | 0 | 0 | 0 | 0 | 0 | 0 | 0 | 0 | 0 | 0
F5_Industrial_Electronics Manufacturing_Existing_Space Heating_Natural Gas_Boiler_E10 | F5 | Industrial | Electronics Manufacturing | Existing | Space Heating | Natural Gas | Boiler | E10 | RIM BC Ratio | 0 | 0 | 0 | 0 | 0 | 0 | 0 | 0 | 0 | 0 | 0 | 0 | 0 | 0 | 0 | 0 | 0 | 0 | 0 | 0 | 0 | 0 | 0 | 0 | 0 | 0 | 0 | 0 | 0 | 0 | 0 | 0 | 0
F0_Industrial_Electronics Manufacturing_Existing_Space Heating_Natural Gas_Unit Heater_E0 | F0 | Industrial | Electronics Manufacturing | Existing | Space Heating | Natural Gas | Unit Heater | E0 | Economic Unit | 0 | 0 | 0 | 0 | 0 | 0 | 0 | 0 | 0 | 0 | 0 | 0 | 0 | 0 | 0 | 0 | 0 | 0 | 0 | 0 | 0 | 0 | 0 | 0 | 0 | 0 | 0 | 0 | 0 | 0 | 0 | 0 | 0
F1_Industrial_Electronics Manufacturing_Existing_Space Heating_Natural Gas_Unit Heater_E1 | F1 | Industrial | Electronics Manufacturing | Existing | Space Heating | Natural Gas | Unit Heater | E1 | CCE | 0 | 0 | 0 | 0 | 0 | 0 | 0 | 0 | 0 | 0 | 0 | 0 | 0 | 0 | 0 | 0 | 0 | 0 | 0 | 0 | 0 | 0 | 0 | 0 | 0 | 0 | 0 | 0 | 0 | 0 | 0 | 0 | 0
F1_Industrial_Electronics Manufacturing_Existing_Space Heating_Natural Gas_Unit Heater_E2 | F1 | Industrial | Electronics Manufacturing | Existing | Space Heating | Natural Gas | Unit Heater | E2 | CCE | 0 | 0 | 0 | 0 | 0 | 0 | 0 | 0 | 0 | 0 | 0 | 0 | 0 | 0 | 0 | 0 | 0 | 0 | 0 | 0 | 0 | 0 | 0 | 0 | 0 | 0 | 0 | 0 | 0 | 0 | 0 | 0 | 0
F1_Industrial_Electronics Manufacturing_Existing_Space Heating_Natural Gas_Unit Heater_E3 | F1 | Industrial | Electronics Manufacturing | Existing | Space Heating | Natural Gas | Unit Heater | E3 | CCE | 0 | 0 | 0 | 0 | 0 | 0 | 0 | 0 | 0 | 0 | 0 | 0 | 0 | 0 | 0 | 0 | 0 | 0 | 0 | 0 | 0 | 0 | 0 | 0 | 0 | 0 | 0 | 0 | 0 | 0 | 0 | 0 | 0
F1_Industrial_Electronics Manufacturing_Existing_Space Heating_Natural Gas_Unit Heater_E4 | F1 | Industrial | Electronics Manufacturing | Existing | Space Heating | Natural Gas | Unit Heater | E4 | CCE | 0 | 0 | 0 | 0 | 0 | 0 | 0 | 0 | 0 | 0 | 0 | 0 | 0 | 0 | 0 | 0 | 0 | 0 | 0 | 0 | 0 | 0 | 0 | 0 | 0 | 0 | 0 | 0 | 0 | 0 | 0 | 0 | 0
F1_Industrial_Electronics Manufacturing_Existing_Space Heating_Natural Gas_Unit Heater_E5 | F1 | Industrial | Electronics Manufacturing | Existing | Space Heating | Natural Gas | Unit Heater | E5 | CCE | 0 | 0 | 0 | 0 | 0 | 0 | 0 | 0 | 0 | 0 | 0 | 0 | 0 | 0 | 0 | 0 | 0 | 0 | 0 | 0 | 0 | 0 | 0 | 0 | 0 | 0 | 0 | 0 | 0 | 0 | 0 | 0 | 0
F1_Industrial_Electronics Manufacturing_Existing_Space Heating_Natural Gas_Unit Heater_E6 | F1 | Industrial | Electronics Manufacturing | Existing | Space Heating | Natural Gas | Unit Heater | E6 | CCE | 0 | 0 | 0 | 0 | 0 | 0 | 0 | 0 | 0 | 0 | 0 | 0 | 0 | 0 | 0 | 0 | 0 | 0 | 0 | 0 | 0 | 0 | 0 | 0 | 0 | 0 | 0 | 0 | 0 | 0 | 0 | 0 | 0
F1_Industrial_Electronics Manufacturing_Existing_Space Heating_Natural Gas_Unit Heater_E7 | F1 | Industrial | Electronics Manufacturing | Existing | Space Heating | Natural Gas | Unit Heater | E7 | CCE | 0 | 0 | 0 | 0 | 0 | 0 | 0 | 0 | 0 | 0 | 0 | 0 | 0 | 0 | 0 | 0 | 0 | 0 | 0 | 0 | 0 | 0 | 0 | 0 | 0 | 0 | 0 | 0 | 0 | 0 | 0 | 0 | 0
F1_Industrial_Electronics Manufacturing_Existing_Space Heating_Natural Gas_Unit Heater_E8 | F1 | Industrial | Electronics Manufacturing | Existing | Space Heating | Natural Gas | Unit Heater | E8 | CCE | 0 | 0 | 0 | 0 | 0 | 0 | 0 | 0 | 0 | 0 | 0 | 0 | 0 | 0 | 0 | 0 | 0 | 0 | 0 | 0 | 0 | 0 | 0 | 0 | 0 | 0 | 0 | 0 | 0 | 0 | 0 | 0 | 0
F1_Industrial_Electronics Manufacturing_Existing_Space Heating_Natural Gas_Unit Heater_E9 | F1 | Industrial | Electronics Manufacturing | Existing | Space Heating | Natural Gas | Unit Heater | E9 | CCE | 0 | 0 | 0 | 0 | 0 | 0 | 0 | 0 | 0 | 0 | 0 | 0 | 0 | 0 | 0 | 0 | 0 | 0 | 0 | 0 | 0 | 0 | 0 | 0 | 0 | 0 | 0 | 0 | 0 | 0 | 0 | 0 | 0
F1_Industrial_Electronics Manufacturing_Existing_Space Heating_Natural Gas_Unit Heater_E10 | F1 | Industrial | Electronics Manufacturing | Existing | Space Heating | Natural Gas | Unit Heater | E10 | CCE | 0 | 0 | 0 | 0 | 0 | 0 | 0 | 0 | 0 | 0 | 0 | 0 | 0 | 0 | 0 | 0 | 0 | 0 | 0 | 0 | 0 | 0 | 0 | 0 | 0 | 0 | 0 | 0 | 0 | 0 | 0 | 0 | 0
F2_Industrial_Electronics Manufacturing_Existing_Space Heating_Natural Gas_Unit Heater_E1 | F2 | Industrial | Electronics Manufacturing | Existing | Space Heating | Natural Gas | Unit Heater | E1 | TRC BC Ratio | 0 | 0 | 0 | 0 | 0 | 0 | 0 | 0 | 0 | 0 | 0 | 0 | 0 | 0 | 0 | 0 | 0 | 0 | 0 | 0 | 0 | 0 | 0 | 0 | 0 | 0 | 0 | 0 | 0 | 0 | 0 | 0 | 0
F2_Industrial_Electronics Manufacturing_Existing_Space Heating_Natural Gas_Unit Heater_E2 | F2 | Industrial | Electronics Manufacturing | Existing | Space Heating | Natural Gas | Unit Heater | E2 | TRC BC Ratio | 0 | 0 | 0 | 0 | 0 | 0 | 0 | 0 | 0 | 0 | 0 | 0 | 0 | 0 | 0 | 0 | 0 | 0 | 0 | 0 | 0 | 0 | 0 | 0 | 0 | 0 | 0 | 0 | 0 | 0 | 0 | 0 | 0
F2_Industrial_Electronics Manufacturing_Existing_Space Heating_Natural Gas_Unit Heater_E3 | F2 | Industrial | Electronics Manufacturing | Existing | Space Heating | Natural Gas | Unit Heater | E3 | TRC BC Ratio | 0 | 0 | 0 | 0 | 0 | 0 | 0 | 0 | 0 | 0 | 0 | 0 | 0 | 0 | 0 | 0 | 0 | 0 | 0 | 0 | 0 | 0 | 0 | 0 | 0 | 0 | 0 | 0 | 0 | 0 | 0 | 0 | 0
F2_Industrial_Electronics Manufacturing_Existing_Space Heating_Natural Gas_Unit Heater_E4 | F2 | Industrial | Electronics Manufacturing | Existing | Space Heating | Natural Gas | Unit Heater | E4 | TRC BC Ratio | 0 | 0 | 0 | 0 | 0 | 0 | 0 | 0 | 0 | 0 | 0 | 0 | 0 | 0 | 0 | 0 | 0 | 0 | 0 | 0 | 0 | 0 | 0 | 0 | 0 | 0 | 0 | 0 | 0 | 0 | 0 | 0 | 0
F2_Industrial_Electronics Manufacturing_Existing_Space Heating_Natural Gas_Unit Heater_E5 | F2 | Industrial | Electronics Manufacturing | Existing | Space Heating | Natural Gas | Unit Heater | E5 | TRC BC Ratio | 0 | 0 | 0 | 0 | 0 | 0 | 0 | 0 | 0 | 0 | 0 | 0 | 0 | 0 | 0 | 0 | 0 | 0 | 0 | 0 | 0 | 0 | 0 | 0 | 0 | 0 | 0 | 0 | 0 | 0 | 0 | 0 | 0
F2_Industrial_Electronics Manufacturing_Existing_Space Heating_Natural Gas_Unit Heater_E6 | F2 | Industrial | Electronics Manufacturing | Existing | Space Heating | Natural Gas | Unit Heater | E6 | TRC BC Ratio | 0 | 0 | 0 | 0 | 0 | 0 | 0 | 0 | 0 | 0 | 0 | 0 | 0 | 0 | 0 | 0 | 0 | 0 | 0 | 0 | 0 | 0 | 0 | 0 | 0 | 0 | 0 | 0 | 0 | 0 | 0 | 0 | 0
F2_Industrial_Electronics Manufacturing_Existing_Space Heating_Natural Gas_Unit Heater_E7 | F2 | Industrial | Electronics Manufacturing | Existing | Space Heating | Natural Gas | Unit Heater | E7 | TRC BC Ratio | 0 | 0 | 0 | 0 | 0 | 0 | 0 | 0 | 0 | 0 | 0 | 0 | 0 | 0 | 0 | 0 | 0 | 0 | 0 | 0 | 0 | 0 | 0 | 0 | 0 | 0 | 0 | 0 | 0 | 0 | 0 | 0 | 0
F2_Industrial_Electronics Manufacturing_Existing_Space Heating_Natural Gas_Unit Heater_E8 | F2 | Industrial | Electronics Manufacturing | Existing | Space Heating | Natural Gas | Unit Heater | E8 | TRC BC Ratio | 0 | 0 | 0 | 0 | 0 | 0 | 0 | 0 | 0 | 0 | 0 | 0 | 0 | 0 | 0 | 0 | 0 | 0 | 0 | 0 | 0 | 0 | 0 | 0 | 0 | 0 | 0 | 0 | 0 | 0 | 0 | 0 | 0
F2_Industrial_Electronics Manufacturing_Existing_Space Heating_Natural Gas_Unit Heater_E9 | F2 | Industrial | Electronics Manufacturing | Existing | Space Heating | Natural Gas | Unit Heater | E9 | TRC BC Ratio | 0 | 0 | 0 | 0 | 0 | 0 | 0 | 0 | 0 | 0 | 0 | 0 | 0 | 0 | 0 | 0 | 0 | 0 | 0 | 0 | 0 | 0 | 0 | 0 | 0 | 0 | 0 | 0 | 0 | 0 | 0 | 0 | 0
F2_Industrial_Electronics Manufacturing_Existing_Space Heating_Natural Gas_Unit Heater_E10 | F2 | Industrial | Electronics Manufacturing | Existing | Space Heating | Natural Gas | Unit Heater | E10 | TRC BC Ratio | 0 | 0 | 0 | 0 | 0 | 0 | 0 | 0 | 0 | 0 | 0 | 0 | 0 | 0 | 0 | 0 | 0 | 0 | 0 | 0 | 0 | 0 | 0 | 0 | 0 | 0 | 0 | 0 | 0 | 0 | 0 | 0 | 0
F3_Industrial_Electronics Manufacturing_Existing_Space Heating_Natural Gas_Unit Heater_E1 | F3 | Industrial | Electronics Manufacturing | Existing | Space Heating | Natural Gas | Unit Heater | E1 | PACT BC Ratio | 0 | 0 | 0 | 0 | 0 | 0 | 0 | 0 | 0 | 0 | 0 | 0 | 0 | 0 | 0 | 0 | 0 | 0 | 0 | 0 | 0 | 0 | 0 | 0 | 0 | 0 | 0 | 0 | 0 | 0 | 0 | 0 | 0
F3_Industrial_Electronics Manufacturing_Existing_Space Heating_Natural Gas_Unit Heater_E2 | F3 | Industrial | Electronics Manufacturing | Existing | Space Heating | Natural Gas | Unit Heater | E2 | PACT BC Ratio | 0 | 0 | 0 | 0 | 0 | 0 | 0 | 0 | 0 | 0 | 0 | 0 | 0 | 0 | 0 | 0 | 0 | 0 | 0 | 0 | 0 | 0 | 0 | 0 | 0 | 0 | 0 | 0 | 0 | 0 | 0 | 0 | 0
F3_Industrial_Electronics Manufacturing_Existing_Space Heating_Natural Gas_Unit Heater_E3 | F3 | Industrial | Electronics Manufacturing | Existing | Space Heating | Natural Gas | Unit Heater | E3 | PACT BC Ratio | 0 | 0 | 0 | 0 | 0 | 0 | 0 | 0 | 0 | 0 | 0 | 0 | 0 | 0 | 0 | 0 | 0 | 0 | 0 | 0 | 0 | 0 | 0 | 0 | 0 | 0 | 0 | 0 | 0 | 0 | 0 | 0 | 0
F3_Industrial_Electronics Manufacturing_Existing_Space Heating_Natural Gas_Unit Heater_E4 | F3 | Industrial | Electronics Manufacturing | Existing | Space Heating | Natural Gas | Unit Heater | E4 | PACT BC Ratio | 0 | 0 | 0 | 0 | 0 | 0 | 0 | 0 | 0 | 0 | 0 | 0 | 0 | 0 | 0 | 0 | 0 | 0 | 0 | 0 | 0 | 0 | 0 | 0 | 0 | 0 | 0 | 0 | 0 | 0 | 0 | 0 | 0
F3_Industrial_Electronics Manufacturing_Existing_Space Heating_Natural Gas_Unit Heater_E5 | F3 | Industrial | Electronics Manufacturing | Existing | Space Heating | Natural Gas | Unit Heater | E5 | PACT BC Ratio | 0 | 0 | 0 | 0 | 0 | 0 | 0 | 0 | 0 | 0 | 0 | 0 | 0 | 0 | 0 | 0 | 0 | 0 | 0 | 0 | 0 | 0 | 0 | 0 | 0 | 0 | 0 | 0 | 0 | 0 | 0 | 0 | 0
F3_Industrial_Electronics Manufacturing_Existing_Space Heating_Natural Gas_Unit Heater_E6 | F3 | Industrial | Electronics Manufacturing | Existing | Space Heating | Natural Gas | Unit Heater | E6 | PACT BC Ratio | 0 | 0 | 0 | 0 | 0 | 0 | 0 | 0 | 0 | 0 | 0 | 0 | 0 | 0 | 0 | 0 | 0 | 0 | 0 | 0 | 0 | 0 | 0 | 0 | 0 | 0 | 0 | 0 | 0 | 0 | 0 | 0 | 0
F3_Industrial_Electronics Manufacturing_Existing_Space Heating_Natural Gas_Unit Heater_E7 | F3 | Industrial | Electronics Manufacturing | Existing | Space Heating | Natural Gas | Unit Heater | E7 | PACT BC Ratio | 0 | 0 | 0 | 0 | 0 | 0 | 0 | 0 | 0 | 0 | 0 | 0 | 0 | 0 | 0 | 0 | 0 | 0 | 0 | 0 | 0 | 0 | 0 | 0 | 0 | 0 | 0 | 0 | 0 | 0 | 0 | 0 | 0
F3_Industrial_Electronics Manufacturing_Existing_Space Heating_Natural Gas_Unit Heater_E8 | F3 | Industrial | Electronics Manufacturing | Existing | Space Heating | Natural Gas | Unit Heater | E8 | PACT BC Ratio | 0 | 0 | 0 | 0 | 0 | 0 | 0 | 0 | 0 | 0 | 0 | 0 | 0 | 0 | 0 | 0 | 0 | 0 | 0 | 0 | 0 | 0 | 0 | 0 | 0 | 0 | 0 | 0 | 0 | 0 | 0 | 0 | 0
F3_Industrial_Electronics Manufacturing_Existing_Space Heating_Natural Gas_Unit Heater_E9 | F3 | Industrial | Electronics Manufacturing | Existing | Space Heating | Natural Gas | Unit Heater | E9 | PACT BC Ratio | 0 | 0 | 0 | 0 | 0 | 0 | 0 | 0 | 0 | 0 | 0 | 0 | 0 | 0 | 0 | 0 | 0 | 0 | 0 | 0 | 0 | 0 | 0 | 0 | 0 | 0 | 0 | 0 | 0 | 0 | 0 | 0 | 0
F3_Industrial_Electronics Manufacturing_Existing_Space Heating_Natural Gas_Unit Heater_E10 | F3 | Industrial | Electronics Manufacturing | Existing | Space Heating | Natural Gas | Unit Heater | E10 | PACT BC Ratio | 0 | 0 | 0 | 0 | 0 | 0 | 0 | 0 | 0 | 0 | 0 | 0 | 0 | 0 | 0 | 0 | 0 | 0 | 0 | 0 | 0 | 0 | 0 | 0 | 0 | 0 | 0 | 0 | 0 | 0 | 0 | 0 | 0
F4_Industrial_Electronics Manufacturing_Existing_Space Heating_Natural Gas_Unit Heater_E1 | F4 | Industrial | Electronics Manufacturing | Existing | Space Heating | Natural Gas | Unit Heater | E1 | RVT BC Ratio | 0 | 0 | 0 | 0 | 0 | 0 | 0 | 0 | 0 | 0 | 0 | 0 | 0 | 0 | 0 | 0 | 0 | 0 | 0 | 0 | 0 | 0 | 0 | 0 | 0 | 0 | 0 | 0 | 0 | 0 | 0 | 0 | 0
F4_Industrial_Electronics Manufacturing_Existing_Space Heating_Natural Gas_Unit Heater_E2 | F4 | Industrial | Electronics Manufacturing | Existing | Space Heating | Natural Gas | Unit Heater | E2 | RVT BC Ratio | 0 | 0 | 0 | 0 | 0 | 0 | 0 | 0 | 0 | 0 | 0 | 0 | 0 | 0 | 0 | 0 | 0 | 0 | 0 | 0 | 0 | 0 | 0 | 0 | 0 | 0 | 0 | 0 | 0 | 0 | 0 | 0 | 0
F4_Industrial_Electronics Manufacturing_Existing_Space Heating_Natural Gas_Unit Heater_E3 | F4 | Industrial | Electronics Manufacturing | Existing | Space Heating | Natural Gas | Unit Heater | E3 | RVT BC Ratio | 0 | 0 | 0 | 0 | 0 | 0 | 0 | 0 | 0 | 0 | 0 | 0 | 0 | 0 | 0 | 0 | 0 | 0 | 0 | 0 | 0 | 0 | 0 | 0 | 0 | 0 | 0 | 0 | 0 | 0 | 0 | 0 | 0
F4_Industrial_Electronics Manufacturing_Existing_Space Heating_Natural Gas_Unit Heater_E4 | F4 | Industrial | Electronics Manufacturing | Existing | Space Heating | Natural Gas | Unit Heater | E4 | RVT BC Ratio | 0 | 0 | 0 | 0 | 0 | 0 | 0 | 0 | 0 | 0 | 0 | 0 | 0 | 0 | 0 | 0 | 0 | 0 | 0 | 0 | 0 | 0 | 0 | 0 | 0 | 0 | 0 | 0 | 0 | 0 | 0 | 0 | 0
F4_Industrial_Electronics Manufacturing_Existing_Space Heating_Natural Gas_Unit Heater_E5 | F4 | Industrial | Electronics Manufacturing | Existing | Space Heating | Natural Gas | Unit Heater | E5 | RVT BC Ratio | 0 | 0 | 0 | 0 | 0 | 0 | 0 | 0 | 0 | 0 | 0 | 0 | 0 | 0 | 0 | 0 | 0 | 0 | 0 | 0 | 0 | 0 | 0 | 0 | 0 | 0 | 0 | 0 | 0 | 0 | 0 | 0 | 0
F4_Industrial_Electronics Manufacturing_Existing_Space Heating_Natural Gas_Unit Heater_E6 | F4 | Industrial | Electronics Manufacturing | Existing | Space Heating | Natural Gas | Unit Heater | E6 | RVT BC Ratio | 0 | 0 | 0 | 0 | 0 | 0 | 0 | 0 | 0 | 0 | 0 | 0 | 0 | 0 | 0 | 0 | 0 | 0 | 0 | 0 | 0 | 0 | 0 | 0 | 0 | 0 | 0 | 0 | 0 | 0 | 0 | 0 | 0
F4_Industrial_Electronics Manufacturing_Existing_Space Heating_Natural Gas_Unit Heater_E7 | F4 | Industrial | Electronics Manufacturing | Existing | Space Heating | Natural Gas | Unit Heater | E7 | RVT BC Ratio | 0 | 0 | 0 | 0 | 0 | 0 | 0 | 0 | 0 | 0 | 0 | 0 | 0 | 0 | 0 | 0 | 0 | 0 | 0 | 0 | 0 | 0 | 0 | 0 | 0 | 0 | 0 | 0 | 0 | 0 | 0 | 0 | 0
F4_Industrial_Electronics Manufacturing_Existing_Space Heating_Natural Gas_Unit Heater_E8 | F4 | Industrial | Electronics Manufacturing | Existing | Space Heating | Natural Gas | Unit Heater | E8 | RVT BC Ratio | 0 | 0 | 0 | 0 | 0 | 0 | 0 | 0 | 0 | 0 | 0 | 0 | 0 | 0 | 0 | 0 | 0 | 0 | 0 | 0 | 0 | 0 | 0 | 0 | 0 | 0 | 0 | 0 | 0 | 0 | 0 | 0 | 0
F4_Industrial_Electronics Manufacturing_Existing_Space Heating_Natural Gas_Unit Heater_E9 | F4 | Industrial | Electronics Manufacturing | Existing | Space Heating | Natural Gas | Unit Heater | E9 | RVT BC Ratio | 0 | 0 | 0 | 0 | 0 | 0 | 0 | 0 | 0 | 0 | 0 | 0 | 0 | 0 | 0 | 0 | 0 | 0 | 0 | 0 | 0 | 0 | 0 | 0 | 0 | 0 | 0 | 0 | 0 | 0 | 0 | 0 | 0
F4_Industrial_Electronics Manufacturing_Existing_Space Heating_Natural Gas_Unit Heater_E10 | F4 | Industrial | Electronics Manufacturing | Existing | Space Heating | Natural Gas | Unit Heater | E10 | RVT BC Ratio | 0 | 0 | 0 | 0 | 0 | 0 | 0 | 0 | 0 | 0 | 0 | 0 | 0 | 0 | 0 | 0 | 0 | 0 | 0 | 0 | 0 | 0 | 0 | 0 | 0 | 0 | 0 | 0 | 0 | 0 | 0 | 0 | 0
F5_Industrial_Electronics Manufacturing_Existing_Space Heating_Natural Gas_Unit Heater_E1 | F5 | Industrial | Electronics Manufacturing | Existing | Space Heating | Natural Gas | Unit Heater | E1 | RIM BC Ratio | 0 | 0 | 0 | 0 | 0 | 0 | 0 | 0 | 0 | 0 | 0 | 0 | 0 | 0 | 0 | 0 | 0 | 0 | 0 | 0 | 0 | 0 | 0 | 0 | 0 | 0 | 0 | 0 | 0 | 0 | 0 | 0 | 0
F5_Industrial_Electronics Manufacturing_Existing_Space Heating_Natural Gas_Unit Heater_E2 | F5 | Industrial | Electronics Manufacturing | Existing | Space Heating | Natural Gas | Unit Heater | E2 | RIM BC Ratio | 0 | 0 | 0 | 0 | 0 | 0 | 0 | 0 | 0 | 0 | 0 | 0 | 0 | 0 | 0 | 0 | 0 | 0 | 0 | 0 | 0 | 0 | 0 | 0 | 0 | 0 | 0 | 0 | 0 | 0 | 0 | 0 | 0
F5_Industrial_Electronics Manufacturing_Existing_Space Heating_Natural Gas_Unit Heater_E3 | F5 | Industrial | Electronics Manufacturing | Existing | Space Heating | Natural Gas | Unit Heater | E3 | RIM BC Ratio | 0 | 0 | 0 | 0 | 0 | 0 | 0 | 0 | 0 | 0 | 0 | 0 | 0 | 0 | 0 | 0 | 0 | 0 | 0 | 0 | 0 | 0 | 0 | 0 | 0 | 0 | 0 | 0 | 0 | 0 | 0 | 0 | 0
F5_Industrial_Electronics Manufacturing_Existing_Space Heating_Natural Gas_Unit Heater_E4 | F5 | Industrial | Electronics Manufacturing | Existing | Space Heating | Natural Gas | Unit Heater | E4 | RIM BC Ratio | 0 | 0 | 0 | 0 | 0 | 0 | 0 | 0 | 0 | 0 | 0 | 0 | 0 | 0 | 0 | 0 | 0 | 0 | 0 | 0 | 0 | 0 | 0 | 0 | 0 | 0 | 0 | 0 | 0 | 0 | 0 | 0 | 0
F5_Industrial_Electronics Manufacturing_Existing_Space Heating_Natural Gas_Unit Heater_E5 | F5 | Industrial | Electronics Manufacturing | Existing | Space Heating | Natural Gas | Unit Heater | E5 | RIM BC Ratio | 0 | 0 | 0 | 0 | 0 | 0 | 0 | 0 | 0 | 0 | 0 | 0 | 0 | 0 | 0 | 0 | 0 | 0 | 0 | 0 | 0 | 0 | 0 | 0 | 0 | 0 | 0 | 0 | 0 | 0 | 0 | 0 | 0
F5_Industrial_Electronics Manufacturing_Existing_Space Heating_Natural Gas_Unit Heater_E6 | F5 | Industrial | Electronics Manufacturing | Existing | Space Heating | Natural Gas | Unit Heater | E6 | RIM BC Ratio | 0 | 0 | 0 | 0 | 0 | 0 | 0 | 0 | 0 | 0 | 0 | 0 | 0 | 0 | 0 | 0 | 0 | 0 | 0 | 0 | 0 | 0 | 0 | 0 | 0 | 0 | 0 | 0 | 0 | 0 | 0 | 0 | 0
F5_Industrial_Electronics Manufacturing_Existing_Space Heating_Natural Gas_Unit Heater_E7 | F5 | Industrial | Electronics Manufacturing | Existing | Space Heating | Natural Gas | Unit Heater | E7 | RIM BC Ratio | 0 | 0 | 0 | 0 | 0 | 0 | 0 | 0 | 0 | 0 | 0 | 0 | 0 | 0 | 0 | 0 | 0 | 0 | 0 | 0 | 0 | 0 | 0 | 0 | 0 | 0 | 0 | 0 | 0 | 0 | 0 | 0 | 0
F5_Industrial_Electronics Manufacturing_Existing_Space Heating_Natural Gas_Unit Heater_E8 | F5 | Industrial | Electronics Manufacturing | Existing | Space Heating | Natural Gas | Unit Heater | E8 | RIM BC Ratio | 0 | 0 | 0 | 0 | 0 | 0 | 0 | 0 | 0 | 0 | 0 | 0 | 0 | 0 | 0 | 0 | 0 | 0 | 0 | 0 | 0 | 0 | 0 | 0 | 0 | 0 | 0 | 0 | 0 | 0 | 0 | 0 | 0
F5_Industrial_Electronics Manufacturing_Existing_Space Heating_Natural Gas_Unit Heater_E9 | F5 | Industrial | Electronics Manufacturing | Existing | Space Heating | Natural Gas | Unit Heater | E9 | RIM BC Ratio | 0 | 0 | 0 | 0 | 0 | 0 | 0 | 0 | 0 | 0 | 0 | 0 | 0 | 0 | 0 | 0 | 0 | 0 | 0 | 0 | 0 | 0 | 0 | 0 | 0 | 0 | 0 | 0 | 0 | 0 | 0 | 0 | 0
F5_Industrial_Electronics Manufacturing_Existing_Space Heating_Natural Gas_Unit Heater_E10 | F5 | Industrial | Electronics Manufacturing | Existing | Space Heating | Natural Gas | Unit Heater | E10 | RIM BC Ratio | 0 | 0 | 0 | 0 | 0 | 0 | 0 | 0 | 0 | 0 | 0 | 0 | 0 | 0 | 0 | 0 | 0 | 0 | 0 | 0 | 0 | 0 | 0 | 0 | 0 | 0 | 0 | 0 | 0 | 0 | 0 | 0 | 0
F0_Industrial_Electronics Manufacturing_Existing_Process_Natural Gas_Process Heating_E0 | F0 | Industrial | Electronics Manufacturing | Existing | Process | Natural Gas | Process Heating | E0 | Economic Unit | 0 | 0 | 0 | 0 | 0 | 0 | 0 | 0 | 0 | 0 | 0 | 0 | 0 | 0 | 0 | 0 | 0 | 0 | 0 | 0 | 0 | 0 | 0 | 0 | 0 | 0 | 0 | 0 | 0 | 0 | 0 | 0 | 0
F1_Industrial_Electronics Manufacturing_Existing_Process_Natural Gas_Process Heating_E1 | F1 | Industrial | Electronics Manufacturing | Existing | Process | Natural Gas | Process Heating | E1 | CCE | 0 | 0 | 0 | 0 | 0 | 0 | 0 | 0 | 0 | 0 | 0 | 0 | 0 | 0 | 0 | 0 | 0 | 0 | 0 | 0 | 0 | 0 | 0 | 0 | 0 | 0 | 0 | 0 | 0 | 0 | 0 | 0 | 0
F1_Industrial_Electronics Manufacturing_Existing_Process_Natural Gas_Process Heating_E2 | F1 | Industrial | Electronics Manufacturing | Existing | Process | Natural Gas | Process Heating | E2 | CCE | 0 | 0 | 0 | 0 | 0 | 0 | 0 | 0 | 0 | 0 | 0 | 0 | 0 | 0 | 0 | 0 | 0 | 0 | 0 | 0 | 0 | 0 | 0 | 0 | 0 | 0 | 0 | 0 | 0 | 0 | 0 | 0 | 0
F1_Industrial_Electronics Manufacturing_Existing_Process_Natural Gas_Process Heating_E3 | F1 | Industrial | Electronics Manufacturing | Existing | Process | Natural Gas | Process Heating | E3 | CCE | 0 | 0 | 0 | 0 | 0 | 0 | 0 | 0 | 0 | 0 | 0 | 0 | 0 | 0 | 0 | 0 | 0 | 0 | 0 | 0 | 0 | 0 | 0 | 0 | 0 | 0 | 0 | 0 | 0 | 0 | 0 | 0 | 0
F1_Industrial_Electronics Manufacturing_Existing_Process_Natural Gas_Process Heating_E4 | F1 | Industrial | Electronics Manufacturing | Existing | Process | Natural Gas | Process Heating | E4 | CCE | 0 | 0 | 0 | 0 | 0 | 0 | 0 | 0 | 0 | 0 | 0 | 0 | 0 | 0 | 0 | 0 | 0 | 0 | 0 | 0 | 0 | 0 | 0 | 0 | 0 | 0 | 0 | 0 | 0 | 0 | 0 | 0 | 0
F1_Industrial_Electronics Manufacturing_Existing_Process_Natural Gas_Process Heating_E5 | F1 | Industrial | Electronics Manufacturing | Existing | Process | Natural Gas | Process Heating | E5 | CCE | 0 | 0 | 0 | 0 | 0 | 0 | 0 | 0 | 0 | 0 | 0 | 0 | 0 | 0 | 0 | 0 | 0 | 0 | 0 | 0 | 0 | 0 | 0 | 0 | 0 | 0 | 0 | 0 | 0 | 0 | 0 | 0 | 0
F1_Industrial_Electronics Manufacturing_Existing_Process_Natural Gas_Process Heating_E6 | F1 | Industrial | Electronics Manufacturing | Existing | Process | Natural Gas | Process Heating | E6 | CCE | 0 | 0 | 0 | 0 | 0 | 0 | 0 | 0 | 0 | 0 | 0 | 0 | 0 | 0 | 0 | 0 | 0 | 0 | 0 | 0 | 0 | 0 | 0 | 0 | 0 | 0 | 0 | 0 | 0 | 0 | 0 | 0 | 0
F1_Industrial_Electronics Manufacturing_Existing_Process_Natural Gas_Process Heating_E7 | F1 | Industrial | Electronics Manufacturing | Existing | Process | Natural Gas | Process Heating | E7 | CCE | 0 | 0 | 0 | 0 | 0 | 0 | 0 | 0 | 0 | 0 | 0 | 0 | 0 | 0 | 0 | 0 | 0 | 0 | 0 | 0 | 0 | 0 | 0 | 0 | 0 | 0 | 0 | 0 | 0 | 0 | 0 | 0 | 0
F1_Industrial_Electronics Manufacturing_Existing_Process_Natural Gas_Process Heating_E8 | F1 | Industrial | Electronics Manufacturing | Existing | Process | Natural Gas | Process Heating | E8 | CCE | 0 | 0 | 0 | 0 | 0 | 0 | 0 | 0 | 0 | 0 | 0 | 0 | 0 | 0 | 0 | 0 | 0 | 0 | 0 | 0 | 0 | 0 | 0 | 0 | 0 | 0 | 0 | 0 | 0 | 0 | 0 | 0 | 0
F1_Industrial_Electronics Manufacturing_Existing_Process_Natural Gas_Process Heating_E9 | F1 | Industrial | Electronics Manufacturing | Existing | Process | Natural Gas | Process Heating | E9 | CCE | 0 | 0 | 0 | 0 | 0 | 0 | 0 | 0 | 0 | 0 | 0 | 0 | 0 | 0 | 0 | 0 | 0 | 0 | 0 | 0 | 0 | 0 | 0 | 0 | 0 | 0 | 0 | 0 | 0 | 0 | 0 | 0 | 0
F1_Industrial_Electronics Manufacturing_Existing_Process_Natural Gas_Process Heating_E10 | F1 | Industrial | Electronics Manufacturing | Existing | Process | Natural Gas | Process Heating | E10 | CCE | 0 | 0 | 0 | 0 | 0 | 0 | 0 | 0 | 0 | 0 | 0 | 0 | 0 | 0 | 0 | 0 | 0 | 0 | 0 | 0 | 0 | 0 | 0 | 0 | 0 | 0 | 0 | 0 | 0 | 0 | 0 | 0 | 0
F2_Industrial_Electronics Manufacturing_Existing_Process_Natural Gas_Process Heating_E1 | F2 | Industrial | Electronics Manufacturing | Existing | Process | Natural Gas | Process Heating | E1 | TRC BC Ratio | 0 | 0 | 0 | 0 | 0 | 0 | 0 | 0 | 0 | 0 | 0 | 0 | 0 | 0 | 0 | 0 | 0 | 0 | 0 | 0 | 0 | 0 | 0 | 0 | 0 | 0 | 0 | 0 | 0 | 0 | 0 | 0 | 0
F2_Industrial_Electronics Manufacturing_Existing_Process_Natural Gas_Process Heating_E2 | F2 | Industrial | Electronics Manufacturing | Existing | Process | Natural Gas | Process Heating | E2 | TRC BC Ratio | 0 | 0 | 0 | 0 | 0 | 0 | 0 | 0 | 0 | 0 | 0 | 0 | 0 | 0 | 0 | 0 | 0 | 0 | 0 | 0 | 0 | 0 | 0 | 0 | 0 | 0 | 0 | 0 | 0 | 0 | 0 | 0 | 0
F2_Industrial_Electronics Manufacturing_Existing_Process_Natural Gas_Process Heating_E3 | F2 | Industrial | Electronics Manufacturing | Existing | Process | Natural Gas | Process Heating | E3 | TRC BC Ratio | 0 | 0 | 0 | 0 | 0 | 0 | 0 | 0 | 0 | 0 | 0 | 0 | 0 | 0 | 0 | 0 | 0 | 0 | 0 | 0 | 0 | 0 | 0 | 0 | 0 | 0 | 0 | 0 | 0 | 0 | 0 | 0 | 0
F2_Industrial_Electronics Manufacturing_Existing_Process_Natural Gas_Process Heating_E4 | F2 | Industrial | Electronics Manufacturing | Existing | Process | Natural Gas | Process Heating | E4 | TRC BC Ratio | 0 | 0 | 0 | 0 | 0 | 0 | 0 | 0 | 0 | 0 | 0 | 0 | 0 | 0 | 0 | 0 | 0 | 0 | 0 | 0 | 0 | 0 | 0 | 0 | 0 | 0 | 0 | 0 | 0 | 0 | 0 | 0 | 0
F2_Industrial_Electronics Manufacturing_Existing_Process_Natural Gas_Process Heating_E5 | F2 | Industrial | Electronics Manufacturing | Existing | Process | Natural Gas | Process Heating | E5 | TRC BC Ratio | 0 | 0 | 0 | 0 | 0 | 0 | 0 | 0 | 0 | 0 | 0 | 0 | 0 | 0 | 0 | 0 | 0 | 0 | 0 | 0 | 0 | 0 | 0 | 0 | 0 | 0 | 0 | 0 | 0 | 0 | 0 | 0 | 0
F2_Industrial_Electronics Manufacturing_Existing_Process_Natural Gas_Process Heating_E6 | F2 | Industrial | Electronics Manufacturing | Existing | Process | Natural Gas | Process Heating | E6 | TRC BC Ratio | 0 | 0 | 0 | 0 | 0 | 0 | 0 | 0 | 0 | 0 | 0 | 0 | 0 | 0 | 0 | 0 | 0 | 0 | 0 | 0 | 0 | 0 | 0 | 0 | 0 | 0 | 0 | 0 | 0 | 0 | 0 | 0 | 0
F2_Industrial_Electronics Manufacturing_Existing_Process_Natural Gas_Process Heating_E7 | F2 | Industrial | Electronics Manufacturing | Existing | Process | Natural Gas | Process Heating | E7 | TRC BC Ratio | 0 | 0 | 0 | 0 | 0 | 0 | 0 | 0 | 0 | 0 | 0 | 0 | 0 | 0 | 0 | 0 | 0 | 0 | 0 | 0 | 0 | 0 | 0 | 0 | 0 | 0 | 0 | 0 | 0 | 0 | 0 | 0 | 0
F2_Industrial_Electronics Manufacturing_Existing_Process_Natural Gas_Process Heating_E8 | F2 | Industrial | Electronics Manufacturing | Existing | Process | Natural Gas | Process Heating | E8 | TRC BC Ratio | 0 | 0 | 0 | 0 | 0 | 0 | 0 | 0 | 0 | 0 | 0 | 0 | 0 | 0 | 0 | 0 | 0 | 0 | 0 | 0 | 0 | 0 | 0 | 0 | 0 | 0 | 0 | 0 | 0 | 0 | 0 | 0 | 0
F2_Industrial_Electronics Manufacturing_Existing_Process_Natural Gas_Process Heating_E9 | F2 | Industrial | Electronics Manufacturing | Existing | Process | Natural Gas | Process Heating | E9 | TRC BC Ratio | 0 | 0 | 0 | 0 | 0 | 0 | 0 | 0 | 0 | 0 | 0 | 0 | 0 | 0 | 0 | 0 | 0 | 0 | 0 | 0 | 0 | 0 | 0 | 0 | 0 | 0 | 0 | 0 | 0 | 0 | 0 | 0 | 0
F2_Industrial_Electronics Manufacturing_Existing_Process_Natural Gas_Process Heating_E10 | F2 | Industrial | Electronics Manufacturing | Existing | Process | Natural Gas | Process Heating | E10 | TRC BC Ratio | 0 | 0 | 0 | 0 | 0 | 0 | 0 | 0 | 0 | 0 | 0 | 0 | 0 | 0 | 0 | 0 | 0 | 0 | 0 | 0 | 0 | 0 | 0 | 0 | 0 | 0 | 0 | 0 | 0 | 0 | 0 | 0 | 0
F3_Industrial_Electronics Manufacturing_Existing_Process_Natural Gas_Process Heating_E1 | F3 | Industrial | Electronics Manufacturing | Existing | Process | Natural Gas | Process Heating | E1 | PACT BC Ratio | 0 | 0 | 0 | 0 | 0 | 0 | 0 | 0 | 0 | 0 | 0 | 0 | 0 | 0 | 0 | 0 | 0 | 0 | 0 | 0 | 0 | 0 | 0 | 0 | 0 | 0 | 0 | 0 | 0 | 0 | 0 | 0 | 0
F3_Industrial_Electronics Manufacturing_Existing_Process_Natural Gas_Process Heating_E2 | F3 | Industrial | Electronics Manufacturing | Existing | Process | Natural Gas | Process Heating | E2 | PACT BC Ratio | 0 | 0 | 0 | 0 | 0 | 0 | 0 | 0 | 0 | 0 | 0 | 0 | 0 | 0 | 0 | 0 | 0 | 0 | 0 | 0 | 0 | 0 | 0 | 0 | 0 | 0 | 0 | 0 | 0 | 0 | 0 | 0 | 0
F3_Industrial_Electronics Manufacturing_Existing_Process_Natural Gas_Process Heating_E3 | F3 | Industrial | Electronics Manufacturing | Existing | Process | Natural Gas | Process Heating | E3 | PACT BC Ratio | 0 | 0 | 0 | 0 | 0 | 0 | 0 | 0 | 0 | 0 | 0 | 0 | 0 | 0 | 0 | 0 | 0 | 0 | 0 | 0 | 0 | 0 | 0 | 0 | 0 | 0 | 0 | 0 | 0 | 0 | 0 | 0 | 0
F3_Industrial_Electronics Manufacturing_Existing_Process_Natural Gas_Process Heating_E4 | F3 | Industrial | Electronics Manufacturing | Existing | Process | Natural Gas | Process Heating | E4 | PACT BC Ratio | 0 | 0 | 0 | 0 | 0 | 0 | 0 | 0 | 0 | 0 | 0 | 0 | 0 | 0 | 0 | 0 | 0 | 0 | 0 | 0 | 0 | 0 | 0 | 0 | 0 | 0 | 0 | 0 | 0 | 0 | 0 | 0 | 0
F3_Industrial_Electronics Manufacturing_Existing_Process_Natural Gas_Process Heating_E5 | F3 | Industrial | Electronics Manufacturing | Existing | Process | Natural Gas | Process Heating | E5 | PACT BC Ratio | 0 | 0 | 0 | 0 | 0 | 0 | 0 | 0 | 0 | 0 | 0 | 0 | 0 | 0 | 0 | 0 | 0 | 0 | 0 | 0 | 0 | 0 | 0 | 0 | 0 | 0 | 0 | 0 | 0 | 0 | 0 | 0 | 0
F3_Industrial_Electronics Manufacturing_Existing_Process_Natural Gas_Process Heating_E6 | F3 | Industrial | Electronics Manufacturing | Existing | Process | Natural Gas | Process Heating | E6 | PACT BC Ratio | 0 | 0 | 0 | 0 | 0 | 0 | 0 | 0 | 0 | 0 | 0 | 0 | 0 | 0 | 0 | 0 | 0 | 0 | 0 | 0 | 0 | 0 | 0 | 0 | 0 | 0 | 0 | 0 | 0 | 0 | 0 | 0 | 0
F3_Industrial_Electronics Manufacturing_Existing_Process_Natural Gas_Process Heating_E7 | F3 | Industrial | Electronics Manufacturing | Existing | Process | Natural Gas | Process Heating | E7 | PACT BC Ratio | 0 | 0 | 0 | 0 | 0 | 0 | 0 | 0 | 0 | 0 | 0 | 0 | 0 | 0 | 0 | 0 | 0 | 0 | 0 | 0 | 0 | 0 | 0 | 0 | 0 | 0 | 0 | 0 | 0 | 0 | 0 | 0 | 0
F3_Industrial_Electronics Manufacturing_Existing_Process_Natural Gas_Process Heating_E8 | F3 | Industrial | Electronics Manufacturing | Existing | Process | Natural Gas | Process Heating | E8 | PACT BC Ratio | 0 | 0 | 0 | 0 | 0 | 0 | 0 | 0 | 0 | 0 | 0 | 0 | 0 | 0 | 0 | 0 | 0 | 0 | 0 | 0 | 0 | 0 | 0 | 0 | 0 | 0 | 0 | 0 | 0 | 0 | 0 | 0 | 0
F3_Industrial_Electronics Manufacturing_Existing_Process_Natural Gas_Process Heating_E9 | F3 | Industrial | Electronics Manufacturing | Existing | Process | Natural Gas | Process Heating | E9 | PACT BC Ratio | 0 | 0 | 0 | 0 | 0 | 0 | 0 | 0 | 0 | 0 | 0 | 0 | 0 | 0 | 0 | 0 | 0 | 0 | 0 | 0 | 0 | 0 | 0 | 0 | 0 | 0 | 0 | 0 | 0 | 0 | 0 | 0 | 0
F3_Industrial_Electronics Manufacturing_Existing_Process_Natural Gas_Process Heating_E10 | F3 | Industrial | Electronics Manufacturing | Existing | Process | Natural Gas | Process Heating | E10 | PACT BC Ratio | 0 | 0 | 0 | 0 | 0 | 0 | 0 | 0 | 0 | 0 | 0 | 0 | 0 | 0 | 0 | 0 | 0 | 0 | 0 | 0 | 0 | 0 | 0 | 0 | 0 | 0 | 0 | 0 | 0 | 0 | 0 | 0 | 0
F4_Industrial_Electronics Manufacturing_Existing_Process_Natural Gas_Process Heating_E1 | F4 | Industrial | Electronics Manufacturing | Existing | Process | Natural Gas | Process Heating | E1 | RVT BC Ratio | 0 | 0 | 0 | 0 | 0 | 0 | 0 | 0 | 0 | 0 | 0 | 0 | 0 | 0 | 0 | 0 | 0 | 0 | 0 | 0 | 0 | 0 | 0 | 0 | 0 | 0 | 0 | 0 | 0 | 0 | 0 | 0 | 0
F4_Industrial_Electronics Manufacturing_Existing_Process_Natural Gas_Process Heating_E2 | F4 | Industrial | Electronics Manufacturing | Existing | Process | Natural Gas | Process Heating | E2 | RVT BC Ratio | 0 | 0 | 0 | 0 | 0 | 0 | 0 | 0 | 0 | 0 | 0 | 0 | 0 | 0 | 0 | 0 | 0 | 0 | 0 | 0 | 0 | 0 | 0 | 0 | 0 | 0 | 0 | 0 | 0 | 0 | 0 | 0 | 0
F4_Industrial_Electronics Manufacturing_Existing_Process_Natural Gas_Process Heating_E3 | F4 | Industrial | Electronics Manufacturing | Existing | Process | Natural Gas | Process Heating | E3 | RVT BC Ratio | 0 | 0 | 0 | 0 | 0 | 0 | 0 | 0 | 0 | 0 | 0 | 0 | 0 | 0 | 0 | 0 | 0 | 0 | 0 | 0 | 0 | 0 | 0 | 0 | 0 | 0 | 0 | 0 | 0 | 0 | 0 | 0 | 0
F4_Industrial_Electronics Manufacturing_Existing_Process_Natural Gas_Process Heating_E4 | F4 | Industrial | Electronics Manufacturing | Existing | Process | Natural Gas | Process Heating | E4 | RVT BC Ratio | 0 | 0 | 0 | 0 | 0 | 0 | 0 | 0 | 0 | 0 | 0 | 0 | 0 | 0 | 0 | 0 | 0 | 0 | 0 | 0 | 0 | 0 | 0 | 0 | 0 | 0 | 0 | 0 | 0 | 0 | 0 | 0 | 0
F4_Industrial_Electronics Manufacturing_Existing_Process_Natural Gas_Process Heating_E5 | F4 | Industrial | Electronics Manufacturing | Existing | Process | Natural Gas | Process Heating | E5 | RVT BC Ratio | 0 | 0 | 0 | 0 | 0 | 0 | 0 | 0 | 0 | 0 | 0 | 0 | 0 | 0 | 0 | 0 | 0 | 0 | 0 | 0 | 0 | 0 | 0 | 0 | 0 | 0 | 0 | 0 | 0 | 0 | 0 | 0 | 0
F4_Industrial_Electronics Manufacturing_Existing_Process_Natural Gas_Process Heating_E6 | F4 | Industrial | Electronics Manufacturing | Existing | Process | Natural Gas | Process Heating | E6 | RVT BC Ratio | 0 | 0 | 0 | 0 | 0 | 0 | 0 | 0 | 0 | 0 | 0 | 0 | 0 | 0 | 0 | 0 | 0 | 0 | 0 | 0 | 0 | 0 | 0 | 0 | 0 | 0 | 0 | 0 | 0 | 0 | 0 | 0 | 0
F4_Industrial_Electronics Manufacturing_Existing_Process_Natural Gas_Process Heating_E7 | F4 | Industrial | Electronics Manufacturing | Existing | Process | Natural Gas | Process Heating | E7 | RVT BC Ratio | 0 | 0 | 0 | 0 | 0 | 0 | 0 | 0 | 0 | 0 | 0 | 0 | 0 | 0 | 0 | 0 | 0 | 0 | 0 | 0 | 0 | 0 | 0 | 0 | 0 | 0 | 0 | 0 | 0 | 0 | 0 | 0 | 0
F4_Industrial_Electronics Manufacturing_Existing_Process_Natural Gas_Process Heating_E8 | F4 | Industrial | Electronics Manufacturing | Existing | Process | Natural Gas | Process Heating | E8 | RVT BC Ratio | 0 | 0 | 0 | 0 | 0 | 0 | 0 | 0 | 0 | 0 | 0 | 0 | 0 | 0 | 0 | 0 | 0 | 0 | 0 | 0 | 0 | 0 | 0 | 0 | 0 | 0 | 0 | 0 | 0 | 0 | 0 | 0 | 0
F4_Industrial_Electronics Manufacturing_Existing_Process_Natural Gas_Process Heating_E9 | F4 | Industrial | Electronics Manufacturing | Existing | Process | Natural Gas | Process Heating | E9 | RVT BC Ratio | 0 | 0 | 0 | 0 | 0 | 0 | 0 | 0 | 0 | 0 | 0 | 0 | 0 | 0 | 0 | 0 | 0 | 0 | 0 | 0 | 0 | 0 | 0 | 0 | 0 | 0 | 0 | 0 | 0 | 0 | 0 | 0 | 0
F4_Industrial_Electronics Manufacturing_Existing_Process_Natural Gas_Process Heating_E10 | F4 | Industrial | Electronics Manufacturing | Existing | Process | Natural Gas | Process Heating | E10 | RVT BC Ratio | 0 | 0 | 0 | 0 | 0 | 0 | 0 | 0 | 0 | 0 | 0 | 0 | 0 | 0 | 0 | 0 | 0 | 0 | 0 | 0 | 0 | 0 | 0 | 0 | 0 | 0 | 0 | 0 | 0 | 0 | 0 | 0 | 0
F5_Industrial_Electronics Manufacturing_Existing_Process_Natural Gas_Process Heating_E1 | F5 | Industrial | Electronics Manufacturing | Existing | Process | Natural Gas | Process Heating | E1 | RIM BC Ratio | 0 | 0 | 0 | 0 | 0 | 0 | 0 | 0 | 0 | 0 | 0 | 0 | 0 | 0 | 0 | 0 | 0 | 0 | 0 | 0 | 0 | 0 | 0 | 0 | 0 | 0 | 0 | 0 | 0 | 0 | 0 | 0 | 0
F5_Industrial_Electronics Manufacturing_Existing_Process_Natural Gas_Process Heating_E2 | F5 | Industrial | Electronics Manufacturing | Existing | Process | Natural Gas | Process Heating | E2 | RIM BC Ratio | 0 | 0 | 0 | 0 | 0 | 0 | 0 | 0 | 0 | 0 | 0 | 0 | 0 | 0 | 0 | 0 | 0 | 0 | 0 | 0 | 0 | 0 | 0 | 0 | 0 | 0 | 0 | 0 | 0 | 0 | 0 | 0 | 0
F5_Industrial_Electronics Manufacturing_Existing_Process_Natural Gas_Process Heating_E3 | F5 | Industrial | Electronics Manufacturing | Existing | Process | Natural Gas | Process Heating | E3 | RIM BC Ratio | 0 | 0 | 0 | 0 | 0 | 0 | 0 | 0 | 0 | 0 | 0 | 0 | 0 | 0 | 0 | 0 | 0 | 0 | 0 | 0 | 0 | 0 | 0 | 0 | 0 | 0 | 0 | 0 | 0 | 0 | 0 | 0 | 0
F5_Industrial_Electronics Manufacturing_Existing_Process_Natural Gas_Process Heating_E4 | F5 | Industrial | Electronics Manufacturing | Existing | Process | Natural Gas | Process Heating | E4 | RIM BC Ratio | 0 | 0 | 0 | 0 | 0 | 0 | 0 | 0 | 0 | 0 | 0 | 0 | 0 | 0 | 0 | 0 | 0 | 0 | 0 | 0 | 0 | 0 | 0 | 0 | 0 | 0 | 0 | 0 | 0 | 0 | 0 | 0 | 0
F5_Industrial_Electronics Manufacturing_Existing_Process_Natural Gas_Process Heating_E5 | F5 | Industrial | Electronics Manufacturing | Existing | Process | Natural Gas | Process Heating | E5 | RIM BC Ratio | 0 | 0 | 0 | 0 | 0 | 0 | 0 | 0 | 0 | 0 | 0 | 0 | 0 | 0 | 0 | 0 | 0 | 0 | 0 | 0 | 0 | 0 | 0 | 0 | 0 | 0 | 0 | 0 | 0 | 0 | 0 | 0 | 0
F5_Industrial_Electronics Manufacturing_Existing_Process_Natural Gas_Process Heating_E6 | F5 | Industrial | Electronics Manufacturing | Existing | Process | Natural Gas | Process Heating | E6 | RIM BC Ratio | 0 | 0 | 0 | 0 | 0 | 0 | 0 | 0 | 0 | 0 | 0 | 0 | 0 | 0 | 0 | 0 | 0 | 0 | 0 | 0 | 0 | 0 | 0 | 0 | 0 | 0 | 0 | 0 | 0 | 0 | 0 | 0 | 0
F5_Industrial_Electronics Manufacturing_Existing_Process_Natural Gas_Process Heating_E7 | F5 | Industrial | Electronics Manufacturing | Existing | Process | Natural Gas | Process Heating | E7 | RIM BC Ratio | 0 | 0 | 0 | 0 | 0 | 0 | 0 | 0 | 0 | 0 | 0 | 0 | 0 | 0 | 0 | 0 | 0 | 0 | 0 | 0 | 0 | 0 | 0 | 0 | 0 | 0 | 0 | 0 | 0 | 0 | 0 | 0 | 0
F5_Industrial_Electronics Manufacturing_Existing_Process_Natural Gas_Process Heating_E8 | F5 | Industrial | Electronics Manufacturing | Existing | Process | Natural Gas | Process Heating | E8 | RIM BC Ratio | 0 | 0 | 0 | 0 | 0 | 0 | 0 | 0 | 0 | 0 | 0 | 0 | 0 | 0 | 0 | 0 | 0 | 0 | 0 | 0 | 0 | 0 | 0 | 0 | 0 | 0 | 0 | 0 | 0 | 0 | 0 | 0 | 0
F5_Industrial_Electronics Manufacturing_Existing_Process_Natural Gas_Process Heating_E9 | F5 | Industrial | Electronics Manufacturing | Existing | Process | Natural Gas | Process Heating | E9 | RIM BC Ratio | 0 | 0 | 0 | 0 | 0 | 0 | 0 | 0 | 0 | 0 | 0 | 0 | 0 | 0 | 0 | 0 | 0 | 0 | 0 | 0 | 0 | 0 | 0 | 0 | 0 | 0 | 0 | 0 | 0 | 0 | 0 | 0 | 0
F5_Industrial_Electronics Manufacturing_Existing_Process_Natural Gas_Process Heating_E10 | F5 | Industrial | Electronics Manufacturing | Existing | Process | Natural Gas | Process Heating | E10 | RIM BC Ratio | 0 | 0 | 0 | 0 | 0 | 0 | 0 | 0 | 0 | 0 | 0 | 0 | 0 | 0 | 0 | 0 | 0 | 0 | 0 | 0 | 0 | 0 | 0 | 0 | 0 | 0 | 0 | 0 | 0 | 0 | 0 | 0 | 0
F0_Industrial_Electronics Manufacturing_Existing_Process_Natural Gas_Process Boiler_E0 | F0 | Industrial | Electronics Manufacturing | Existing | Process | Natural Gas | Process Boiler | E0 | Economic Unit | 0 | 0 | 0 | 0 | 0 | 0 | 0 | 0 | 0 | 0 | 0 | 0 | 0 | 0 | 0 | 0 | 0 | 0 | 0 | 0 | 0 | 0 | 0 | 0 | 0 | 0 | 0 | 0 | 0 | 0 | 0 | 0 | 0
F1_Industrial_Electronics Manufacturing_Existing_Process_Natural Gas_Process Boiler_E1 | F1 | Industrial | Electronics Manufacturing | Existing | Process | Natural Gas | Process Boiler | E1 | CCE | 0 | 0 | 0 | 0 | 0 | 0 | 0 | 0 | 0 | 0 | 0 | 0 | 0 | 0 | 0 | 0 | 0 | 0 | 0 | 0 | 0 | 0 | 0 | 0 | 0 | 0 | 0 | 0 | 0 | 0 | 0 | 0 | 0
F1_Industrial_Electronics Manufacturing_Existing_Process_Natural Gas_Process Boiler_E2 | F1 | Industrial | Electronics Manufacturing | Existing | Process | Natural Gas | Process Boiler | E2 | CCE | 0 | 0 | 0 | 0 | 0 | 0 | 0 | 0 | 0 | 0 | 0 | 0 | 0 | 0 | 0 | 0 | 0 | 0 | 0 | 0 | 0 | 0 | 0 | 0 | 0 | 0 | 0 | 0 | 0 | 0 | 0 | 0 | 0
F1_Industrial_Electronics Manufacturing_Existing_Process_Natural Gas_Process Boiler_E3 | F1 | Industrial | Electronics Manufacturing | Existing | Process | Natural Gas | Process Boiler | E3 | CCE | 0 | 0 | 0 | 0 | 0 | 0 | 0 | 0 | 0 | 0 | 0 | 0 | 0 | 0 | 0 | 0 | 0 | 0 | 0 | 0 | 0 | 0 | 0 | 0 | 0 | 0 | 0 | 0 | 0 | 0 | 0 | 0 | 0
F1_Industrial_Electronics Manufacturing_Existing_Process_Natural Gas_Process Boiler_E4 | F1 | Industrial | Electronics Manufacturing | Existing | Process | Natural Gas | Process Boiler | E4 | CCE | 0 | 0 | 0 | 0 | 0 | 0 | 0 | 0 | 0 | 0 | 0 | 0 | 0 | 0 | 0 | 0 | 0 | 0 | 0 | 0 | 0 | 0 | 0 | 0 | 0 | 0 | 0 | 0 | 0 | 0 | 0 | 0 | 0
F1_Industrial_Electronics Manufacturing_Existing_Process_Natural Gas_Process Boiler_E5 | F1 | Industrial | Electronics Manufacturing | Existing | Process | Natural Gas | Process Boiler | E5 | CCE | 0 | 0 | 0 | 0 | 0 | 0 | 0 | 0 | 0 | 0 | 0 | 0 | 0 | 0 | 0 | 0 | 0 | 0 | 0 | 0 | 0 | 0 | 0 | 0 | 0 | 0 | 0 | 0 | 0 | 0 | 0 | 0 | 0
F1_Industrial_Electronics Manufacturing_Existing_Process_Natural Gas_Process Boiler_E6 | F1 | Industrial | Electronics Manufacturing | Existing | Process | Natural Gas | Process Boiler | E6 | CCE | 0 | 0 | 0 | 0 | 0 | 0 | 0 | 0 | 0 | 0 | 0 | 0 | 0 | 0 | 0 | 0 | 0 | 0 | 0 | 0 | 0 | 0 | 0 | 0 | 0 | 0 | 0 | 0 | 0 | 0 | 0 | 0 | 0
F1_Industrial_Electronics Manufacturing_Existing_Process_Natural Gas_Process Boiler_E7 | F1 | Industrial | Electronics Manufacturing | Existing | Process | Natural Gas | Process Boiler | E7 | CCE | 0 | 0 | 0 | 0 | 0 | 0 | 0 | 0 | 0 | 0 | 0 | 0 | 0 | 0 | 0 | 0 | 0 | 0 | 0 | 0 | 0 | 0 | 0 | 0 | 0 | 0 | 0 | 0 | 0 | 0 | 0 | 0 | 0
F1_Industrial_Electronics Manufacturing_Existing_Process_Natural Gas_Process Boiler_E8 | F1 | Industrial | Electronics Manufacturing | Existing | Process | Natural Gas | Process Boiler | E8 | CCE | 0 | 0 | 0 | 0 | 0 | 0 | 0 | 0 | 0 | 0 | 0 | 0 | 0 | 0 | 0 | 0 | 0 | 0 | 0 | 0 | 0 | 0 | 0 | 0 | 0 | 0 | 0 | 0 | 0 | 0 | 0 | 0 | 0
F1_Industrial_Electronics Manufacturing_Existing_Process_Natural Gas_Process Boiler_E9 | F1 | Industrial | Electronics Manufacturing | Existing | Process | Natural Gas | Process Boiler | E9 | CCE | 0 | 0 | 0 | 0 | 0 | 0 | 0 | 0 | 0 | 0 | 0 | 0 | 0 | 0 | 0 | 0 | 0 | 0 | 0 | 0 | 0 | 0 | 0 | 0 | 0 | 0 | 0 | 0 | 0 | 0 | 0 | 0 | 0
F1_Industrial_Electronics Manufacturing_Existing_Process_Natural Gas_Process Boiler_E10 | F1 | Industrial | Electronics Manufacturing | Existing | Process | Natural Gas | Process Boiler | E10 | CCE | 0 | 0 | 0 | 0 | 0 | 0 | 0 | 0 | 0 | 0 | 0 | 0 | 0 | 0 | 0 | 0 | 0 | 0 | 0 | 0 | 0 | 0 | 0 | 0 | 0 | 0 | 0 | 0 | 0 | 0 | 0 | 0 | 0
F2_Industrial_Electronics Manufacturing_Existing_Process_Natural Gas_Process Boiler_E1 | F2 | Industrial | Electronics Manufacturing | Existing | Process | Natural Gas | Process Boiler | E1 | TRC BC Ratio | 0 | 0 | 0 | 0 | 0 | 0 | 0 | 0 | 0 | 0 | 0 | 0 | 0 | 0 | 0 | 0 | 0 | 0 | 0 | 0 | 0 | 0 | 0 | 0 | 0 | 0 | 0 | 0 | 0 | 0 | 0 | 0 | 0
F2_Industrial_Electronics Manufacturing_Existing_Process_Natural Gas_Process Boiler_E2 | F2 | Industrial | Electronics Manufacturing | Existing | Process | Natural Gas | Process Boiler | E2 | TRC BC Ratio | 0 | 0 | 0 | 0 | 0 | 0 | 0 | 0 | 0 | 0 | 0 | 0 | 0 | 0 | 0 | 0 | 0 | 0 | 0 | 0 | 0 | 0 | 0 | 0 | 0 | 0 | 0 | 0 | 0 | 0 | 0 | 0 | 0
F2_Industrial_Electronics Manufacturing_Existing_Process_Natural Gas_Process Boiler_E3 | F2 | Industrial | Electronics Manufacturing | Existing | Process | Natural Gas | Process Boiler | E3 | TRC BC Ratio | 0 | 0 | 0 | 0 | 0 | 0 | 0 | 0 | 0 | 0 | 0 | 0 | 0 | 0 | 0 | 0 | 0 | 0 | 0 | 0 | 0 | 0 | 0 | 0 | 0 | 0 | 0 | 0 | 0 | 0 | 0 | 0 | 0
F2_Industrial_Electronics Manufacturing_Existing_Process_Natural Gas_Process Boiler_E4 | F2 | Industrial | Electronics Manufacturing | Existing | Process | Natural Gas | Process Boiler | E4 | TRC BC Ratio | 0 | 0 | 0 | 0 | 0 | 0 | 0 | 0 | 0 | 0 | 0 | 0 | 0 | 0 | 0 | 0 | 0 | 0 | 0 | 0 | 0 | 0 | 0 | 0 | 0 | 0 | 0 | 0 | 0 | 0 | 0 | 0 | 0
F2_Industrial_Electronics Manufacturing_Existing_Process_Natural Gas_Process Boiler_E5 | F2 | Industrial | Electronics Manufacturing | Existing | Process | Natural Gas | Process Boiler | E5 | TRC BC Ratio | 0 | 0 | 0 | 0 | 0 | 0 | 0 | 0 | 0 | 0 | 0 | 0 | 0 | 0 | 0 | 0 | 0 | 0 | 0 | 0 | 0 | 0 | 0 | 0 | 0 | 0 | 0 | 0 | 0 | 0 | 0 | 0 | 0
F2_Industrial_Electronics Manufacturing_Existing_Process_Natural Gas_Process Boiler_E6 | F2 | Industrial | Electronics Manufacturing | Existing | Process | Natural Gas | Process Boiler | E6 | TRC BC Ratio | 0 | 0 | 0 | 0 | 0 | 0 | 0 | 0 | 0 | 0 | 0 | 0 | 0 | 0 | 0 | 0 | 0 | 0 | 0 | 0 | 0 | 0 | 0 | 0 | 0 | 0 | 0 | 0 | 0 | 0 | 0 | 0 | 0
F2_Industrial_Electronics Manufacturing_Existing_Process_Natural Gas_Process Boiler_E7 | F2 | Industrial | Electronics Manufacturing | Existing | Process | Natural Gas | Process Boiler | E7 | TRC BC Ratio | 0 | 0 | 0 | 0 | 0 | 0 | 0 | 0 | 0 | 0 | 0 | 0 | 0 | 0 | 0 | 0 | 0 | 0 | 0 | 0 | 0 | 0 | 0 | 0 | 0 | 0 | 0 | 0 | 0 | 0 | 0 | 0 | 0
F2_Industrial_Electronics Manufacturing_Existing_Process_Natural Gas_Process Boiler_E8 | F2 | Industrial | Electronics Manufacturing | Existing | Process | Natural Gas | Process Boiler | E8 | TRC BC Ratio | 0 | 0 | 0 | 0 | 0 | 0 | 0 | 0 | 0 | 0 | 0 | 0 | 0 | 0 | 0 | 0 | 0 | 0 | 0 | 0 | 0 | 0 | 0 | 0 | 0 | 0 | 0 | 0 | 0 | 0 | 0 | 0 | 0
F2_Industrial_Electronics Manufacturing_Existing_Process_Natural Gas_Process Boiler_E9 | F2 | Industrial | Electronics Manufacturing | Existing | Process | Natural Gas | Process Boiler | E9 | TRC BC Ratio | 0 | 0 | 0 | 0 | 0 | 0 | 0 | 0 | 0 | 0 | 0 | 0 | 0 | 0 | 0 | 0 | 0 | 0 | 0 | 0 | 0 | 0 | 0 | 0 | 0 | 0 | 0 | 0 | 0 | 0 | 0 | 0 | 0
F2_Industrial_Electronics Manufacturing_Existing_Process_Natural Gas_Process Boiler_E10 | F2 | Industrial | Electronics Manufacturing | Existing | Process | Natural Gas | Process Boiler | E10 | TRC BC Ratio | 0 | 0 | 0 | 0 | 0 | 0 | 0 | 0 | 0 | 0 | 0 | 0 | 0 | 0 | 0 | 0 | 0 | 0 | 0 | 0 | 0 | 0 | 0 | 0 | 0 | 0 | 0 | 0 | 0 | 0 | 0 | 0 | 0
F3_Industrial_Electronics Manufacturing_Existing_Process_Natural Gas_Process Boiler_E1 | F3 | Industrial | Electronics Manufacturing | Existing | Process | Natural Gas | Process Boiler | E1 | PACT BC Ratio | 0 | 0 | 0 | 0 | 0 | 0 | 0 | 0 | 0 | 0 | 0 | 0 | 0 | 0 | 0 | 0 | 0 | 0 | 0 | 0 | 0 | 0 | 0 | 0 | 0 | 0 | 0 | 0 | 0 | 0 | 0 | 0 | 0
F3_Industrial_Electronics Manufacturing_Existing_Process_Natural Gas_Process Boiler_E2 | F3 | Industrial | Electronics Manufacturing | Existing | Process | Natural Gas | Process Boiler | E2 | PACT BC Ratio | 0 | 0 | 0 | 0 | 0 | 0 | 0 | 0 | 0 | 0 | 0 | 0 | 0 | 0 | 0 | 0 | 0 | 0 | 0 | 0 | 0 | 0 | 0 | 0 | 0 | 0 | 0 | 0 | 0 | 0 | 0 | 0 | 0
F3_Industrial_Electronics Manufacturing_Existing_Process_Natural Gas_Process Boiler_E3 | F3 | Industrial | Electronics Manufacturing | Existing | Process | Natural Gas | Process Boiler | E3 | PACT BC Ratio | 0 | 0 | 0 | 0 | 0 | 0 | 0 | 0 | 0 | 0 | 0 | 0 | 0 | 0 | 0 | 0 | 0 | 0 | 0 | 0 | 0 | 0 | 0 | 0 | 0 | 0 | 0 | 0 | 0 | 0 | 0 | 0 | 0
F3_Industrial_Electronics Manufacturing_Existing_Process_Natural Gas_Process Boiler_E4 | F3 | Industrial | Electronics Manufacturing | Existing | Process | Natural Gas | Process Boiler | E4 | PACT BC Ratio | 0 | 0 | 0 | 0 | 0 | 0 | 0 | 0 | 0 | 0 | 0 | 0 | 0 | 0 | 0 | 0 | 0 | 0 | 0 | 0 | 0 | 0 | 0 | 0 | 0 | 0 | 0 | 0 | 0 | 0 | 0 | 0 | 0
F3_Industrial_Electronics Manufacturing_Existing_Process_Natural Gas_Process Boiler_E5 | F3 | Industrial | Electronics Manufacturing | Existing | Process | Natural Gas | Process Boiler | E5 | PACT BC Ratio | 0 | 0 | 0 | 0 | 0 | 0 | 0 | 0 | 0 | 0 | 0 | 0 | 0 | 0 | 0 | 0 | 0 | 0 | 0 | 0 | 0 | 0 | 0 | 0 | 0 | 0 | 0 | 0 | 0 | 0 | 0 | 0 | 0
F3_Industrial_Electronics Manufacturing_Existing_Process_Natural Gas_Process Boiler_E6 | F3 | Industrial | Electronics Manufacturing | Existing | Process | Natural Gas | Process Boiler | E6 | PACT BC Ratio | 0 | 0 | 0 | 0 | 0 | 0 | 0 | 0 | 0 | 0 | 0 | 0 | 0 | 0 | 0 | 0 | 0 | 0 | 0 | 0 | 0 | 0 | 0 | 0 | 0 | 0 | 0 | 0 | 0 | 0 | 0 | 0 | 0
F3_Industrial_Electronics Manufacturing_Existing_Process_Natural Gas_Process Boiler_E7 | F3 | Industrial | Electronics Manufacturing | Existing | Process | Natural Gas | Process Boiler | E7 | PACT BC Ratio | 0 | 0 | 0 | 0 | 0 | 0 | 0 | 0 | 0 | 0 | 0 | 0 | 0 | 0 | 0 | 0 | 0 | 0 | 0 | 0 | 0 | 0 | 0 | 0 | 0 | 0 | 0 | 0 | 0 | 0 | 0 | 0 | 0
F3_Industrial_Electronics Manufacturing_Existing_Process_Natural Gas_Process Boiler_E8 | F3 | Industrial | Electronics Manufacturing | Existing | Process | Natural Gas | Process Boiler | E8 | PACT BC Ratio | 0 | 0 | 0 | 0 | 0 | 0 | 0 | 0 | 0 | 0 | 0 | 0 | 0 | 0 | 0 | 0 | 0 | 0 | 0 | 0 | 0 | 0 | 0 | 0 | 0 | 0 | 0 | 0 | 0 | 0 | 0 | 0 | 0
F3_Industrial_Electronics Manufacturing_Existing_Process_Natural Gas_Process Boiler_E9 | F3 | Industrial | Electronics Manufacturing | Existing | Process | Natural Gas | Process Boiler | E9 | PACT BC Ratio | 0 | 0 | 0 | 0 | 0 | 0 | 0 | 0 | 0 | 0 | 0 | 0 | 0 | 0 | 0 | 0 | 0 | 0 | 0 | 0 | 0 | 0 | 0 | 0 | 0 | 0 | 0 | 0 | 0 | 0 | 0 | 0 | 0
F3_Industrial_Electronics Manufacturing_Existing_Process_Natural Gas_Process Boiler_E10 | F3 | Industrial | Electronics Manufacturing | Existing | Process | Natural Gas | Process Boiler | E10 | PACT BC Ratio | 0 | 0 | 0 | 0 | 0 | 0 | 0 | 0 | 0 | 0 | 0 | 0 | 0 | 0 | 0 | 0 | 0 | 0 | 0 | 0 | 0 | 0 | 0 | 0 | 0 | 0 | 0 | 0 | 0 | 0 | 0 | 0 | 0
F4_Industrial_Electronics Manufacturing_Existing_Process_Natural Gas_Process Boiler_E1 | F4 | Industrial | Electronics Manufacturing | Existing | Process | Natural Gas | Process Boiler | E1 | RVT BC Ratio | 0 | 0 | 0 | 0 | 0 | 0 | 0 | 0 | 0 | 0 | 0 | 0 | 0 | 0 | 0 | 0 | 0 | 0 | 0 | 0 | 0 | 0 | 0 | 0 | 0 | 0 | 0 | 0 | 0 | 0 | 0 | 0 | 0
F4_Industrial_Electronics Manufacturing_Existing_Process_Natural Gas_Process Boiler_E2 | F4 | Industrial | Electronics Manufacturing | Existing | Process | Natural Gas | Process Boiler | E2 | RVT BC Ratio | 0 | 0 | 0 | 0 | 0 | 0 | 0 | 0 | 0 | 0 | 0 | 0 | 0 | 0 | 0 | 0 | 0 | 0 | 0 | 0 | 0 | 0 | 0 | 0 | 0 | 0 | 0 | 0 | 0 | 0 | 0 | 0 | 0
F4_Industrial_Electronics Manufacturing_Existing_Process_Natural Gas_Process Boiler_E3 | F4 | Industrial | Electronics Manufacturing | Existing | Process | Natural Gas | Process Boiler | E3 | RVT BC Ratio | 0 | 0 | 0 | 0 | 0 | 0 | 0 | 0 | 0 | 0 | 0 | 0 | 0 | 0 | 0 | 0 | 0 | 0 | 0 | 0 | 0 | 0 | 0 | 0 | 0 | 0 | 0 | 0 | 0 | 0 | 0 | 0 | 0
F4_Industrial_Electronics Manufacturing_Existing_Process_Natural Gas_Process Boiler_E4 | F4 | Industrial | Electronics Manufacturing | Existing | Process | Natural Gas | Process Boiler | E4 | RVT BC Ratio | 0 | 0 | 0 | 0 | 0 | 0 | 0 | 0 | 0 | 0 | 0 | 0 | 0 | 0 | 0 | 0 | 0 | 0 | 0 | 0 | 0 | 0 | 0 | 0 | 0 | 0 | 0 | 0 | 0 | 0 | 0 | 0 | 0
F4_Industrial_Electronics Manufacturing_Existing_Process_Natural Gas_Process Boiler_E5 | F4 | Industrial | Electronics Manufacturing | Existing | Process | Natural Gas | Process Boiler | E5 | RVT BC Ratio | 0 | 0 | 0 | 0 | 0 | 0 | 0 | 0 | 0 | 0 | 0 | 0 | 0 | 0 | 0 | 0 | 0 | 0 | 0 | 0 | 0 | 0 | 0 | 0 | 0 | 0 | 0 | 0 | 0 | 0 | 0 | 0 | 0
F4_Industrial_Electronics Manufacturing_Existing_Process_Natural Gas_Process Boiler_E6 | F4 | Industrial | Electronics Manufacturing | Existing | Process | Natural Gas | Process Boiler | E6 | RVT BC Ratio | 0 | 0 | 0 | 0 | 0 | 0 | 0 | 0 | 0 | 0 | 0 | 0 | 0 | 0 | 0 | 0 | 0 | 0 | 0 | 0 | 0 | 0 | 0 | 0 | 0 | 0 | 0 | 0 | 0 | 0 | 0 | 0 | 0
F4_Industrial_Electronics Manufacturing_Existing_Process_Natural Gas_Process Boiler_E7 | F4 | Industrial | Electronics Manufacturing | Existing | Process | Natural Gas | Process Boiler | E7 | RVT BC Ratio | 0 | 0 | 0 | 0 | 0 | 0 | 0 | 0 | 0 | 0 | 0 | 0 | 0 | 0 | 0 | 0 | 0 | 0 | 0 | 0 | 0 | 0 | 0 | 0 | 0 | 0 | 0 | 0 | 0 | 0 | 0 | 0 | 0
F4_Industrial_Electronics Manufacturing_Existing_Process_Natural Gas_Process Boiler_E8 | F4 | Industrial | Electronics Manufacturing | Existing | Process | Natural Gas | Process Boiler | E8 | RVT BC Ratio | 0 | 0 | 0 | 0 | 0 | 0 | 0 | 0 | 0 | 0 | 0 | 0 | 0 | 0 | 0 | 0 | 0 | 0 | 0 | 0 | 0 | 0 | 0 | 0 | 0 | 0 | 0 | 0 | 0 | 0 | 0 | 0 | 0
F4_Industrial_Electronics Manufacturing_Existing_Process_Natural Gas_Process Boiler_E9 | F4 | Industrial | Electronics Manufacturing | Existing | Process | Natural Gas | Process Boiler | E9 | RVT BC Ratio | 0 | 0 | 0 | 0 | 0 | 0 | 0 | 0 | 0 | 0 | 0 | 0 | 0 | 0 | 0 | 0 | 0 | 0 | 0 | 0 | 0 | 0 | 0 | 0 | 0 | 0 | 0 | 0 | 0 | 0 | 0 | 0 | 0
F4_Industrial_Electronics Manufacturing_Existing_Process_Natural Gas_Process Boiler_E10 | F4 | Industrial | Electronics Manufacturing | Existing | Process | Natural Gas | Process Boiler | E10 | RVT BC Ratio | 0 | 0 | 0 | 0 | 0 | 0 | 0 | 0 | 0 | 0 | 0 | 0 | 0 | 0 | 0 | 0 | 0 | 0 | 0 | 0 | 0 | 0 | 0 | 0 | 0 | 0 | 0 | 0 | 0 | 0 | 0 | 0 | 0
F5_Industrial_Electronics Manufacturing_Existing_Process_Natural Gas_Process Boiler_E1 | F5 | Industrial | Electronics Manufacturing | Existing | Process | Natural Gas | Process Boiler | E1 | RIM BC Ratio | 0 | 0 | 0 | 0 | 0 | 0 | 0 | 0 | 0 | 0 | 0 | 0 | 0 | 0 | 0 | 0 | 0 | 0 | 0 | 0 | 0 | 0 | 0 | 0 | 0 | 0 | 0 | 0 | 0 | 0 | 0 | 0 | 0
F5_Industrial_Electronics Manufacturing_Existing_Process_Natural Gas_Process Boiler_E2 | F5 | Industrial | Electronics Manufacturing | Existing | Process | Natural Gas | Process Boiler | E2 | RIM BC Ratio | 0 | 0 | 0 | 0 | 0 | 0 | 0 | 0 | 0 | 0 | 0 | 0 | 0 | 0 | 0 | 0 | 0 | 0 | 0 | 0 | 0 | 0 | 0 | 0 | 0 | 0 | 0 | 0 | 0 | 0 | 0 | 0 | 0
F5_Industrial_Electronics Manufacturing_Existing_Process_Natural Gas_Process Boiler_E3 | F5 | Industrial | Electronics Manufacturing | Existing | Process | Natural Gas | Process Boiler | E3 | RIM BC Ratio | 0 | 0 | 0 | 0 | 0 | 0 | 0 | 0 | 0 | 0 | 0 | 0 | 0 | 0 | 0 | 0 | 0 | 0 | 0 | 0 | 0 | 0 | 0 | 0 | 0 | 0 | 0 | 0 | 0 | 0 | 0 | 0 | 0
F5_Industrial_Electronics Manufacturing_Existing_Process_Natural Gas_Process Boiler_E4 | F5 | Industrial | Electronics Manufacturing | Existing | Process | Natural Gas | Process Boiler | E4 | RIM BC Ratio | 0 | 0 | 0 | 0 | 0 | 0 | 0 | 0 | 0 | 0 | 0 | 0 | 0 | 0 | 0 | 0 | 0 | 0 | 0 | 0 | 0 | 0 | 0 | 0 | 0 | 0 | 0 | 0 | 0 | 0 | 0 | 0 | 0
F5_Industrial_Electronics Manufacturing_Existing_Process_Natural Gas_Process Boiler_E5 | F5 | Industrial | Electronics Manufacturing | Existing | Process | Natural Gas | Process Boiler | E5 | RIM BC Ratio | 0 | 0 | 0 | 0 | 0 | 0 | 0 | 0 | 0 | 0 | 0 | 0 | 0 | 0 | 0 | 0 | 0 | 0 | 0 | 0 | 0 | 0 | 0 | 0 | 0 | 0 | 0 | 0 | 0 | 0 | 0 | 0 | 0
F5_Industrial_Electronics Manufacturing_Existing_Process_Natural Gas_Process Boiler_E6 | F5 | Industrial | Electronics Manufacturing | Existing | Process | Natural Gas | Process Boiler | E6 | RIM BC Ratio | 0 | 0 | 0 | 0 | 0 | 0 | 0 | 0 | 0 | 0 | 0 | 0 | 0 | 0 | 0 | 0 | 0 | 0 | 0 | 0 | 0 | 0 | 0 | 0 | 0 | 0 | 0 | 0 | 0 | 0 | 0 | 0 | 0
F5_Industrial_Electronics Manufacturing_Existing_Process_Natural Gas_Process Boiler_E7 | F5 | Industrial | Electronics Manufacturing | Existing | Process | Natural Gas | Process Boiler | E7 | RIM BC Ratio | 0 | 0 | 0 | 0 | 0 | 0 | 0 | 0 | 0 | 0 | 0 | 0 | 0 | 0 | 0 | 0 | 0 | 0 | 0 | 0 | 0 | 0 | 0 | 0 | 0 | 0 | 0 | 0 | 0 | 0 | 0 | 0 | 0
F5_Industrial_Electronics Manufacturing_Existing_Process_Natural Gas_Process Boiler_E8 | F5 | Industrial | Electronics Manufacturing | Existing | Process | Natural Gas | Process Boiler | E8 | RIM BC Ratio | 0 | 0 | 0 | 0 | 0 | 0 | 0 | 0 | 0 | 0 | 0 | 0 | 0 | 0 | 0 | 0 | 0 | 0 | 0 | 0 | 0 | 0 | 0 | 0 | 0 | 0 | 0 | 0 | 0 | 0 | 0 | 0 | 0
F5_Industrial_Electronics Manufacturing_Existing_Process_Natural Gas_Process Boiler_E9 | F5 | Industrial | Electronics Manufacturing | Existing | Process | Natural Gas | Process Boiler | E9 | RIM BC Ratio | 0 | 0 | 0 | 0 | 0 | 0 | 0 | 0 | 0 | 0 | 0 | 0 | 0 | 0 | 0 | 0 | 0 | 0 | 0 | 0 | 0 | 0 | 0 | 0 | 0 | 0 | 0 | 0 | 0 | 0 | 0 | 0 | 0
F5_Industrial_Electronics Manufacturing_Existing_Process_Natural Gas_Process Boiler_E10 | F5 | Industrial | Electronics Manufacturing | Existing | Process | Natural Gas | Process Boiler | E10 | RIM BC Ratio | 0 | 0 | 0 | 0 | 0 | 0 | 0 | 0 | 0 | 0 | 0 | 0 | 0 | 0 | 0 | 0 | 0 | 0 | 0 | 0 | 0 | 0 | 0 | 0 | 0 | 0 | 0 | 0 | 0 | 0 | 0 | 0 | 0
F0_Industrial_Electronics Manufacturing_Existing_Process_Natural Gas_Process Cooling_E0 | F0 | Industrial | Electronics Manufacturing | Existing | Process | Natural Gas | Process Cooling | E0 | Economic Unit | 0 | 0 | 0 | 0 | 0 | 0 | 0 | 0 | 0 | 0 | 0 | 0 | 0 | 0 | 0 | 0 | 0 | 0 | 0 | 0 | 0 | 0 | 0 | 0 | 0 | 0 | 0 | 0 | 0 | 0 | 0 | 0 | 0
F1_Industrial_Electronics Manufacturing_Existing_Process_Natural Gas_Process Cooling_E1 | F1 | Industrial | Electronics Manufacturing | Existing | Process | Natural Gas | Process Cooling | E1 | CCE | 0 | 0 | 0 | 0 | 0 | 0 | 0 | 0 | 0 | 0 | 0 | 0 | 0 | 0 | 0 | 0 | 0 | 0 | 0 | 0 | 0 | 0 | 0 | 0 | 0 | 0 | 0 | 0 | 0 | 0 | 0 | 0 | 0
F1_Industrial_Electronics Manufacturing_Existing_Process_Natural Gas_Process Cooling_E2 | F1 | Industrial | Electronics Manufacturing | Existing | Process | Natural Gas | Process Cooling | E2 | CCE | 0 | 0 | 0 | 0 | 0 | 0 | 0 | 0 | 0 | 0 | 0 | 0 | 0 | 0 | 0 | 0 | 0 | 0 | 0 | 0 | 0 | 0 | 0 | 0 | 0 | 0 | 0 | 0 | 0 | 0 | 0 | 0 | 0
F1_Industrial_Electronics Manufacturing_Existing_Process_Natural Gas_Process Cooling_E3 | F1 | Industrial | Electronics Manufacturing | Existing | Process | Natural Gas | Process Cooling | E3 | CCE | 0 | 0 | 0 | 0 | 0 | 0 | 0 | 0 | 0 | 0 | 0 | 0 | 0 | 0 | 0 | 0 | 0 | 0 | 0 | 0 | 0 | 0 | 0 | 0 | 0 | 0 | 0 | 0 | 0 | 0 | 0 | 0 | 0
F1_Industrial_Electronics Manufacturing_Existing_Process_Natural Gas_Process Cooling_E4 | F1 | Industrial | Electronics Manufacturing | Existing | Process | Natural Gas | Process Cooling | E4 | CCE | 0 | 0 | 0 | 0 | 0 | 0 | 0 | 0 | 0 | 0 | 0 | 0 | 0 | 0 | 0 | 0 | 0 | 0 | 0 | 0 | 0 | 0 | 0 | 0 | 0 | 0 | 0 | 0 | 0 | 0 | 0 | 0 | 0
F1_Industrial_Electronics Manufacturing_Existing_Process_Natural Gas_Process Cooling_E5 | F1 | Industrial | Electronics Manufacturing | Existing | Process | Natural Gas | Process Cooling | E5 | CCE | 0 | 0 | 0 | 0 | 0 | 0 | 0 | 0 | 0 | 0 | 0 | 0 | 0 | 0 | 0 | 0 | 0 | 0 | 0 | 0 | 0 | 0 | 0 | 0 | 0 | 0 | 0 | 0 | 0 | 0 | 0 | 0 | 0
F1_Industrial_Electronics Manufacturing_Existing_Process_Natural Gas_Process Cooling_E6 | F1 | Industrial | Electronics Manufacturing | Existing | Process | Natural Gas | Process Cooling | E6 | CCE | 0 | 0 | 0 | 0 | 0 | 0 | 0 | 0 | 0 | 0 | 0 | 0 | 0 | 0 | 0 | 0 | 0 | 0 | 0 | 0 | 0 | 0 | 0 | 0 | 0 | 0 | 0 | 0 | 0 | 0 | 0 | 0 | 0
F1_Industrial_Electronics Manufacturing_Existing_Process_Natural Gas_Process Cooling_E7 | F1 | Industrial | Electronics Manufacturing | Existing | Process | Natural Gas | Process Cooling | E7 | CCE | 0 | 0 | 0 | 0 | 0 | 0 | 0 | 0 | 0 | 0 | 0 | 0 | 0 | 0 | 0 | 0 | 0 | 0 | 0 | 0 | 0 | 0 | 0 | 0 | 0 | 0 | 0 | 0 | 0 | 0 | 0 | 0 | 0
F1_Industrial_Electronics Manufacturing_Existing_Process_Natural Gas_Process Cooling_E8 | F1 | Industrial | Electronics Manufacturing | Existing | Process | Natural Gas | Process Cooling | E8 | CCE | 0 | 0 | 0 | 0 | 0 | 0 | 0 | 0 | 0 | 0 | 0 | 0 | 0 | 0 | 0 | 0 | 0 | 0 | 0 | 0 | 0 | 0 | 0 | 0 | 0 | 0 | 0 | 0 | 0 | 0 | 0 | 0 | 0
F1_Industrial_Electronics Manufacturing_Existing_Process_Natural Gas_Process Cooling_E9 | F1 | Industrial | Electronics Manufacturing | Existing | Process | Natural Gas | Process Cooling | E9 | CCE | 0 | 0 | 0 | 0 | 0 | 0 | 0 | 0 | 0 | 0 | 0 | 0 | 0 | 0 | 0 | 0 | 0 | 0 | 0 | 0 | 0 | 0 | 0 | 0 | 0 | 0 | 0 | 0 | 0 | 0 | 0 | 0 | 0
F1_Industrial_Electronics Manufacturing_Existing_Process_Natural Gas_Process Cooling_E10 | F1 | Industrial | Electronics Manufacturing | Existing | Process | Natural Gas | Process Cooling | E10 | CCE | 0 | 0 | 0 | 0 | 0 | 0 | 0 | 0 | 0 | 0 | 0 | 0 | 0 | 0 | 0 | 0 | 0 | 0 | 0 | 0 | 0 | 0 | 0 | 0 | 0 | 0 | 0 | 0 | 0 | 0 | 0 | 0 | 0
F2_Industrial_Electronics Manufacturing_Existing_Process_Natural Gas_Process Cooling_E1 | F2 | Industrial | Electronics Manufacturing | Existing | Process | Natural Gas | Process Cooling | E1 | TRC BC Ratio | 0 | 0 | 0 | 0 | 0 | 0 | 0 | 0 | 0 | 0 | 0 | 0 | 0 | 0 | 0 | 0 | 0 | 0 | 0 | 0 | 0 | 0 | 0 | 0 | 0 | 0 | 0 | 0 | 0 | 0 | 0 | 0 | 0
F2_Industrial_Electronics Manufacturing_Existing_Process_Natural Gas_Process Cooling_E2 | F2 | Industrial | Electronics Manufacturing | Existing | Process | Natural Gas | Process Cooling | E2 | TRC BC Ratio | 0 | 0 | 0 | 0 | 0 | 0 | 0 | 0 | 0 | 0 | 0 | 0 | 0 | 0 | 0 | 0 | 0 | 0 | 0 | 0 | 0 | 0 | 0 | 0 | 0 | 0 | 0 | 0 | 0 | 0 | 0 | 0 | 0
F2_Industrial_Electronics Manufacturing_Existing_Process_Natural Gas_Process Cooling_E3 | F2 | Industrial | Electronics Manufacturing | Existing | Process | Natural Gas | Process Cooling | E3 | TRC BC Ratio | 0 | 0 | 0 | 0 | 0 | 0 | 0 | 0 | 0 | 0 | 0 | 0 | 0 | 0 | 0 | 0 | 0 | 0 | 0 | 0 | 0 | 0 | 0 | 0 | 0 | 0 | 0 | 0 | 0 | 0 | 0 | 0 | 0
F2_Industrial_Electronics Manufacturing_Existing_Process_Natural Gas_Process Cooling_E4 | F2 | Industrial | Electronics Manufacturing | Existing | Process | Natural Gas | Process Cooling | E4 | TRC BC Ratio | 0 | 0 | 0 | 0 | 0 | 0 | 0 | 0 | 0 | 0 | 0 | 0 | 0 | 0 | 0 | 0 | 0 | 0 | 0 | 0 | 0 | 0 | 0 | 0 | 0 | 0 | 0 | 0 | 0 | 0 | 0 | 0 | 0
F2_Industrial_Electronics Manufacturing_Existing_Process_Natural Gas_Process Cooling_E5 | F2 | Industrial | Electronics Manufacturing | Existing | Process | Natural Gas | Process Cooling | E5 | TRC BC Ratio | 0 | 0 | 0 | 0 | 0 | 0 | 0 | 0 | 0 | 0 | 0 | 0 | 0 | 0 | 0 | 0 | 0 | 0 | 0 | 0 | 0 | 0 | 0 | 0 | 0 | 0 | 0 | 0 | 0 | 0 | 0 | 0 | 0
F2_Industrial_Electronics Manufacturing_Existing_Process_Natural Gas_Process Cooling_E6 | F2 | Industrial | Electronics Manufacturing | Existing | Process | Natural Gas | Process Cooling | E6 | TRC BC Ratio | 0 | 0 | 0 | 0 | 0 | 0 | 0 | 0 | 0 | 0 | 0 | 0 | 0 | 0 | 0 | 0 | 0 | 0 | 0 | 0 | 0 | 0 | 0 | 0 | 0 | 0 | 0 | 0 | 0 | 0 | 0 | 0 | 0
F2_Industrial_Electronics Manufacturing_Existing_Process_Natural Gas_Process Cooling_E7 | F2 | Industrial | Electronics Manufacturing | Existing | Process | Natural Gas | Process Cooling | E7 | TRC BC Ratio | 0 | 0 | 0 | 0 | 0 | 0 | 0 | 0 | 0 | 0 | 0 | 0 | 0 | 0 | 0 | 0 | 0 | 0 | 0 | 0 | 0 | 0 | 0 | 0 | 0 | 0 | 0 | 0 | 0 | 0 | 0 | 0 | 0
F2_Industrial_Electronics Manufacturing_Existing_Process_Natural Gas_Process Cooling_E8 | F2 | Industrial | Electronics Manufacturing | Existing | Process | Natural Gas | Process Cooling | E8 | TRC BC Ratio | 0 | 0 | 0 | 0 | 0 | 0 | 0 | 0 | 0 | 0 | 0 | 0 | 0 | 0 | 0 | 0 | 0 | 0 | 0 | 0 | 0 | 0 | 0 | 0 | 0 | 0 | 0 | 0 | 0 | 0 | 0 | 0 | 0
F2_Industrial_Electronics Manufacturing_Existing_Process_Natural Gas_Process Cooling_E9 | F2 | Industrial | Electronics Manufacturing | Existing | Process | Natural Gas | Process Cooling | E9 | TRC BC Ratio | 0 | 0 | 0 | 0 | 0 | 0 | 0 | 0 | 0 | 0 | 0 | 0 | 0 | 0 | 0 | 0 | 0 | 0 | 0 | 0 | 0 | 0 | 0 | 0 | 0 | 0 | 0 | 0 | 0 | 0 | 0 | 0 | 0
F2_Industrial_Electronics Manufacturing_Existing_Process_Natural Gas_Process Cooling_E10 | F2 | Industrial | Electronics Manufacturing | Existing | Process | Natural Gas | Process Cooling | E10 | TRC BC Ratio | 0 | 0 | 0 | 0 | 0 | 0 | 0 | 0 | 0 | 0 | 0 | 0 | 0 | 0 | 0 | 0 | 0 | 0 | 0 | 0 | 0 | 0 | 0 | 0 | 0 | 0 | 0 | 0 | 0 | 0 | 0 | 0 | 0
F3_Industrial_Electronics Manufacturing_Existing_Process_Natural Gas_Process Cooling_E1 | F3 | Industrial | Electronics Manufacturing | Existing | Process | Natural Gas | Process Cooling | E1 | PACT BC Ratio | 0 | 0 | 0 | 0 | 0 | 0 | 0 | 0 | 0 | 0 | 0 | 0 | 0 | 0 | 0 | 0 | 0 | 0 | 0 | 0 | 0 | 0 | 0 | 0 | 0 | 0 | 0 | 0 | 0 | 0 | 0 | 0 | 0
F3_Industrial_Electronics Manufacturing_Existing_Process_Natural Gas_Process Cooling_E2 | F3 | Industrial | Electronics Manufacturing | Existing | Process | Natural Gas | Process Cooling | E2 | PACT BC Ratio | 0 | 0 | 0 | 0 | 0 | 0 | 0 | 0 | 0 | 0 | 0 | 0 | 0 | 0 | 0 | 0 | 0 | 0 | 0 | 0 | 0 | 0 | 0 | 0 | 0 | 0 | 0 | 0 | 0 | 0 | 0 | 0 | 0
F3_Industrial_Electronics Manufacturing_Existing_Process_Natural Gas_Process Cooling_E3 | F3 | Industrial | Electronics Manufacturing | Existing | Process | Natural Gas | Process Cooling | E3 | PACT BC Ratio | 0 | 0 | 0 | 0 | 0 | 0 | 0 | 0 | 0 | 0 | 0 | 0 | 0 | 0 | 0 | 0 | 0 | 0 | 0 | 0 | 0 | 0 | 0 | 0 | 0 | 0 | 0 | 0 | 0 | 0 | 0 | 0 | 0
F3_Industrial_Electronics Manufacturing_Existing_Process_Natural Gas_Process Cooling_E4 | F3 | Industrial | Electronics Manufacturing | Existing | Process | Natural Gas | Process Cooling | E4 | PACT BC Ratio | 0 | 0 | 0 | 0 | 0 | 0 | 0 | 0 | 0 | 0 | 0 | 0 | 0 | 0 | 0 | 0 | 0 | 0 | 0 | 0 | 0 | 0 | 0 | 0 | 0 | 0 | 0 | 0 | 0 | 0 | 0 | 0 | 0
F3_Industrial_Electronics Manufacturing_Existing_Process_Natural Gas_Process Cooling_E5 | F3 | Industrial | Electronics Manufacturing | Existing | Process | Natural Gas | Process Cooling | E5 | PACT BC Ratio | 0 | 0 | 0 | 0 | 0 | 0 | 0 | 0 | 0 | 0 | 0 | 0 | 0 | 0 | 0 | 0 | 0 | 0 | 0 | 0 | 0 | 0 | 0 | 0 | 0 | 0 | 0 | 0 | 0 | 0 | 0 | 0 | 0
F3_Industrial_Electronics Manufacturing_Existing_Process_Natural Gas_Process Cooling_E6 | F3 | Industrial | Electronics Manufacturing | Existing | Process | Natural Gas | Process Cooling | E6 | PACT BC Ratio | 0 | 0 | 0 | 0 | 0 | 0 | 0 | 0 | 0 | 0 | 0 | 0 | 0 | 0 | 0 | 0 | 0 | 0 | 0 | 0 | 0 | 0 | 0 | 0 | 0 | 0 | 0 | 0 | 0 | 0 | 0 | 0 | 0
F3_Industrial_Electronics Manufacturing_Existing_Process_Natural Gas_Process Cooling_E7 | F3 | Industrial | Electronics Manufacturing | Existing | Process | Natural Gas | Process Cooling | E7 | PACT BC Ratio | 0 | 0 | 0 | 0 | 0 | 0 | 0 | 0 | 0 | 0 | 0 | 0 | 0 | 0 | 0 | 0 | 0 | 0 | 0 | 0 | 0 | 0 | 0 | 0 | 0 | 0 | 0 | 0 | 0 | 0 | 0 | 0 | 0
F3_Industrial_Electronics Manufacturing_Existing_Process_Natural Gas_Process Cooling_E8 | F3 | Industrial | Electronics Manufacturing | Existing | Process | Natural Gas | Process Cooling | E8 | PACT BC Ratio | 0 | 0 | 0 | 0 | 0 | 0 | 0 | 0 | 0 | 0 | 0 | 0 | 0 | 0 | 0 | 0 | 0 | 0 | 0 | 0 | 0 | 0 | 0 | 0 | 0 | 0 | 0 | 0 | 0 | 0 | 0 | 0 | 0
F3_Industrial_Electronics Manufacturing_Existing_Process_Natural Gas_Process Cooling_E9 | F3 | Industrial | Electronics Manufacturing | Existing | Process | Natural Gas | Process Cooling | E9 | PACT BC Ratio | 0 | 0 | 0 | 0 | 0 | 0 | 0 | 0 | 0 | 0 | 0 | 0 | 0 | 0 | 0 | 0 | 0 | 0 | 0 | 0 | 0 | 0 | 0 | 0 | 0 | 0 | 0 | 0 | 0 | 0 | 0 | 0 | 0
F3_Industrial_Electronics Manufacturing_Existing_Process_Natural Gas_Process Cooling_E10 | F3 | Industrial | Electronics Manufacturing | Existing | Process | Natural Gas | Process Cooling | E10 | PACT BC Ratio | 0 | 0 | 0 | 0 | 0 | 0 | 0 | 0 | 0 | 0 | 0 | 0 | 0 | 0 | 0 | 0 | 0 | 0 | 0 | 0 | 0 | 0 | 0 | 0 | 0 | 0 | 0 | 0 | 0 | 0 | 0 | 0 | 0
F4_Industrial_Electronics Manufacturing_Existing_Process_Natural Gas_Process Cooling_E1 | F4 | Industrial | Electronics Manufacturing | Existing | Process | Natural Gas | Process Cooling | E1 | RVT BC Ratio | 0 | 0 | 0 | 0 | 0 | 0 | 0 | 0 | 0 | 0 | 0 | 0 | 0 | 0 | 0 | 0 | 0 | 0 | 0 | 0 | 0 | 0 | 0 | 0 | 0 | 0 | 0 | 0 | 0 | 0 | 0 | 0 | 0
F4_Industrial_Electronics Manufacturing_Existing_Process_Natural Gas_Process Cooling_E2 | F4 | Industrial | Electronics Manufacturing | Existing | Process | Natural Gas | Process Cooling | E2 | RVT BC Ratio | 0 | 0 | 0 | 0 | 0 | 0 | 0 | 0 | 0 | 0 | 0 | 0 | 0 | 0 | 0 | 0 | 0 | 0 | 0 | 0 | 0 | 0 | 0 | 0 | 0 | 0 | 0 | 0 | 0 | 0 | 0 | 0 | 0
F4_Industrial_Electronics Manufacturing_Existing_Process_Natural Gas_Process Cooling_E3 | F4 | Industrial | Electronics Manufacturing | Existing | Process | Natural Gas | Process Cooling | E3 | RVT BC Ratio | 0 | 0 | 0 | 0 | 0 | 0 | 0 | 0 | 0 | 0 | 0 | 0 | 0 | 0 | 0 | 0 | 0 | 0 | 0 | 0 | 0 | 0 | 0 | 0 | 0 | 0 | 0 | 0 | 0 | 0 | 0 | 0 | 0
F4_Industrial_Electronics Manufacturing_Existing_Process_Natural Gas_Process Cooling_E4 | F4 | Industrial | Electronics Manufacturing | Existing | Process | Natural Gas | Process Cooling | E4 | RVT BC Ratio | 0 | 0 | 0 | 0 | 0 | 0 | 0 | 0 | 0 | 0 | 0 | 0 | 0 | 0 | 0 | 0 | 0 | 0 | 0 | 0 | 0 | 0 | 0 | 0 | 0 | 0 | 0 | 0 | 0 | 0 | 0 | 0 | 0
F4_Industrial_Electronics Manufacturing_Existing_Process_Natural Gas_Process Cooling_E5 | F4 | Industrial | Electronics Manufacturing | Existing | Process | Natural Gas | Process Cooling | E5 | RVT BC Ratio | 0 | 0 | 0 | 0 | 0 | 0 | 0 | 0 | 0 | 0 | 0 | 0 | 0 | 0 | 0 | 0 | 0 | 0 | 0 | 0 | 0 | 0 | 0 | 0 | 0 | 0 | 0 | 0 | 0 | 0 | 0 | 0 | 0
F4_Industrial_Electronics Manufacturing_Existing_Process_Natural Gas_Process Cooling_E6 | F4 | Industrial | Electronics Manufacturing | Existing | Process | Natural Gas | Process Cooling | E6 | RVT BC Ratio | 0 | 0 | 0 | 0 | 0 | 0 | 0 | 0 | 0 | 0 | 0 | 0 | 0 | 0 | 0 | 0 | 0 | 0 | 0 | 0 | 0 | 0 | 0 | 0 | 0 | 0 | 0 | 0 | 0 | 0 | 0 | 0 | 0
F4_Industrial_Electronics Manufacturing_Existing_Process_Natural Gas_Process Cooling_E7 | F4 | Industrial | Electronics Manufacturing | Existing | Process | Natural Gas | Process Cooling | E7 | RVT BC Ratio | 0 | 0 | 0 | 0 | 0 | 0 | 0 | 0 | 0 | 0 | 0 | 0 | 0 | 0 | 0 | 0 | 0 | 0 | 0 | 0 | 0 | 0 | 0 | 0 | 0 | 0 | 0 | 0 | 0 | 0 | 0 | 0 | 0
F4_Industrial_Electronics Manufacturing_Existing_Process_Natural Gas_Process Cooling_E8 | F4 | Industrial | Electronics Manufacturing | Existing | Process | Natural Gas | Process Cooling | E8 | RVT BC Ratio | 0 | 0 | 0 | 0 | 0 | 0 | 0 | 0 | 0 | 0 | 0 | 0 | 0 | 0 | 0 | 0 | 0 | 0 | 0 | 0 | 0 | 0 | 0 | 0 | 0 | 0 | 0 | 0 | 0 | 0 | 0 | 0 | 0
F4_Industrial_Electronics Manufacturing_Existing_Process_Natural Gas_Process Cooling_E9 | F4 | Industrial | Electronics Manufacturing | Existing | Process | Natural Gas | Process Cooling | E9 | RVT BC Ratio | 0 | 0 | 0 | 0 | 0 | 0 | 0 | 0 | 0 | 0 | 0 | 0 | 0 | 0 | 0 | 0 | 0 | 0 | 0 | 0 | 0 | 0 | 0 | 0 | 0 | 0 | 0 | 0 | 0 | 0 | 0 | 0 | 0
F4_Industrial_Electronics Manufacturing_Existing_Process_Natural Gas_Process Cooling_E10 | F4 | Industrial | Electronics Manufacturing | Existing | Process | Natural Gas | Process Cooling | E10 | RVT BC Ratio | 0 | 0 | 0 | 0 | 0 | 0 | 0 | 0 | 0 | 0 | 0 | 0 | 0 | 0 | 0 | 0 | 0 | 0 | 0 | 0 | 0 | 0 | 0 | 0 | 0 | 0 | 0 | 0 | 0 | 0 | 0 | 0 | 0
F5_Industrial_Electronics Manufacturing_Existing_Process_Natural Gas_Process Cooling_E1 | F5 | Industrial | Electronics Manufacturing | Existing | Process | Natural Gas | Process Cooling | E1 | RIM BC Ratio | 0 | 0 | 0 | 0 | 0 | 0 | 0 | 0 | 0 | 0 | 0 | 0 | 0 | 0 | 0 | 0 | 0 | 0 | 0 | 0 | 0 | 0 | 0 | 0 | 0 | 0 | 0 | 0 | 0 | 0 | 0 | 0 | 0
F5_Industrial_Electronics Manufacturing_Existing_Process_Natural Gas_Process Cooling_E2 | F5 | Industrial | Electronics Manufacturing | Existing | Process | Natural Gas | Process Cooling | E2 | RIM BC Ratio | 0 | 0 | 0 | 0 | 0 | 0 | 0 | 0 | 0 | 0 | 0 | 0 | 0 | 0 | 0 | 0 | 0 | 0 | 0 | 0 | 0 | 0 | 0 | 0 | 0 | 0 | 0 | 0 | 0 | 0 | 0 | 0 | 0
F5_Industrial_Electronics Manufacturing_Existing_Process_Natural Gas_Process Cooling_E3 | F5 | Industrial | Electronics Manufacturing | Existing | Process | Natural Gas | Process Cooling | E3 | RIM BC Ratio | 0 | 0 | 0 | 0 | 0 | 0 | 0 | 0 | 0 | 0 | 0 | 0 | 0 | 0 | 0 | 0 | 0 | 0 | 0 | 0 | 0 | 0 | 0 | 0 | 0 | 0 | 0 | 0 | 0 | 0 | 0 | 0 | 0
F5_Industrial_Electronics Manufacturing_Existing_Process_Natural Gas_Process Cooling_E4 | F5 | Industrial | Electronics Manufacturing | Existing | Process | Natural Gas | Process Cooling | E4 | RIM BC Ratio | 0 | 0 | 0 | 0 | 0 | 0 | 0 | 0 | 0 | 0 | 0 | 0 | 0 | 0 | 0 | 0 | 0 | 0 | 0 | 0 | 0 | 0 | 0 | 0 | 0 | 0 | 0 | 0 | 0 | 0 | 0 | 0 | 0
F5_Industrial_Electronics Manufacturing_Existing_Process_Natural Gas_Process Cooling_E5 | F5 | Industrial | Electronics Manufacturing | Existing | Process | Natural Gas | Process Cooling | E5 | RIM BC Ratio | 0 | 0 | 0 | 0 | 0 | 0 | 0 | 0 | 0 | 0 | 0 | 0 | 0 | 0 | 0 | 0 | 0 | 0 | 0 | 0 | 0 | 0 | 0 | 0 | 0 | 0 | 0 | 0 | 0 | 0 | 0 | 0 | 0
F5_Industrial_Electronics Manufacturing_Existing_Process_Natural Gas_Process Cooling_E6 | F5 | Industrial | Electronics Manufacturing | Existing | Process | Natural Gas | Process Cooling | E6 | RIM BC Ratio | 0 | 0 | 0 | 0 | 0 | 0 | 0 | 0 | 0 | 0 | 0 | 0 | 0 | 0 | 0 | 0 | 0 | 0 | 0 | 0 | 0 | 0 | 0 | 0 | 0 | 0 | 0 | 0 | 0 | 0 | 0 | 0 | 0
F5_Industrial_Electronics Manufacturing_Existing_Process_Natural Gas_Process Cooling_E7 | F5 | Industrial | Electronics Manufacturing | Existing | Process | Natural Gas | Process Cooling | E7 | RIM BC Ratio | 0 | 0 | 0 | 0 | 0 | 0 | 0 | 0 | 0 | 0 | 0 | 0 | 0 | 0 | 0 | 0 | 0 | 0 | 0 | 0 | 0 | 0 | 0 | 0 | 0 | 0 | 0 | 0 | 0 | 0 | 0 | 0 | 0
F5_Industrial_Electronics Manufacturing_Existing_Process_Natural Gas_Process Cooling_E8 | F5 | Industrial | Electronics Manufacturing | Existing | Process | Natural Gas | Process Cooling | E8 | RIM BC Ratio | 0 | 0 | 0 | 0 | 0 | 0 | 0 | 0 | 0 | 0 | 0 | 0 | 0 | 0 | 0 | 0 | 0 | 0 | 0 | 0 | 0 | 0 | 0 | 0 | 0 | 0 | 0 | 0 | 0 | 0 | 0 | 0 | 0
F5_Industrial_Electronics Manufacturing_Existing_Process_Natural Gas_Process Cooling_E9 | F5 | Industrial | Electronics Manufacturing | Existing | Process | Natural Gas | Process Cooling | E9 | RIM BC Ratio | 0 | 0 | 0 | 0 | 0 | 0 | 0 | 0 | 0 | 0 | 0 | 0 | 0 | 0 | 0 | 0 | 0 | 0 | 0 | 0 | 0 | 0 | 0 | 0 | 0 | 0 | 0 | 0 | 0 | 0 | 0 | 0 | 0
F5_Industrial_Electronics Manufacturing_Existing_Process_Natural Gas_Process Cooling_E10 | F5 | Industrial | Electronics Manufacturing | Existing | Process | Natural Gas | Process Cooling | E10 | RIM BC Ratio | 0 | 0 | 0 | 0 | 0 | 0 | 0 | 0 | 0 | 0 | 0 | 0 | 0 | 0 | 0 | 0 | 0 | 0 | 0 | 0 | 0 | 0 | 0 | 0 | 0 | 0 | 0 | 0 | 0 | 0 | 0 | 0 | 0
F0_Industrial_Electronics Manufacturing_Existing_Process_Natural Gas_Other Process_E0 | F0 | Industrial | Electronics Manufacturing | Existing | Process | Natural Gas | Other Process | E0 | Economic Unit | 0 | 0 | 0 | 0 | 0 | 0 | 0 | 0 | 0 | 0 | 0 | 0 | 0 | 0 | 0 | 0 | 0 | 0 | 0 | 0 | 0 | 0 | 0 | 0 | 0 | 0 | 0 | 0 | 0 | 0 | 0 | 0 | 0
F1_Industrial_Electronics Manufacturing_Existing_Process_Natural Gas_Other Process_E1 | F1 | Industrial | Electronics Manufacturing | Existing | Process | Natural Gas | Other Process | E1 | CCE | 0 | 0 | 0 | 0 | 0 | 0 | 0 | 0 | 0 | 0 | 0 | 0 | 0 | 0 | 0 | 0 | 0 | 0 | 0 | 0 | 0 | 0 | 0 | 0 | 0 | 0 | 0 | 0 | 0 | 0 | 0 | 0 | 0
F1_Industrial_Electronics Manufacturing_Existing_Process_Natural Gas_Other Process_E2 | F1 | Industrial | Electronics Manufacturing | Existing | Process | Natural Gas | Other Process | E2 | CCE | 0 | 0 | 0 | 0 | 0 | 0 | 0 | 0 | 0 | 0 | 0 | 0 | 0 | 0 | 0 | 0 | 0 | 0 | 0 | 0 | 0 | 0 | 0 | 0 | 0 | 0 | 0 | 0 | 0 | 0 | 0 | 0 | 0
F1_Industrial_Electronics Manufacturing_Existing_Process_Natural Gas_Other Process_E3 | F1 | Industrial | Electronics Manufacturing | Existing | Process | Natural Gas | Other Process | E3 | CCE | 0 | 0 | 0 | 0 | 0 | 0 | 0 | 0 | 0 | 0 | 0 | 0 | 0 | 0 | 0 | 0 | 0 | 0 | 0 | 0 | 0 | 0 | 0 | 0 | 0 | 0 | 0 | 0 | 0 | 0 | 0 | 0 | 0
F1_Industrial_Electronics Manufacturing_Existing_Process_Natural Gas_Other Process_E4 | F1 | Industrial | Electronics Manufacturing | Existing | Process | Natural Gas | Other Process | E4 | CCE | 0 | 0 | 0 | 0 | 0 | 0 | 0 | 0 | 0 | 0 | 0 | 0 | 0 | 0 | 0 | 0 | 0 | 0 | 0 | 0 | 0 | 0 | 0 | 0 | 0 | 0 | 0 | 0 | 0 | 0 | 0 | 0 | 0
F1_Industrial_Electronics Manufacturing_Existing_Process_Natural Gas_Other Process_E5 | F1 | Industrial | Electronics Manufacturing | Existing | Process | Natural Gas | Other Process | E5 | CCE | 0 | 0 | 0 | 0 | 0 | 0 | 0 | 0 | 0 | 0 | 0 | 0 | 0 | 0 | 0 | 0 | 0 | 0 | 0 | 0 | 0 | 0 | 0 | 0 | 0 | 0 | 0 | 0 | 0 | 0 | 0 | 0 | 0
F1_Industrial_Electronics Manufacturing_Existing_Process_Natural Gas_Other Process_E6 | F1 | Industrial | Electronics Manufacturing | Existing | Process | Natural Gas | Other Process | E6 | CCE | 0 | 0 | 0 | 0 | 0 | 0 | 0 | 0 | 0 | 0 | 0 | 0 | 0 | 0 | 0 | 0 | 0 | 0 | 0 | 0 | 0 | 0 | 0 | 0 | 0 | 0 | 0 | 0 | 0 | 0 | 0 | 0 | 0
F1_Industrial_Electronics Manufacturing_Existing_Process_Natural Gas_Other Process_E7 | F1 | Industrial | Electronics Manufacturing | Existing | Process | Natural Gas | Other Process | E7 | CCE | 0 | 0 | 0 | 0 | 0 | 0 | 0 | 0 | 0 | 0 | 0 | 0 | 0 | 0 | 0 | 0 | 0 | 0 | 0 | 0 | 0 | 0 | 0 | 0 | 0 | 0 | 0 | 0 | 0 | 0 | 0 | 0 | 0
F1_Industrial_Electronics Manufacturing_Existing_Process_Natural Gas_Other Process_E8 | F1 | Industrial | Electronics Manufacturing | Existing | Process | Natural Gas | Other Process | E8 | CCE | 0 | 0 | 0 | 0 | 0 | 0 | 0 | 0 | 0 | 0 | 0 | 0 | 0 | 0 | 0 | 0 | 0 | 0 | 0 | 0 | 0 | 0 | 0 | 0 | 0 | 0 | 0 | 0 | 0 | 0 | 0 | 0 | 0
F1_Industrial_Electronics Manufacturing_Existing_Process_Natural Gas_Other Process_E9 | F1 | Industrial | Electronics Manufacturing | Existing | Process | Natural Gas | Other Process | E9 | CCE | 0 | 0 | 0 | 0 | 0 | 0 | 0 | 0 | 0 | 0 | 0 | 0 | 0 | 0 | 0 | 0 | 0 | 0 | 0 | 0 | 0 | 0 | 0 | 0 | 0 | 0 | 0 | 0 | 0 | 0 | 0 | 0 | 0
F1_Industrial_Electronics Manufacturing_Existing_Process_Natural Gas_Other Process_E10 | F1 | Industrial | Electronics Manufacturing | Existing | Process | Natural Gas | Other Process | E10 | CCE | 0 | 0 | 0 | 0 | 0 | 0 | 0 | 0 | 0 | 0 | 0 | 0 | 0 | 0 | 0 | 0 | 0 | 0 | 0 | 0 | 0 | 0 | 0 | 0 | 0 | 0 | 0 | 0 | 0 | 0 | 0 | 0 | 0
F2_Industrial_Electronics Manufacturing_Existing_Process_Natural Gas_Other Process_E1 | F2 | Industrial | Electronics Manufacturing | Existing | Process | Natural Gas | Other Process | E1 | TRC BC Ratio | 0 | 0 | 0 | 0 | 0 | 0 | 0 | 0 | 0 | 0 | 0 | 0 | 0 | 0 | 0 | 0 | 0 | 0 | 0 | 0 | 0 | 0 | 0 | 0 | 0 | 0 | 0 | 0 | 0 | 0 | 0 | 0 | 0
F2_Industrial_Electronics Manufacturing_Existing_Process_Natural Gas_Other Process_E2 | F2 | Industrial | Electronics Manufacturing | Existing | Process | Natural Gas | Other Process | E2 | TRC BC Ratio | 0 | 0 | 0 | 0 | 0 | 0 | 0 | 0 | 0 | 0 | 0 | 0 | 0 | 0 | 0 | 0 | 0 | 0 | 0 | 0 | 0 | 0 | 0 | 0 | 0 | 0 | 0 | 0 | 0 | 0 | 0 | 0 | 0
F2_Industrial_Electronics Manufacturing_Existing_Process_Natural Gas_Other Process_E3 | F2 | Industrial | Electronics Manufacturing | Existing | Process | Natural Gas | Other Process | E3 | TRC BC Ratio | 0 | 0 | 0 | 0 | 0 | 0 | 0 | 0 | 0 | 0 | 0 | 0 | 0 | 0 | 0 | 0 | 0 | 0 | 0 | 0 | 0 | 0 | 0 | 0 | 0 | 0 | 0 | 0 | 0 | 0 | 0 | 0 | 0
F2_Industrial_Electronics Manufacturing_Existing_Process_Natural Gas_Other Process_E4 | F2 | Industrial | Electronics Manufacturing | Existing | Process | Natural Gas | Other Process | E4 | TRC BC Ratio | 0 | 0 | 0 | 0 | 0 | 0 | 0 | 0 | 0 | 0 | 0 | 0 | 0 | 0 | 0 | 0 | 0 | 0 | 0 | 0 | 0 | 0 | 0 | 0 | 0 | 0 | 0 | 0 | 0 | 0 | 0 | 0 | 0
F2_Industrial_Electronics Manufacturing_Existing_Process_Natural Gas_Other Process_E5 | F2 | Industrial | Electronics Manufacturing | Existing | Process | Natural Gas | Other Process | E5 | TRC BC Ratio | 0 | 0 | 0 | 0 | 0 | 0 | 0 | 0 | 0 | 0 | 0 | 0 | 0 | 0 | 0 | 0 | 0 | 0 | 0 | 0 | 0 | 0 | 0 | 0 | 0 | 0 | 0 | 0 | 0 | 0 | 0 | 0 | 0
F2_Industrial_Electronics Manufacturing_Existing_Process_Natural Gas_Other Process_E6 | F2 | Industrial | Electronics Manufacturing | Existing | Process | Natural Gas | Other Process | E6 | TRC BC Ratio | 0 | 0 | 0 | 0 | 0 | 0 | 0 | 0 | 0 | 0 | 0 | 0 | 0 | 0 | 0 | 0 | 0 | 0 | 0 | 0 | 0 | 0 | 0 | 0 | 0 | 0 | 0 | 0 | 0 | 0 | 0 | 0 | 0
F2_Industrial_Electronics Manufacturing_Existing_Process_Natural Gas_Other Process_E7 | F2 | Industrial | Electronics Manufacturing | Existing | Process | Natural Gas | Other Process | E7 | TRC BC Ratio | 0 | 0 | 0 | 0 | 0 | 0 | 0 | 0 | 0 | 0 | 0 | 0 | 0 | 0 | 0 | 0 | 0 | 0 | 0 | 0 | 0 | 0 | 0 | 0 | 0 | 0 | 0 | 0 | 0 | 0 | 0 | 0 | 0
F2_Industrial_Electronics Manufacturing_Existing_Process_Natural Gas_Other Process_E8 | F2 | Industrial | Electronics Manufacturing | Existing | Process | Natural Gas | Other Process | E8 | TRC BC Ratio | 0 | 0 | 0 | 0 | 0 | 0 | 0 | 0 | 0 | 0 | 0 | 0 | 0 | 0 | 0 | 0 | 0 | 0 | 0 | 0 | 0 | 0 | 0 | 0 | 0 | 0 | 0 | 0 | 0 | 0 | 0 | 0 | 0
F2_Industrial_Electronics Manufacturing_Existing_Process_Natural Gas_Other Process_E9 | F2 | Industrial | Electronics Manufacturing | Existing | Process | Natural Gas | Other Process | E9 | TRC BC Ratio | 0 | 0 | 0 | 0 | 0 | 0 | 0 | 0 | 0 | 0 | 0 | 0 | 0 | 0 | 0 | 0 | 0 | 0 | 0 | 0 | 0 | 0 | 0 | 0 | 0 | 0 | 0 | 0 | 0 | 0 | 0 | 0 | 0
F2_Industrial_Electronics Manufacturing_Existing_Process_Natural Gas_Other Process_E10 | F2 | Industrial | Electronics Manufacturing | Existing | Process | Natural Gas | Other Process | E10 | TRC BC Ratio | 0 | 0 | 0 | 0 | 0 | 0 | 0 | 0 | 0 | 0 | 0 | 0 | 0 | 0 | 0 | 0 | 0 | 0 | 0 | 0 | 0 | 0 | 0 | 0 | 0 | 0 | 0 | 0 | 0 | 0 | 0 | 0 | 0
F3_Industrial_Electronics Manufacturing_Existing_Process_Natural Gas_Other Process_E1 | F3 | Industrial | Electronics Manufacturing | Existing | Process | Natural Gas | Other Process | E1 | PACT BC Ratio | 0 | 0 | 0 | 0 | 0 | 0 | 0 | 0 | 0 | 0 | 0 | 0 | 0 | 0 | 0 | 0 | 0 | 0 | 0 | 0 | 0 | 0 | 0 | 0 | 0 | 0 | 0 | 0 | 0 | 0 | 0 | 0 | 0
F3_Industrial_Electronics Manufacturing_Existing_Process_Natural Gas_Other Process_E2 | F3 | Industrial | Electronics Manufacturing | Existing | Process | Natural Gas | Other Process | E2 | PACT BC Ratio | 0 | 0 | 0 | 0 | 0 | 0 | 0 | 0 | 0 | 0 | 0 | 0 | 0 | 0 | 0 | 0 | 0 | 0 | 0 | 0 | 0 | 0 | 0 | 0 | 0 | 0 | 0 | 0 | 0 | 0 | 0 | 0 | 0
F3_Industrial_Electronics Manufacturing_Existing_Process_Natural Gas_Other Process_E3 | F3 | Industrial | Electronics Manufacturing | Existing | Process | Natural Gas | Other Process | E3 | PACT BC Ratio | 0 | 0 | 0 | 0 | 0 | 0 | 0 | 0 | 0 | 0 | 0 | 0 | 0 | 0 | 0 | 0 | 0 | 0 | 0 | 0 | 0 | 0 | 0 | 0 | 0 | 0 | 0 | 0 | 0 | 0 | 0 | 0 | 0
F3_Industrial_Electronics Manufacturing_Existing_Process_Natural Gas_Other Process_E4 | F3 | Industrial | Electronics Manufacturing | Existing | Process | Natural Gas | Other Process | E4 | PACT BC Ratio | 0 | 0 | 0 | 0 | 0 | 0 | 0 | 0 | 0 | 0 | 0 | 0 | 0 | 0 | 0 | 0 | 0 | 0 | 0 | 0 | 0 | 0 | 0 | 0 | 0 | 0 | 0 | 0 | 0 | 0 | 0 | 0 | 0
F3_Industrial_Electronics Manufacturing_Existing_Process_Natural Gas_Other Process_E5 | F3 | Industrial | Electronics Manufacturing | Existing | Process | Natural Gas | Other Process | E5 | PACT BC Ratio | 0 | 0 | 0 | 0 | 0 | 0 | 0 | 0 | 0 | 0 | 0 | 0 | 0 | 0 | 0 | 0 | 0 | 0 | 0 | 0 | 0 | 0 | 0 | 0 | 0 | 0 | 0 | 0 | 0 | 0 | 0 | 0 | 0
F3_Industrial_Electronics Manufacturing_Existing_Process_Natural Gas_Other Process_E6 | F3 | Industrial | Electronics Manufacturing | Existing | Process | Natural Gas | Other Process | E6 | PACT BC Ratio | 0 | 0 | 0 | 0 | 0 | 0 | 0 | 0 | 0 | 0 | 0 | 0 | 0 | 0 | 0 | 0 | 0 | 0 | 0 | 0 | 0 | 0 | 0 | 0 | 0 | 0 | 0 | 0 | 0 | 0 | 0 | 0 | 0
F3_Industrial_Electronics Manufacturing_Existing_Process_Natural Gas_Other Process_E7 | F3 | Industrial | Electronics Manufacturing | Existing | Process | Natural Gas | Other Process | E7 | PACT BC Ratio | 0 | 0 | 0 | 0 | 0 | 0 | 0 | 0 | 0 | 0 | 0 | 0 | 0 | 0 | 0 | 0 | 0 | 0 | 0 | 0 | 0 | 0 | 0 | 0 | 0 | 0 | 0 | 0 | 0 | 0 | 0 | 0 | 0
F3_Industrial_Electronics Manufacturing_Existing_Process_Natural Gas_Other Process_E8 | F3 | Industrial | Electronics Manufacturing | Existing | Process | Natural Gas | Other Process | E8 | PACT BC Ratio | 0 | 0 | 0 | 0 | 0 | 0 | 0 | 0 | 0 | 0 | 0 | 0 | 0 | 0 | 0 | 0 | 0 | 0 | 0 | 0 | 0 | 0 | 0 | 0 | 0 | 0 | 0 | 0 | 0 | 0 | 0 | 0 | 0
F3_Industrial_Electronics Manufacturing_Existing_Process_Natural Gas_Other Process_E9 | F3 | Industrial | Electronics Manufacturing | Existing | Process | Natural Gas | Other Process | E9 | PACT BC Ratio | 0 | 0 | 0 | 0 | 0 | 0 | 0 | 0 | 0 | 0 | 0 | 0 | 0 | 0 | 0 | 0 | 0 | 0 | 0 | 0 | 0 | 0 | 0 | 0 | 0 | 0 | 0 | 0 | 0 | 0 | 0 | 0 | 0
F3_Industrial_Electronics Manufacturing_Existing_Process_Natural Gas_Other Process_E10 | F3 | Industrial | Electronics Manufacturing | Existing | Process | Natural Gas | Other Process | E10 | PACT BC Ratio | 0 | 0 | 0 | 0 | 0 | 0 | 0 | 0 | 0 | 0 | 0 | 0 | 0 | 0 | 0 | 0 | 0 | 0 | 0 | 0 | 0 | 0 | 0 | 0 | 0 | 0 | 0 | 0 | 0 | 0 | 0 | 0 | 0
F4_Industrial_Electronics Manufacturing_Existing_Process_Natural Gas_Other Process_E1 | F4 | Industrial | Electronics Manufacturing | Existing | Process | Natural Gas | Other Process | E1 | RVT BC Ratio | 0 | 0 | 0 | 0 | 0 | 0 | 0 | 0 | 0 | 0 | 0 | 0 | 0 | 0 | 0 | 0 | 0 | 0 | 0 | 0 | 0 | 0 | 0 | 0 | 0 | 0 | 0 | 0 | 0 | 0 | 0 | 0 | 0
F4_Industrial_Electronics Manufacturing_Existing_Process_Natural Gas_Other Process_E2 | F4 | Industrial | Electronics Manufacturing | Existing | Process | Natural Gas | Other Process | E2 | RVT BC Ratio | 0 | 0 | 0 | 0 | 0 | 0 | 0 | 0 | 0 | 0 | 0 | 0 | 0 | 0 | 0 | 0 | 0 | 0 | 0 | 0 | 0 | 0 | 0 | 0 | 0 | 0 | 0 | 0 | 0 | 0 | 0 | 0 | 0
F4_Industrial_Electronics Manufacturing_Existing_Process_Natural Gas_Other Process_E3 | F4 | Industrial | Electronics Manufacturing | Existing | Process | Natural Gas | Other Process | E3 | RVT BC Ratio | 0 | 0 | 0 | 0 | 0 | 0 | 0 | 0 | 0 | 0 | 0 | 0 | 0 | 0 | 0 | 0 | 0 | 0 | 0 | 0 | 0 | 0 | 0 | 0 | 0 | 0 | 0 | 0 | 0 | 0 | 0 | 0 | 0
F4_Industrial_Electronics Manufacturing_Existing_Process_Natural Gas_Other Process_E4 | F4 | Industrial | Electronics Manufacturing | Existing | Process | Natural Gas | Other Process | E4 | RVT BC Ratio | 0 | 0 | 0 | 0 | 0 | 0 | 0 | 0 | 0 | 0 | 0 | 0 | 0 | 0 | 0 | 0 | 0 | 0 | 0 | 0 | 0 | 0 | 0 | 0 | 0 | 0 | 0 | 0 | 0 | 0 | 0 | 0 | 0
F4_Industrial_Electronics Manufacturing_Existing_Process_Natural Gas_Other Process_E5 | F4 | Industrial | Electronics Manufacturing | Existing | Process | Natural Gas | Other Process | E5 | RVT BC Ratio | 0 | 0 | 0 | 0 | 0 | 0 | 0 | 0 | 0 | 0 | 0 | 0 | 0 | 0 | 0 | 0 | 0 | 0 | 0 | 0 | 0 | 0 | 0 | 0 | 0 | 0 | 0 | 0 | 0 | 0 | 0 | 0 | 0
F4_Industrial_Electronics Manufacturing_Existing_Process_Natural Gas_Other Process_E6 | F4 | Industrial | Electronics Manufacturing | Existing | Process | Natural Gas | Other Process | E6 | RVT BC Ratio | 0 | 0 | 0 | 0 | 0 | 0 | 0 | 0 | 0 | 0 | 0 | 0 | 0 | 0 | 0 | 0 | 0 | 0 | 0 | 0 | 0 | 0 | 0 | 0 | 0 | 0 | 0 | 0 | 0 | 0 | 0 | 0 | 0
F4_Industrial_Electronics Manufacturing_Existing_Process_Natural Gas_Other Process_E7 | F4 | Industrial | Electronics Manufacturing | Existing | Process | Natural Gas | Other Process | E7 | RVT BC Ratio | 0 | 0 | 0 | 0 | 0 | 0 | 0 | 0 | 0 | 0 | 0 | 0 | 0 | 0 | 0 | 0 | 0 | 0 | 0 | 0 | 0 | 0 | 0 | 0 | 0 | 0 | 0 | 0 | 0 | 0 | 0 | 0 | 0
F4_Industrial_Electronics Manufacturing_Existing_Process_Natural Gas_Other Process_E8 | F4 | Industrial | Electronics Manufacturing | Existing | Process | Natural Gas | Other Process | E8 | RVT BC Ratio | 0 | 0 | 0 | 0 | 0 | 0 | 0 | 0 | 0 | 0 | 0 | 0 | 0 | 0 | 0 | 0 | 0 | 0 | 0 | 0 | 0 | 0 | 0 | 0 | 0 | 0 | 0 | 0 | 0 | 0 | 0 | 0 | 0
F4_Industrial_Electronics Manufacturing_Existing_Process_Natural Gas_Other Process_E9 | F4 | Industrial | Electronics Manufacturing | Existing | Process | Natural Gas | Other Process | E9 | RVT BC Ratio | 0 | 0 | 0 | 0 | 0 | 0 | 0 | 0 | 0 | 0 | 0 | 0 | 0 | 0 | 0 | 0 | 0 | 0 | 0 | 0 | 0 | 0 | 0 | 0 | 0 | 0 | 0 | 0 | 0 | 0 | 0 | 0 | 0
F4_Industrial_Electronics Manufacturing_Existing_Process_Natural Gas_Other Process_E10 | F4 | Industrial | Electronics Manufacturing | Existing | Process | Natural Gas | Other Process | E10 | RVT BC Ratio | 0 | 0 | 0 | 0 | 0 | 0 | 0 | 0 | 0 | 0 | 0 | 0 | 0 | 0 | 0 | 0 | 0 | 0 | 0 | 0 | 0 | 0 | 0 | 0 | 0 | 0 | 0 | 0 | 0 | 0 | 0 | 0 | 0
F5_Industrial_Electronics Manufacturing_Existing_Process_Natural Gas_Other Process_E1 | F5 | Industrial | Electronics Manufacturing | Existing | Process | Natural Gas | Other Process | E1 | RIM BC Ratio | 0 | 0 | 0 | 0 | 0 | 0 | 0 | 0 | 0 | 0 | 0 | 0 | 0 | 0 | 0 | 0 | 0 | 0 | 0 | 0 | 0 | 0 | 0 | 0 | 0 | 0 | 0 | 0 | 0 | 0 | 0 | 0 | 0
F5_Industrial_Electronics Manufacturing_Existing_Process_Natural Gas_Other Process_E2 | F5 | Industrial | Electronics Manufacturing | Existing | Process | Natural Gas | Other Process | E2 | RIM BC Ratio | 0 | 0 | 0 | 0 | 0 | 0 | 0 | 0 | 0 | 0 | 0 | 0 | 0 | 0 | 0 | 0 | 0 | 0 | 0 | 0 | 0 | 0 | 0 | 0 | 0 | 0 | 0 | 0 | 0 | 0 | 0 | 0 | 0
F5_Industrial_Electronics Manufacturing_Existing_Process_Natural Gas_Other Process_E3 | F5 | Industrial | Electronics Manufacturing | Existing | Process | Natural Gas | Other Process | E3 | RIM BC Ratio | 0 | 0 | 0 | 0 | 0 | 0 | 0 | 0 | 0 | 0 | 0 | 0 | 0 | 0 | 0 | 0 | 0 | 0 | 0 | 0 | 0 | 0 | 0 | 0 | 0 | 0 | 0 | 0 | 0 | 0 | 0 | 0 | 0
F5_Industrial_Electronics Manufacturing_Existing_Process_Natural Gas_Other Process_E4 | F5 | Industrial | Electronics Manufacturing | Existing | Process | Natural Gas | Other Process | E4 | RIM BC Ratio | 0 | 0 | 0 | 0 | 0 | 0 | 0 | 0 | 0 | 0 | 0 | 0 | 0 | 0 | 0 | 0 | 0 | 0 | 0 | 0 | 0 | 0 | 0 | 0 | 0 | 0 | 0 | 0 | 0 | 0 | 0 | 0 | 0
F5_Industrial_Electronics Manufacturing_Existing_Process_Natural Gas_Other Process_E5 | F5 | Industrial | Electronics Manufacturing | Existing | Process | Natural Gas | Other Process | E5 | RIM BC Ratio | 0 | 0 | 0 | 0 | 0 | 0 | 0 | 0 | 0 | 0 | 0 | 0 | 0 | 0 | 0 | 0 | 0 | 0 | 0 | 0 | 0 | 0 | 0 | 0 | 0 | 0 | 0 | 0 | 0 | 0 | 0 | 0 | 0
F5_Industrial_Electronics Manufacturing_Existing_Process_Natural Gas_Other Process_E6 | F5 | Industrial | Electronics Manufacturing | Existing | Process | Natural Gas | Other Process | E6 | RIM BC Ratio | 0 | 0 | 0 | 0 | 0 | 0 | 0 | 0 | 0 | 0 | 0 | 0 | 0 | 0 | 0 | 0 | 0 | 0 | 0 | 0 | 0 | 0 | 0 | 0 | 0 | 0 | 0 | 0 | 0 | 0 | 0 | 0 | 0
F5_Industrial_Electronics Manufacturing_Existing_Process_Natural Gas_Other Process_E7 | F5 | Industrial | Electronics Manufacturing | Existing | Process | Natural Gas | Other Process | E7 | RIM BC Ratio | 0 | 0 | 0 | 0 | 0 | 0 | 0 | 0 | 0 | 0 | 0 | 0 | 0 | 0 | 0 | 0 | 0 | 0 | 0 | 0 | 0 | 0 | 0 | 0 | 0 | 0 | 0 | 0 | 0 | 0 | 0 | 0 | 0
F5_Industrial_Electronics Manufacturing_Existing_Process_Natural Gas_Other Process_E8 | F5 | Industrial | Electronics Manufacturing | Existing | Process | Natural Gas | Other Process | E8 | RIM BC Ratio | 0 | 0 | 0 | 0 | 0 | 0 | 0 | 0 | 0 | 0 | 0 | 0 | 0 | 0 | 0 | 0 | 0 | 0 | 0 | 0 | 0 | 0 | 0 | 0 | 0 | 0 | 0 | 0 | 0 | 0 | 0 | 0 | 0
F5_Industrial_Electronics Manufacturing_Existing_Process_Natural Gas_Other Process_E9 | F5 | Industrial | Electronics Manufacturing | Existing | Process | Natural Gas | Other Process | E9 | RIM BC Ratio | 0 | 0 | 0 | 0 | 0 | 0 | 0 | 0 | 0 | 0 | 0 | 0 | 0 | 0 | 0 | 0 | 0 | 0 | 0 | 0 | 0 | 0 | 0 | 0 | 0 | 0 | 0 | 0 | 0 | 0 | 0 | 0 | 0
F5_Industrial_Electronics Manufacturing_Existing_Process_Natural Gas_Other Process_E10 | F5 | Industrial | Electronics Manufacturing | Existing | Process | Natural Gas | Other Process | E10 | RIM BC Ratio | 0 | 0 | 0 | 0 | 0 | 0 | 0 | 0 | 0 | 0 | 0 | 0 | 0 | 0 | 0 | 0 | 0 | 0 | 0 | 0 | 0 | 0 | 0 | 0 | 0 | 0 | 0 | 0 | 0 | 0 | 0 | 0 | 0
F0_Industrial_Electronics Manufacturing_Existing_Miscellaneous_Natural Gas_Miscellaneous_E0 | F0 | Industrial | Electronics Manufacturing | Existing | Miscellaneous | Natural Gas | Miscellaneous | E0 | Economic Unit | 0 | 0 | 0 | 0 | 0 | 0 | 0 | 0 | 0 | 0 | 0 | 0 | 0 | 0 | 0 | 0 | 0 | 0 | 0 | 0 | 0 | 0 | 0 | 0 | 0 | 0 | 0 | 0 | 0 | 0 | 0 | 0 | 0
F1_Industrial_Electronics Manufacturing_Existing_Miscellaneous_Natural Gas_Miscellaneous_E1 | F1 | Industrial | Electronics Manufacturing | Existing | Miscellaneous | Natural Gas | Miscellaneous | E1 | CCE | 0 | 0 | 0 | 0 | 0 | 0 | 0 | 0 | 0 | 0 | 0 | 0 | 0 | 0 | 0 | 0 | 0 | 0 | 0 | 0 | 0 | 0 | 0 | 0 | 0 | 0 | 0 | 0 | 0 | 0 | 0 | 0 | 0
F1_Industrial_Electronics Manufacturing_Existing_Miscellaneous_Natural Gas_Miscellaneous_E2 | F1 | Industrial | Electronics Manufacturing | Existing | Miscellaneous | Natural Gas | Miscellaneous | E2 | CCE | 0 | 0 | 0 | 0 | 0 | 0 | 0 | 0 | 0 | 0 | 0 | 0 | 0 | 0 | 0 | 0 | 0 | 0 | 0 | 0 | 0 | 0 | 0 | 0 | 0 | 0 | 0 | 0 | 0 | 0 | 0 | 0 | 0
F1_Industrial_Electronics Manufacturing_Existing_Miscellaneous_Natural Gas_Miscellaneous_E3 | F1 | Industrial | Electronics Manufacturing | Existing | Miscellaneous | Natural Gas | Miscellaneous | E3 | CCE | 0 | 0 | 0 | 0 | 0 | 0 | 0 | 0 | 0 | 0 | 0 | 0 | 0 | 0 | 0 | 0 | 0 | 0 | 0 | 0 | 0 | 0 | 0 | 0 | 0 | 0 | 0 | 0 | 0 | 0 | 0 | 0 | 0
F1_Industrial_Electronics Manufacturing_Existing_Miscellaneous_Natural Gas_Miscellaneous_E4 | F1 | Industrial | Electronics Manufacturing | Existing | Miscellaneous | Natural Gas | Miscellaneous | E4 | CCE | 0 | 0 | 0 | 0 | 0 | 0 | 0 | 0 | 0 | 0 | 0 | 0 | 0 | 0 | 0 | 0 | 0 | 0 | 0 | 0 | 0 | 0 | 0 | 0 | 0 | 0 | 0 | 0 | 0 | 0 | 0 | 0 | 0
F1_Industrial_Electronics Manufacturing_Existing_Miscellaneous_Natural Gas_Miscellaneous_E5 | F1 | Industrial | Electronics Manufacturing | Existing | Miscellaneous | Natural Gas | Miscellaneous | E5 | CCE | 0 | 0 | 0 | 0 | 0 | 0 | 0 | 0 | 0 | 0 | 0 | 0 | 0 | 0 | 0 | 0 | 0 | 0 | 0 | 0 | 0 | 0 | 0 | 0 | 0 | 0 | 0 | 0 | 0 | 0 | 0 | 0 | 0
F1_Industrial_Electronics Manufacturing_Existing_Miscellaneous_Natural Gas_Miscellaneous_E6 | F1 | Industrial | Electronics Manufacturing | Existing | Miscellaneous | Natural Gas | Miscellaneous | E6 | CCE | 0 | 0 | 0 | 0 | 0 | 0 | 0 | 0 | 0 | 0 | 0 | 0 | 0 | 0 | 0 | 0 | 0 | 0 | 0 | 0 | 0 | 0 | 0 | 0 | 0 | 0 | 0 | 0 | 0 | 0 | 0 | 0 | 0
F1_Industrial_Electronics Manufacturing_Existing_Miscellaneous_Natural Gas_Miscellaneous_E7 | F1 | Industrial | Electronics Manufacturing | Existing | Miscellaneous | Natural Gas | Miscellaneous | E7 | CCE | 0 | 0 | 0 | 0 | 0 | 0 | 0 | 0 | 0 | 0 | 0 | 0 | 0 | 0 | 0 | 0 | 0 | 0 | 0 | 0 | 0 | 0 | 0 | 0 | 0 | 0 | 0 | 0 | 0 | 0 | 0 | 0 | 0
F1_Industrial_Electronics Manufacturing_Existing_Miscellaneous_Natural Gas_Miscellaneous_E8 | F1 | Industrial | Electronics Manufacturing | Existing | Miscellaneous | Natural Gas | Miscellaneous | E8 | CCE | 0 | 0 | 0 | 0 | 0 | 0 | 0 | 0 | 0 | 0 | 0 | 0 | 0 | 0 | 0 | 0 | 0 | 0 | 0 | 0 | 0 | 0 | 0 | 0 | 0 | 0 | 0 | 0 | 0 | 0 | 0 | 0 | 0
F1_Industrial_Electronics Manufacturing_Existing_Miscellaneous_Natural Gas_Miscellaneous_E9 | F1 | Industrial | Electronics Manufacturing | Existing | Miscellaneous | Natural Gas | Miscellaneous | E9 | CCE | 0 | 0 | 0 | 0 | 0 | 0 | 0 | 0 | 0 | 0 | 0 | 0 | 0 | 0 | 0 | 0 | 0 | 0 | 0 | 0 | 0 | 0 | 0 | 0 | 0 | 0 | 0 | 0 | 0 | 0 | 0 | 0 | 0
F1_Industrial_Electronics Manufacturing_Existing_Miscellaneous_Natural Gas_Miscellaneous_E10 | F1 | Industrial | Electronics Manufacturing | Existing | Miscellaneous | Natural Gas | Miscellaneous | E10 | CCE | 0 | 0 | 0 | 0 | 0 | 0 | 0 | 0 | 0 | 0 | 0 | 0 | 0 | 0 | 0 | 0 | 0 | 0 | 0 | 0 | 0 | 0 | 0 | 0 | 0 | 0 | 0 | 0 | 0 | 0 | 0 | 0 | 0
F2_Industrial_Electronics Manufacturing_Existing_Miscellaneous_Natural Gas_Miscellaneous_E1 | F2 | Industrial | Electronics Manufacturing | Existing | Miscellaneous | Natural Gas | Miscellaneous | E1 | TRC BC Ratio | 0 | 0 | 0 | 0 | 0 | 0 | 0 | 0 | 0 | 0 | 0 | 0 | 0 | 0 | 0 | 0 | 0 | 0 | 0 | 0 | 0 | 0 | 0 | 0 | 0 | 0 | 0 | 0 | 0 | 0 | 0 | 0 | 0
F2_Industrial_Electronics Manufacturing_Existing_Miscellaneous_Natural Gas_Miscellaneous_E2 | F2 | Industrial | Electronics Manufacturing | Existing | Miscellaneous | Natural Gas | Miscellaneous | E2 | TRC BC Ratio | 0 | 0 | 0 | 0 | 0 | 0 | 0 | 0 | 0 | 0 | 0 | 0 | 0 | 0 | 0 | 0 | 0 | 0 | 0 | 0 | 0 | 0 | 0 | 0 | 0 | 0 | 0 | 0 | 0 | 0 | 0 | 0 | 0
F2_Industrial_Electronics Manufacturing_Existing_Miscellaneous_Natural Gas_Miscellaneous_E3 | F2 | Industrial | Electronics Manufacturing | Existing | Miscellaneous | Natural Gas | Miscellaneous | E3 | TRC BC Ratio | 0 | 0 | 0 | 0 | 0 | 0 | 0 | 0 | 0 | 0 | 0 | 0 | 0 | 0 | 0 | 0 | 0 | 0 | 0 | 0 | 0 | 0 | 0 | 0 | 0 | 0 | 0 | 0 | 0 | 0 | 0 | 0 | 0
F2_Industrial_Electronics Manufacturing_Existing_Miscellaneous_Natural Gas_Miscellaneous_E4 | F2 | Industrial | Electronics Manufacturing | Existing | Miscellaneous | Natural Gas | Miscellaneous | E4 | TRC BC Ratio | 0 | 0 | 0 | 0 | 0 | 0 | 0 | 0 | 0 | 0 | 0 | 0 | 0 | 0 | 0 | 0 | 0 | 0 | 0 | 0 | 0 | 0 | 0 | 0 | 0 | 0 | 0 | 0 | 0 | 0 | 0 | 0 | 0
F2_Industrial_Electronics Manufacturing_Existing_Miscellaneous_Natural Gas_Miscellaneous_E5 | F2 | Industrial | Electronics Manufacturing | Existing | Miscellaneous | Natural Gas | Miscellaneous | E5 | TRC BC Ratio | 0 | 0 | 0 | 0 | 0 | 0 | 0 | 0 | 0 | 0 | 0 | 0 | 0 | 0 | 0 | 0 | 0 | 0 | 0 | 0 | 0 | 0 | 0 | 0 | 0 | 0 | 0 | 0 | 0 | 0 | 0 | 0 | 0
F2_Industrial_Electronics Manufacturing_Existing_Miscellaneous_Natural Gas_Miscellaneous_E6 | F2 | Industrial | Electronics Manufacturing | Existing | Miscellaneous | Natural Gas | Miscellaneous | E6 | TRC BC Ratio | 0 | 0 | 0 | 0 | 0 | 0 | 0 | 0 | 0 | 0 | 0 | 0 | 0 | 0 | 0 | 0 | 0 | 0 | 0 | 0 | 0 | 0 | 0 | 0 | 0 | 0 | 0 | 0 | 0 | 0 | 0 | 0 | 0
F2_Industrial_Electronics Manufacturing_Existing_Miscellaneous_Natural Gas_Miscellaneous_E7 | F2 | Industrial | Electronics Manufacturing | Existing | Miscellaneous | Natural Gas | Miscellaneous | E7 | TRC BC Ratio | 0 | 0 | 0 | 0 | 0 | 0 | 0 | 0 | 0 | 0 | 0 | 0 | 0 | 0 | 0 | 0 | 0 | 0 | 0 | 0 | 0 | 0 | 0 | 0 | 0 | 0 | 0 | 0 | 0 | 0 | 0 | 0 | 0
F2_Industrial_Electronics Manufacturing_Existing_Miscellaneous_Natural Gas_Miscellaneous_E8 | F2 | Industrial | Electronics Manufacturing | Existing | Miscellaneous | Natural Gas | Miscellaneous | E8 | TRC BC Ratio | 0 | 0 | 0 | 0 | 0 | 0 | 0 | 0 | 0 | 0 | 0 | 0 | 0 | 0 | 0 | 0 | 0 | 0 | 0 | 0 | 0 | 0 | 0 | 0 | 0 | 0 | 0 | 0 | 0 | 0 | 0 | 0 | 0
F2_Industrial_Electronics Manufacturing_Existing_Miscellaneous_Natural Gas_Miscellaneous_E9 | F2 | Industrial | Electronics Manufacturing | Existing | Miscellaneous | Natural Gas | Miscellaneous | E9 | TRC BC Ratio | 0 | 0 | 0 | 0 | 0 | 0 | 0 | 0 | 0 | 0 | 0 | 0 | 0 | 0 | 0 | 0 | 0 | 0 | 0 | 0 | 0 | 0 | 0 | 0 | 0 | 0 | 0 | 0 | 0 | 0 | 0 | 0 | 0
F2_Industrial_Electronics Manufacturing_Existing_Miscellaneous_Natural Gas_Miscellaneous_E10 | F2 | Industrial | Electronics Manufacturing | Existing | Miscellaneous | Natural Gas | Miscellaneous | E10 | TRC BC Ratio | 0 | 0 | 0 | 0 | 0 | 0 | 0 | 0 | 0 | 0 | 0 | 0 | 0 | 0 | 0 | 0 | 0 | 0 | 0 | 0 | 0 | 0 | 0 | 0 | 0 | 0 | 0 | 0 | 0 | 0 | 0 | 0 | 0
F3_Industrial_Electronics Manufacturing_Existing_Miscellaneous_Natural Gas_Miscellaneous_E1 | F3 | Industrial | Electronics Manufacturing | Existing | Miscellaneous | Natural Gas | Miscellaneous | E1 | PACT BC Ratio | 0 | 0 | 0 | 0 | 0 | 0 | 0 | 0 | 0 | 0 | 0 | 0 | 0 | 0 | 0 | 0 | 0 | 0 | 0 | 0 | 0 | 0 | 0 | 0 | 0 | 0 | 0 | 0 | 0 | 0 | 0 | 0 | 0
F3_Industrial_Electronics Manufacturing_Existing_Miscellaneous_Natural Gas_Miscellaneous_E2 | F3 | Industrial | Electronics Manufacturing | Existing | Miscellaneous | Natural Gas | Miscellaneous | E2 | PACT BC Ratio | 0 | 0 | 0 | 0 | 0 | 0 | 0 | 0 | 0 | 0 | 0 | 0 | 0 | 0 | 0 | 0 | 0 | 0 | 0 | 0 | 0 | 0 | 0 | 0 | 0 | 0 | 0 | 0 | 0 | 0 | 0 | 0 | 0
F3_Industrial_Electronics Manufacturing_Existing_Miscellaneous_Natural Gas_Miscellaneous_E3 | F3 | Industrial | Electronics Manufacturing | Existing | Miscellaneous | Natural Gas | Miscellaneous | E3 | PACT BC Ratio | 0 | 0 | 0 | 0 | 0 | 0 | 0 | 0 | 0 | 0 | 0 | 0 | 0 | 0 | 0 | 0 | 0 | 0 | 0 | 0 | 0 | 0 | 0 | 0 | 0 | 0 | 0 | 0 | 0 | 0 | 0 | 0 | 0
F3_Industrial_Electronics Manufacturing_Existing_Miscellaneous_Natural Gas_Miscellaneous_E4 | F3 | Industrial | Electronics Manufacturing | Existing | Miscellaneous | Natural Gas | Miscellaneous | E4 | PACT BC Ratio | 0 | 0 | 0 | 0 | 0 | 0 | 0 | 0 | 0 | 0 | 0 | 0 | 0 | 0 | 0 | 0 | 0 | 0 | 0 | 0 | 0 | 0 | 0 | 0 | 0 | 0 | 0 | 0 | 0 | 0 | 0 | 0 | 0
F3_Industrial_Electronics Manufacturing_Existing_Miscellaneous_Natural Gas_Miscellaneous_E5 | F3 | Industrial | Electronics Manufacturing | Existing | Miscellaneous | Natural Gas | Miscellaneous | E5 | PACT BC Ratio | 0 | 0 | 0 | 0 | 0 | 0 | 0 | 0 | 0 | 0 | 0 | 0 | 0 | 0 | 0 | 0 | 0 | 0 | 0 | 0 | 0 | 0 | 0 | 0 | 0 | 0 | 0 | 0 | 0 | 0 | 0 | 0 | 0
F3_Industrial_Electronics Manufacturing_Existing_Miscellaneous_Natural Gas_Miscellaneous_E6 | F3 | Industrial | Electronics Manufacturing | Existing | Miscellaneous | Natural Gas | Miscellaneous | E6 | PACT BC Ratio | 0 | 0 | 0 | 0 | 0 | 0 | 0 | 0 | 0 | 0 | 0 | 0 | 0 | 0 | 0 | 0 | 0 | 0 | 0 | 0 | 0 | 0 | 0 | 0 | 0 | 0 | 0 | 0 | 0 | 0 | 0 | 0 | 0
F3_Industrial_Electronics Manufacturing_Existing_Miscellaneous_Natural Gas_Miscellaneous_E7 | F3 | Industrial | Electronics Manufacturing | Existing | Miscellaneous | Natural Gas | Miscellaneous | E7 | PACT BC Ratio | 0 | 0 | 0 | 0 | 0 | 0 | 0 | 0 | 0 | 0 | 0 | 0 | 0 | 0 | 0 | 0 | 0 | 0 | 0 | 0 | 0 | 0 | 0 | 0 | 0 | 0 | 0 | 0 | 0 | 0 | 0 | 0 | 0
F3_Industrial_Electronics Manufacturing_Existing_Miscellaneous_Natural Gas_Miscellaneous_E8 | F3 | Industrial | Electronics Manufacturing | Existing | Miscellaneous | Natural Gas | Miscellaneous | E8 | PACT BC Ratio | 0 | 0 | 0 | 0 | 0 | 0 | 0 | 0 | 0 | 0 | 0 | 0 | 0 | 0 | 0 | 0 | 0 | 0 | 0 | 0 | 0 | 0 | 0 | 0 | 0 | 0 | 0 | 0 | 0 | 0 | 0 | 0 | 0
F3_Industrial_Electronics Manufacturing_Existing_Miscellaneous_Natural Gas_Miscellaneous_E9 | F3 | Industrial | Electronics Manufacturing | Existing | Miscellaneous | Natural Gas | Miscellaneous | E9 | PACT BC Ratio | 0 | 0 | 0 | 0 | 0 | 0 | 0 | 0 | 0 | 0 | 0 | 0 | 0 | 0 | 0 | 0 | 0 | 0 | 0 | 0 | 0 | 0 | 0 | 0 | 0 | 0 | 0 | 0 | 0 | 0 | 0 | 0 | 0
F3_Industrial_Electronics Manufacturing_Existing_Miscellaneous_Natural Gas_Miscellaneous_E10 | F3 | Industrial | Electronics Manufacturing | Existing | Miscellaneous | Natural Gas | Miscellaneous | E10 | PACT BC Ratio | 0 | 0 | 0 | 0 | 0 | 0 | 0 | 0 | 0 | 0 | 0 | 0 | 0 | 0 | 0 | 0 | 0 | 0 | 0 | 0 | 0 | 0 | 0 | 0 | 0 | 0 | 0 | 0 | 0 | 0 | 0 | 0 | 0
F4_Industrial_Electronics Manufacturing_Existing_Miscellaneous_Natural Gas_Miscellaneous_E1 | F4 | Industrial | Electronics Manufacturing | Existing | Miscellaneous | Natural Gas | Miscellaneous | E1 | RVT BC Ratio | 0 | 0 | 0 | 0 | 0 | 0 | 0 | 0 | 0 | 0 | 0 | 0 | 0 | 0 | 0 | 0 | 0 | 0 | 0 | 0 | 0 | 0 | 0 | 0 | 0 | 0 | 0 | 0 | 0 | 0 | 0 | 0 | 0
F4_Industrial_Electronics Manufacturing_Existing_Miscellaneous_Natural Gas_Miscellaneous_E2 | F4 | Industrial | Electronics Manufacturing | Existing | Miscellaneous | Natural Gas | Miscellaneous | E2 | RVT BC Ratio | 0 | 0 | 0 | 0 | 0 | 0 | 0 | 0 | 0 | 0 | 0 | 0 | 0 | 0 | 0 | 0 | 0 | 0 | 0 | 0 | 0 | 0 | 0 | 0 | 0 | 0 | 0 | 0 | 0 | 0 | 0 | 0 | 0
F4_Industrial_Electronics Manufacturing_Existing_Miscellaneous_Natural Gas_Miscellaneous_E3 | F4 | Industrial | Electronics Manufacturing | Existing | Miscellaneous | Natural Gas | Miscellaneous | E3 | RVT BC Ratio | 0 | 0 | 0 | 0 | 0 | 0 | 0 | 0 | 0 | 0 | 0 | 0 | 0 | 0 | 0 | 0 | 0 | 0 | 0 | 0 | 0 | 0 | 0 | 0 | 0 | 0 | 0 | 0 | 0 | 0 | 0 | 0 | 0
F4_Industrial_Electronics Manufacturing_Existing_Miscellaneous_Natural Gas_Miscellaneous_E4 | F4 | Industrial | Electronics Manufacturing | Existing | Miscellaneous | Natural Gas | Miscellaneous | E4 | RVT BC Ratio | 0 | 0 | 0 | 0 | 0 | 0 | 0 | 0 | 0 | 0 | 0 | 0 | 0 | 0 | 0 | 0 | 0 | 0 | 0 | 0 | 0 | 0 | 0 | 0 | 0 | 0 | 0 | 0 | 0 | 0 | 0 | 0 | 0
F4_Industrial_Electronics Manufacturing_Existing_Miscellaneous_Natural Gas_Miscellaneous_E5 | F4 | Industrial | Electronics Manufacturing | Existing | Miscellaneous | Natural Gas | Miscellaneous | E5 | RVT BC Ratio | 0 | 0 | 0 | 0 | 0 | 0 | 0 | 0 | 0 | 0 | 0 | 0 | 0 | 0 | 0 | 0 | 0 | 0 | 0 | 0 | 0 | 0 | 0 | 0 | 0 | 0 | 0 | 0 | 0 | 0 | 0 | 0 | 0
F4_Industrial_Electronics Manufacturing_Existing_Miscellaneous_Natural Gas_Miscellaneous_E6 | F4 | Industrial | Electronics Manufacturing | Existing | Miscellaneous | Natural Gas | Miscellaneous | E6 | RVT BC Ratio | 0 | 0 | 0 | 0 | 0 | 0 | 0 | 0 | 0 | 0 | 0 | 0 | 0 | 0 | 0 | 0 | 0 | 0 | 0 | 0 | 0 | 0 | 0 | 0 | 0 | 0 | 0 | 0 | 0 | 0 | 0 | 0 | 0
F4_Industrial_Electronics Manufacturing_Existing_Miscellaneous_Natural Gas_Miscellaneous_E7 | F4 | Industrial | Electronics Manufacturing | Existing | Miscellaneous | Natural Gas | Miscellaneous | E7 | RVT BC Ratio | 0 | 0 | 0 | 0 | 0 | 0 | 0 | 0 | 0 | 0 | 0 | 0 | 0 | 0 | 0 | 0 | 0 | 0 | 0 | 0 | 0 | 0 | 0 | 0 | 0 | 0 | 0 | 0 | 0 | 0 | 0 | 0 | 0
F4_Industrial_Electronics Manufacturing_Existing_Miscellaneous_Natural Gas_Miscellaneous_E8 | F4 | Industrial | Electronics Manufacturing | Existing | Miscellaneous | Natural Gas | Miscellaneous | E8 | RVT BC Ratio | 0 | 0 | 0 | 0 | 0 | 0 | 0 | 0 | 0 | 0 | 0 | 0 | 0 | 0 | 0 | 0 | 0 | 0 | 0 | 0 | 0 | 0 | 0 | 0 | 0 | 0 | 0 | 0 | 0 | 0 | 0 | 0 | 0
F4_Industrial_Electronics Manufacturing_Existing_Miscellaneous_Natural Gas_Miscellaneous_E9 | F4 | Industrial | Electronics Manufacturing | Existing | Miscellaneous | Natural Gas | Miscellaneous | E9 | RVT BC Ratio | 0 | 0 | 0 | 0 | 0 | 0 | 0 | 0 | 0 | 0 | 0 | 0 | 0 | 0 | 0 | 0 | 0 | 0 | 0 | 0 | 0 | 0 | 0 | 0 | 0 | 0 | 0 | 0 | 0 | 0 | 0 | 0 | 0
F4_Industrial_Electronics Manufacturing_Existing_Miscellaneous_Natural Gas_Miscellaneous_E10 | F4 | Industrial | Electronics Manufacturing | Existing | Miscellaneous | Natural Gas | Miscellaneous | E10 | RVT BC Ratio | 0 | 0 | 0 | 0 | 0 | 0 | 0 | 0 | 0 | 0 | 0 | 0 | 0 | 0 | 0 | 0 | 0 | 0 | 0 | 0 | 0 | 0 | 0 | 0 | 0 | 0 | 0 | 0 | 0 | 0 | 0 | 0 | 0
F5_Industrial_Electronics Manufacturing_Existing_Miscellaneous_Natural Gas_Miscellaneous_E1 | F5 | Industrial | Electronics Manufacturing | Existing | Miscellaneous | Natural Gas | Miscellaneous | E1 | RIM BC Ratio | 0 | 0 | 0 | 0 | 0 | 0 | 0 | 0 | 0 | 0 | 0 | 0 | 0 | 0 | 0 | 0 | 0 | 0 | 0 | 0 | 0 | 0 | 0 | 0 | 0 | 0 | 0 | 0 | 0 | 0 | 0 | 0 | 0
F5_Industrial_Electronics Manufacturing_Existing_Miscellaneous_Natural Gas_Miscellaneous_E2 | F5 | Industrial | Electronics Manufacturing | Existing | Miscellaneous | Natural Gas | Miscellaneous | E2 | RIM BC Ratio | 0 | 0 | 0 | 0 | 0 | 0 | 0 | 0 | 0 | 0 | 0 | 0 | 0 | 0 | 0 | 0 | 0 | 0 | 0 | 0 | 0 | 0 | 0 | 0 | 0 | 0 | 0 | 0 | 0 | 0 | 0 | 0 | 0
F5_Industrial_Electronics Manufacturing_Existing_Miscellaneous_Natural Gas_Miscellaneous_E3 | F5 | Industrial | Electronics Manufacturing | Existing | Miscellaneous | Natural Gas | Miscellaneous | E3 | RIM BC Ratio | 0 | 0 | 0 | 0 | 0 | 0 | 0 | 0 | 0 | 0 | 0 | 0 | 0 | 0 | 0 | 0 | 0 | 0 | 0 | 0 | 0 | 0 | 0 | 0 | 0 | 0 | 0 | 0 | 0 | 0 | 0 | 0 | 0
F5_Industrial_Electronics Manufacturing_Existing_Miscellaneous_Natural Gas_Miscellaneous_E4 | F5 | Industrial | Electronics Manufacturing | Existing | Miscellaneous | Natural Gas | Miscellaneous | E4 | RIM BC Ratio | 0 | 0 | 0 | 0 | 0 | 0 | 0 | 0 | 0 | 0 | 0 | 0 | 0 | 0 | 0 | 0 | 0 | 0 | 0 | 0 | 0 | 0 | 0 | 0 | 0 | 0 | 0 | 0 | 0 | 0 | 0 | 0 | 0
F5_Industrial_Electronics Manufacturing_Existing_Miscellaneous_Natural Gas_Miscellaneous_E5 | F5 | Industrial | Electronics Manufacturing | Existing | Miscellaneous | Natural Gas | Miscellaneous | E5 | RIM BC Ratio | 0 | 0 | 0 | 0 | 0 | 0 | 0 | 0 | 0 | 0 | 0 | 0 | 0 | 0 | 0 | 0 | 0 | 0 | 0 | 0 | 0 | 0 | 0 | 0 | 0 | 0 | 0 | 0 | 0 | 0 | 0 | 0 | 0
F5_Industrial_Electronics Manufacturing_Existing_Miscellaneous_Natural Gas_Miscellaneous_E6 | F5 | Industrial | Electronics Manufacturing | Existing | Miscellaneous | Natural Gas | Miscellaneous | E6 | RIM BC Ratio | 0 | 0 | 0 | 0 | 0 | 0 | 0 | 0 | 0 | 0 | 0 | 0 | 0 | 0 | 0 | 0 | 0 | 0 | 0 | 0 | 0 | 0 | 0 | 0 | 0 | 0 | 0 | 0 | 0 | 0 | 0 | 0 | 0
F5_Industrial_Electronics Manufacturing_Existing_Miscellaneous_Natural Gas_Miscellaneous_E7 | F5 | Industrial | Electronics Manufacturing | Existing | Miscellaneous | Natural Gas | Miscellaneous | E7 | RIM BC Ratio | 0 | 0 | 0 | 0 | 0 | 0 | 0 | 0 | 0 | 0 | 0 | 0 | 0 | 0 | 0 | 0 | 0 | 0 | 0 | 0 | 0 | 0 | 0 | 0 | 0 | 0 | 0 | 0 | 0 | 0 | 0 | 0 | 0
F5_Industrial_Electronics Manufacturing_Existing_Miscellaneous_Natural Gas_Miscellaneous_E8 | F5 | Industrial | Electronics Manufacturing | Existing | Miscellaneous | Natural Gas | Miscellaneous | E8 | RIM BC Ratio | 0 | 0 | 0 | 0 | 0 | 0 | 0 | 0 | 0 | 0 | 0 | 0 | 0 | 0 | 0 | 0 | 0 | 0 | 0 | 0 | 0 | 0 | 0 | 0 | 0 | 0 | 0 | 0 | 0 | 0 | 0 | 0 | 0
F5_Industrial_Electronics Manufacturing_Existing_Miscellaneous_Natural Gas_Miscellaneous_E9 | F5 | Industrial | Electronics Manufacturing | Existing | Miscellaneous | Natural Gas | Miscellaneous | E9 | RIM BC Ratio | 0 | 0 | 0 | 0 | 0 | 0 | 0 | 0 | 0 | 0 | 0 | 0 | 0 | 0 | 0 | 0 | 0 | 0 | 0 | 0 | 0 | 0 | 0 | 0 | 0 | 0 | 0 | 0 | 0 | 0 | 0 | 0 | 0
F5_Industrial_Electronics Manufacturing_Existing_Miscellaneous_Natural Gas_Miscellaneous_E10 | F5 | Industrial | Electronics Manufacturing | Existing | Miscellaneous | Natural Gas | Miscellaneous | E10 | RIM BC Ratio | 0 | 0 | 0 | 0 | 0 | 0 | 0 | 0 | 0 | 0 | 0 | 0 | 0 | 0 | 0 | 0 | 0 | 0 | 0 | 0 | 0 | 0 | 0 | 0 | 0 | 0 | 0 | 0 | 0 | 0 | 0 | 0 | 0
F0_Industrial_Electronics Manufacturing_New_Space Heating_Natural Gas_Furnace_E0 | F0 | Industrial | Electronics Manufacturing | New | Space Heating | Natural Gas | Furnace | E0 | Economic Unit | 0 | 0 | 0 | 0 | 0 | 0 | 0 | 0 | 0 | 0 | 0 | 0 | 0 | 0 | 0 | 0 | 0 | 0 | 0 | 0 | 0 | 0 | 0 | 0 | 0 | 0 | 0 | 0 | 0 | 0 | 0 | 0 | 0
F1_Industrial_Electronics Manufacturing_New_Space Heating_Natural Gas_Furnace_E1 | F1 | Industrial | Electronics Manufacturing | New | Space Heating | Natural Gas | Furnace | E1 | CCE | 0 | 0 | 0 | 0 | 0 | 0 | 0 | 0 | 0 | 0 | 0 | 0 | 0 | 0 | 0 | 0 | 0 | 0 | 0 | 0 | 0 | 0 | 0 | 0 | 0 | 0 | 0 | 0 | 0 | 0 | 0 | 0 | 0
F1_Industrial_Electronics Manufacturing_New_Space Heating_Natural Gas_Furnace_E2 | F1 | Industrial | Electronics Manufacturing | New | Space Heating | Natural Gas | Furnace | E2 | CCE | 0 | 0 | 0 | 0 | 0 | 0 | 0 | 0 | 0 | 0 | 0 | 0 | 0 | 0 | 0 | 0 | 0 | 0 | 0 | 0 | 0 | 0 | 0 | 0 | 0 | 0 | 0 | 0 | 0 | 0 | 0 | 0 | 0
F1_Industrial_Electronics Manufacturing_New_Space Heating_Natural Gas_Furnace_E3 | F1 | Industrial | Electronics Manufacturing | New | Space Heating | Natural Gas | Furnace | E3 | CCE | 0 | 0 | 0 | 0 | 0 | 0 | 0 | 0 | 0 | 0 | 0 | 0 | 0 | 0 | 0 | 0 | 0 | 0 | 0 | 0 | 0 | 0 | 0 | 0 | 0 | 0 | 0 | 0 | 0 | 0 | 0 | 0 | 0
F1_Industrial_Electronics Manufacturing_New_Space Heating_Natural Gas_Furnace_E4 | F1 | Industrial | Electronics Manufacturing | New | Space Heating | Natural Gas | Furnace | E4 | CCE | 0 | 0 | 0 | 0 | 0 | 0 | 0 | 0 | 0 | 0 | 0 | 0 | 0 | 0 | 0 | 0 | 0 | 0 | 0 | 0 | 0 | 0 | 0 | 0 | 0 | 0 | 0 | 0 | 0 | 0 | 0 | 0 | 0
F1_Industrial_Electronics Manufacturing_New_Space Heating_Natural Gas_Furnace_E5 | F1 | Industrial | Electronics Manufacturing | New | Space Heating | Natural Gas | Furnace | E5 | CCE | 0 | 0 | 0 | 0 | 0 | 0 | 0 | 0 | 0 | 0 | 0 | 0 | 0 | 0 | 0 | 0 | 0 | 0 | 0 | 0 | 0 | 0 | 0 | 0 | 0 | 0 | 0 | 0 | 0 | 0 | 0 | 0 | 0
F1_Industrial_Electronics Manufacturing_New_Space Heating_Natural Gas_Furnace_E6 | F1 | Industrial | Electronics Manufacturing | New | Space Heating | Natural Gas | Furnace | E6 | CCE | 0 | 0 | 0 | 0 | 0 | 0 | 0 | 0 | 0 | 0 | 0 | 0 | 0 | 0 | 0 | 0 | 0 | 0 | 0 | 0 | 0 | 0 | 0 | 0 | 0 | 0 | 0 | 0 | 0 | 0 | 0 | 0 | 0
F1_Industrial_Electronics Manufacturing_New_Space Heating_Natural Gas_Furnace_E7 | F1 | Industrial | Electronics Manufacturing | New | Space Heating | Natural Gas | Furnace | E7 | CCE | 0 | 0 | 0 | 0 | 0 | 0 | 0 | 0 | 0 | 0 | 0 | 0 | 0 | 0 | 0 | 0 | 0 | 0 | 0 | 0 | 0 | 0 | 0 | 0 | 0 | 0 | 0 | 0 | 0 | 0 | 0 | 0 | 0
F1_Industrial_Electronics Manufacturing_New_Space Heating_Natural Gas_Furnace_E8 | F1 | Industrial | Electronics Manufacturing | New | Space Heating | Natural Gas | Furnace | E8 | CCE | 0 | 0 | 0 | 0 | 0 | 0 | 0 | 0 | 0 | 0 | 0 | 0 | 0 | 0 | 0 | 0 | 0 | 0 | 0 | 0 | 0 | 0 | 0 | 0 | 0 | 0 | 0 | 0 | 0 | 0 | 0 | 0 | 0
F1_Industrial_Electronics Manufacturing_New_Space Heating_Natural Gas_Furnace_E9 | F1 | Industrial | Electronics Manufacturing | New | Space Heating | Natural Gas | Furnace | E9 | CCE | 0 | 0 | 0 | 0 | 0 | 0 | 0 | 0 | 0 | 0 | 0 | 0 | 0 | 0 | 0 | 0 | 0 | 0 | 0 | 0 | 0 | 0 | 0 | 0 | 0 | 0 | 0 | 0 | 0 | 0 | 0 | 0 | 0
F1_Industrial_Electronics Manufacturing_New_Space Heating_Natural Gas_Furnace_E10 | F1 | Industrial | Electronics Manufacturing | New | Space Heating | Natural Gas | Furnace | E10 | CCE | 0 | 0 | 0 | 0 | 0 | 0 | 0 | 0 | 0 | 0 | 0 | 0 | 0 | 0 | 0 | 0 | 0 | 0 | 0 | 0 | 0 | 0 | 0 | 0 | 0 | 0 | 0 | 0 | 0 | 0 | 0 | 0 | 0
F2_Industrial_Electronics Manufacturing_New_Space Heating_Natural Gas_Furnace_E1 | F2 | Industrial | Electronics Manufacturing | New | Space Heating | Natural Gas | Furnace | E1 | TRC BC Ratio | 0 | 0 | 0 | 0 | 0 | 0 | 0 | 0 | 0 | 0 | 0 | 0 | 0 | 0 | 0 | 0 | 0 | 0 | 0 | 0 | 0 | 0 | 0 | 0 | 0 | 0 | 0 | 0 | 0 | 0 | 0 | 0 | 0
F2_Industrial_Electronics Manufacturing_New_Space Heating_Natural Gas_Furnace_E2 | F2 | Industrial | Electronics Manufacturing | New | Space Heating | Natural Gas | Furnace | E2 | TRC BC Ratio | 0 | 0 | 0 | 0 | 0 | 0 | 0 | 0 | 0 | 0 | 0 | 0 | 0 | 0 | 0 | 0 | 0 | 0 | 0 | 0 | 0 | 0 | 0 | 0 | 0 | 0 | 0 | 0 | 0 | 0 | 0 | 0 | 0
F2_Industrial_Electronics Manufacturing_New_Space Heating_Natural Gas_Furnace_E3 | F2 | Industrial | Electronics Manufacturing | New | Space Heating | Natural Gas | Furnace | E3 | TRC BC Ratio | 0 | 0 | 0 | 0 | 0 | 0 | 0 | 0 | 0 | 0 | 0 | 0 | 0 | 0 | 0 | 0 | 0 | 0 | 0 | 0 | 0 | 0 | 0 | 0 | 0 | 0 | 0 | 0 | 0 | 0 | 0 | 0 | 0
F2_Industrial_Electronics Manufacturing_New_Space Heating_Natural Gas_Furnace_E4 | F2 | Industrial | Electronics Manufacturing | New | Space Heating | Natural Gas | Furnace | E4 | TRC BC Ratio | 0 | 0 | 0 | 0 | 0 | 0 | 0 | 0 | 0 | 0 | 0 | 0 | 0 | 0 | 0 | 0 | 0 | 0 | 0 | 0 | 0 | 0 | 0 | 0 | 0 | 0 | 0 | 0 | 0 | 0 | 0 | 0 | 0
F2_Industrial_Electronics Manufacturing_New_Space Heating_Natural Gas_Furnace_E5 | F2 | Industrial | Electronics Manufacturing | New | Space Heating | Natural Gas | Furnace | E5 | TRC BC Ratio | 0 | 0 | 0 | 0 | 0 | 0 | 0 | 0 | 0 | 0 | 0 | 0 | 0 | 0 | 0 | 0 | 0 | 0 | 0 | 0 | 0 | 0 | 0 | 0 | 0 | 0 | 0 | 0 | 0 | 0 | 0 | 0 | 0
F2_Industrial_Electronics Manufacturing_New_Space Heating_Natural Gas_Furnace_E6 | F2 | Industrial | Electronics Manufacturing | New | Space Heating | Natural Gas | Furnace | E6 | TRC BC Ratio | 0 | 0 | 0 | 0 | 0 | 0 | 0 | 0 | 0 | 0 | 0 | 0 | 0 | 0 | 0 | 0 | 0 | 0 | 0 | 0 | 0 | 0 | 0 | 0 | 0 | 0 | 0 | 0 | 0 | 0 | 0 | 0 | 0
F2_Industrial_Electronics Manufacturing_New_Space Heating_Natural Gas_Furnace_E7 | F2 | Industrial | Electronics Manufacturing | New | Space Heating | Natural Gas | Furnace | E7 | TRC BC Ratio | 0 | 0 | 0 | 0 | 0 | 0 | 0 | 0 | 0 | 0 | 0 | 0 | 0 | 0 | 0 | 0 | 0 | 0 | 0 | 0 | 0 | 0 | 0 | 0 | 0 | 0 | 0 | 0 | 0 | 0 | 0 | 0 | 0
F2_Industrial_Electronics Manufacturing_New_Space Heating_Natural Gas_Furnace_E8 | F2 | Industrial | Electronics Manufacturing | New | Space Heating | Natural Gas | Furnace | E8 | TRC BC Ratio | 0 | 0 | 0 | 0 | 0 | 0 | 0 | 0 | 0 | 0 | 0 | 0 | 0 | 0 | 0 | 0 | 0 | 0 | 0 | 0 | 0 | 0 | 0 | 0 | 0 | 0 | 0 | 0 | 0 | 0 | 0 | 0 | 0
F2_Industrial_Electronics Manufacturing_New_Space Heating_Natural Gas_Furnace_E9 | F2 | Industrial | Electronics Manufacturing | New | Space Heating | Natural Gas | Furnace | E9 | TRC BC Ratio | 0 | 0 | 0 | 0 | 0 | 0 | 0 | 0 | 0 | 0 | 0 | 0 | 0 | 0 | 0 | 0 | 0 | 0 | 0 | 0 | 0 | 0 | 0 | 0 | 0 | 0 | 0 | 0 | 0 | 0 | 0 | 0 | 0
F2_Industrial_Electronics Manufacturing_New_Space Heating_Natural Gas_Furnace_E10 | F2 | Industrial | Electronics Manufacturing | New | Space Heating | Natural Gas | Furnace | E10 | TRC BC Ratio | 0 | 0 | 0 | 0 | 0 | 0 | 0 | 0 | 0 | 0 | 0 | 0 | 0 | 0 | 0 | 0 | 0 | 0 | 0 | 0 | 0 | 0 | 0 | 0 | 0 | 0 | 0 | 0 | 0 | 0 | 0 | 0 | 0
F3_Industrial_Electronics Manufacturing_New_Space Heating_Natural Gas_Furnace_E1 | F3 | Industrial | Electronics Manufacturing | New | Space Heating | Natural Gas | Furnace | E1 | PACT BC Ratio | 0 | 0 | 0 | 0 | 0 | 0 | 0 | 0 | 0 | 0 | 0 | 0 | 0 | 0 | 0 | 0 | 0 | 0 | 0 | 0 | 0 | 0 | 0 | 0 | 0 | 0 | 0 | 0 | 0 | 0 | 0 | 0 | 0
F3_Industrial_Electronics Manufacturing_New_Space Heating_Natural Gas_Furnace_E2 | F3 | Industrial | Electronics Manufacturing | New | Space Heating | Natural Gas | Furnace | E2 | PACT BC Ratio | 0 | 0 | 0 | 0 | 0 | 0 | 0 | 0 | 0 | 0 | 0 | 0 | 0 | 0 | 0 | 0 | 0 | 0 | 0 | 0 | 0 | 0 | 0 | 0 | 0 | 0 | 0 | 0 | 0 | 0 | 0 | 0 | 0
F3_Industrial_Electronics Manufacturing_New_Space Heating_Natural Gas_Furnace_E3 | F3 | Industrial | Electronics Manufacturing | New | Space Heating | Natural Gas | Furnace | E3 | PACT BC Ratio | 0 | 0 | 0 | 0 | 0 | 0 | 0 | 0 | 0 | 0 | 0 | 0 | 0 | 0 | 0 | 0 | 0 | 0 | 0 | 0 | 0 | 0 | 0 | 0 | 0 | 0 | 0 | 0 | 0 | 0 | 0 | 0 | 0
F3_Industrial_Electronics Manufacturing_New_Space Heating_Natural Gas_Furnace_E4 | F3 | Industrial | Electronics Manufacturing | New | Space Heating | Natural Gas | Furnace | E4 | PACT BC Ratio | 0 | 0 | 0 | 0 | 0 | 0 | 0 | 0 | 0 | 0 | 0 | 0 | 0 | 0 | 0 | 0 | 0 | 0 | 0 | 0 | 0 | 0 | 0 | 0 | 0 | 0 | 0 | 0 | 0 | 0 | 0 | 0 | 0
F3_Industrial_Electronics Manufacturing_New_Space Heating_Natural Gas_Furnace_E5 | F3 | Industrial | Electronics Manufacturing | New | Space Heating | Natural Gas | Furnace | E5 | PACT BC Ratio | 0 | 0 | 0 | 0 | 0 | 0 | 0 | 0 | 0 | 0 | 0 | 0 | 0 | 0 | 0 | 0 | 0 | 0 | 0 | 0 | 0 | 0 | 0 | 0 | 0 | 0 | 0 | 0 | 0 | 0 | 0 | 0 | 0
F3_Industrial_Electronics Manufacturing_New_Space Heating_Natural Gas_Furnace_E6 | F3 | Industrial | Electronics Manufacturing | New | Space Heating | Natural Gas | Furnace | E6 | PACT BC Ratio | 0 | 0 | 0 | 0 | 0 | 0 | 0 | 0 | 0 | 0 | 0 | 0 | 0 | 0 | 0 | 0 | 0 | 0 | 0 | 0 | 0 | 0 | 0 | 0 | 0 | 0 | 0 | 0 | 0 | 0 | 0 | 0 | 0
F3_Industrial_Electronics Manufacturing_New_Space Heating_Natural Gas_Furnace_E7 | F3 | Industrial | Electronics Manufacturing | New | Space Heating | Natural Gas | Furnace | E7 | PACT BC Ratio | 0 | 0 | 0 | 0 | 0 | 0 | 0 | 0 | 0 | 0 | 0 | 0 | 0 | 0 | 0 | 0 | 0 | 0 | 0 | 0 | 0 | 0 | 0 | 0 | 0 | 0 | 0 | 0 | 0 | 0 | 0 | 0 | 0
F3_Industrial_Electronics Manufacturing_New_Space Heating_Natural Gas_Furnace_E8 | F3 | Industrial | Electronics Manufacturing | New | Space Heating | Natural Gas | Furnace | E8 | PACT BC Ratio | 0 | 0 | 0 | 0 | 0 | 0 | 0 | 0 | 0 | 0 | 0 | 0 | 0 | 0 | 0 | 0 | 0 | 0 | 0 | 0 | 0 | 0 | 0 | 0 | 0 | 0 | 0 | 0 | 0 | 0 | 0 | 0 | 0
F3_Industrial_Electronics Manufacturing_New_Space Heating_Natural Gas_Furnace_E9 | F3 | Industrial | Electronics Manufacturing | New | Space Heating | Natural Gas | Furnace | E9 | PACT BC Ratio | 0 | 0 | 0 | 0 | 0 | 0 | 0 | 0 | 0 | 0 | 0 | 0 | 0 | 0 | 0 | 0 | 0 | 0 | 0 | 0 | 0 | 0 | 0 | 0 | 0 | 0 | 0 | 0 | 0 | 0 | 0 | 0 | 0
F3_Industrial_Electronics Manufacturing_New_Space Heating_Natural Gas_Furnace_E10 | F3 | Industrial | Electronics Manufacturing | New | Space Heating | Natural Gas | Furnace | E10 | PACT BC Ratio | 0 | 0 | 0 | 0 | 0 | 0 | 0 | 0 | 0 | 0 | 0 | 0 | 0 | 0 | 0 | 0 | 0 | 0 | 0 | 0 | 0 | 0 | 0 | 0 | 0 | 0 | 0 | 0 | 0 | 0 | 0 | 0 | 0
F4_Industrial_Electronics Manufacturing_New_Space Heating_Natural Gas_Furnace_E1 | F4 | Industrial | Electronics Manufacturing | New | Space Heating | Natural Gas | Furnace | E1 | RVT BC Ratio | 0 | 0 | 0 | 0 | 0 | 0 | 0 | 0 | 0 | 0 | 0 | 0 | 0 | 0 | 0 | 0 | 0 | 0 | 0 | 0 | 0 | 0 | 0 | 0 | 0 | 0 | 0 | 0 | 0 | 0 | 0 | 0 | 0
F4_Industrial_Electronics Manufacturing_New_Space Heating_Natural Gas_Furnace_E2 | F4 | Industrial | Electronics Manufacturing | New | Space Heating | Natural Gas | Furnace | E2 | RVT BC Ratio | 0 | 0 | 0 | 0 | 0 | 0 | 0 | 0 | 0 | 0 | 0 | 0 | 0 | 0 | 0 | 0 | 0 | 0 | 0 | 0 | 0 | 0 | 0 | 0 | 0 | 0 | 0 | 0 | 0 | 0 | 0 | 0 | 0
F4_Industrial_Electronics Manufacturing_New_Space Heating_Natural Gas_Furnace_E3 | F4 | Industrial | Electronics Manufacturing | New | Space Heating | Natural Gas | Furnace | E3 | RVT BC Ratio | 0 | 0 | 0 | 0 | 0 | 0 | 0 | 0 | 0 | 0 | 0 | 0 | 0 | 0 | 0 | 0 | 0 | 0 | 0 | 0 | 0 | 0 | 0 | 0 | 0 | 0 | 0 | 0 | 0 | 0 | 0 | 0 | 0
F4_Industrial_Electronics Manufacturing_New_Space Heating_Natural Gas_Furnace_E4 | F4 | Industrial | Electronics Manufacturing | New | Space Heating | Natural Gas | Furnace | E4 | RVT BC Ratio | 0 | 0 | 0 | 0 | 0 | 0 | 0 | 0 | 0 | 0 | 0 | 0 | 0 | 0 | 0 | 0 | 0 | 0 | 0 | 0 | 0 | 0 | 0 | 0 | 0 | 0 | 0 | 0 | 0 | 0 | 0 | 0 | 0
F4_Industrial_Electronics Manufacturing_New_Space Heating_Natural Gas_Furnace_E5 | F4 | Industrial | Electronics Manufacturing | New | Space Heating | Natural Gas | Furnace | E5 | RVT BC Ratio | 0 | 0 | 0 | 0 | 0 | 0 | 0 | 0 | 0 | 0 | 0 | 0 | 0 | 0 | 0 | 0 | 0 | 0 | 0 | 0 | 0 | 0 | 0 | 0 | 0 | 0 | 0 | 0 | 0 | 0 | 0 | 0 | 0
F4_Industrial_Electronics Manufacturing_New_Space Heating_Natural Gas_Furnace_E6 | F4 | Industrial | Electronics Manufacturing | New | Space Heating | Natural Gas | Furnace | E6 | RVT BC Ratio | 0 | 0 | 0 | 0 | 0 | 0 | 0 | 0 | 0 | 0 | 0 | 0 | 0 | 0 | 0 | 0 | 0 | 0 | 0 | 0 | 0 | 0 | 0 | 0 | 0 | 0 | 0 | 0 | 0 | 0 | 0 | 0 | 0
F4_Industrial_Electronics Manufacturing_New_Space Heating_Natural Gas_Furnace_E7 | F4 | Industrial | Electronics Manufacturing | New | Space Heating | Natural Gas | Furnace | E7 | RVT BC Ratio | 0 | 0 | 0 | 0 | 0 | 0 | 0 | 0 | 0 | 0 | 0 | 0 | 0 | 0 | 0 | 0 | 0 | 0 | 0 | 0 | 0 | 0 | 0 | 0 | 0 | 0 | 0 | 0 | 0 | 0 | 0 | 0 | 0
F4_Industrial_Electronics Manufacturing_New_Space Heating_Natural Gas_Furnace_E8 | F4 | Industrial | Electronics Manufacturing | New | Space Heating | Natural Gas | Furnace | E8 | RVT BC Ratio | 0 | 0 | 0 | 0 | 0 | 0 | 0 | 0 | 0 | 0 | 0 | 0 | 0 | 0 | 0 | 0 | 0 | 0 | 0 | 0 | 0 | 0 | 0 | 0 | 0 | 0 | 0 | 0 | 0 | 0 | 0 | 0 | 0
F4_Industrial_Electronics Manufacturing_New_Space Heating_Natural Gas_Furnace_E9 | F4 | Industrial | Electronics Manufacturing | New | Space Heating | Natural Gas | Furnace | E9 | RVT BC Ratio | 0 | 0 | 0 | 0 | 0 | 0 | 0 | 0 | 0 | 0 | 0 | 0 | 0 | 0 | 0 | 0 | 0 | 0 | 0 | 0 | 0 | 0 | 0 | 0 | 0 | 0 | 0 | 0 | 0 | 0 | 0 | 0 | 0
F4_Industrial_Electronics Manufacturing_New_Space Heating_Natural Gas_Furnace_E10 | F4 | Industrial | Electronics Manufacturing | New | Space Heating | Natural Gas | Furnace | E10 | RVT BC Ratio | 0 | 0 | 0 | 0 | 0 | 0 | 0 | 0 | 0 | 0 | 0 | 0 | 0 | 0 | 0 | 0 | 0 | 0 | 0 | 0 | 0 | 0 | 0 | 0 | 0 | 0 | 0 | 0 | 0 | 0 | 0 | 0 | 0
F5_Industrial_Electronics Manufacturing_New_Space Heating_Natural Gas_Furnace_E1 | F5 | Industrial | Electronics Manufacturing | New | Space Heating | Natural Gas | Furnace | E1 | RIM BC Ratio | 0 | 0 | 0 | 0 | 0 | 0 | 0 | 0 | 0 | 0 | 0 | 0 | 0 | 0 | 0 | 0 | 0 | 0 | 0 | 0 | 0 | 0 | 0 | 0 | 0 | 0 | 0 | 0 | 0 | 0 | 0 | 0 | 0
F5_Industrial_Electronics Manufacturing_New_Space Heating_Natural Gas_Furnace_E2 | F5 | Industrial | Electronics Manufacturing | New | Space Heating | Natural Gas | Furnace | E2 | RIM BC Ratio | 0 | 0 | 0 | 0 | 0 | 0 | 0 | 0 | 0 | 0 | 0 | 0 | 0 | 0 | 0 | 0 | 0 | 0 | 0 | 0 | 0 | 0 | 0 | 0 | 0 | 0 | 0 | 0 | 0 | 0 | 0 | 0 | 0
F5_Industrial_Electronics Manufacturing_New_Space Heating_Natural Gas_Furnace_E3 | F5 | Industrial | Electronics Manufacturing | New | Space Heating | Natural Gas | Furnace | E3 | RIM BC Ratio | 0 | 0 | 0 | 0 | 0 | 0 | 0 | 0 | 0 | 0 | 0 | 0 | 0 | 0 | 0 | 0 | 0 | 0 | 0 | 0 | 0 | 0 | 0 | 0 | 0 | 0 | 0 | 0 | 0 | 0 | 0 | 0 | 0
F5_Industrial_Electronics Manufacturing_New_Space Heating_Natural Gas_Furnace_E4 | F5 | Industrial | Electronics Manufacturing | New | Space Heating | Natural Gas | Furnace | E4 | RIM BC Ratio | 0 | 0 | 0 | 0 | 0 | 0 | 0 | 0 | 0 | 0 | 0 | 0 | 0 | 0 | 0 | 0 | 0 | 0 | 0 | 0 | 0 | 0 | 0 | 0 | 0 | 0 | 0 | 0 | 0 | 0 | 0 | 0 | 0
F5_Industrial_Electronics Manufacturing_New_Space Heating_Natural Gas_Furnace_E5 | F5 | Industrial | Electronics Manufacturing | New | Space Heating | Natural Gas | Furnace | E5 | RIM BC Ratio | 0 | 0 | 0 | 0 | 0 | 0 | 0 | 0 | 0 | 0 | 0 | 0 | 0 | 0 | 0 | 0 | 0 | 0 | 0 | 0 | 0 | 0 | 0 | 0 | 0 | 0 | 0 | 0 | 0 | 0 | 0 | 0 | 0
F5_Industrial_Electronics Manufacturing_New_Space Heating_Natural Gas_Furnace_E6 | F5 | Industrial | Electronics Manufacturing | New | Space Heating | Natural Gas | Furnace | E6 | RIM BC Ratio | 0 | 0 | 0 | 0 | 0 | 0 | 0 | 0 | 0 | 0 | 0 | 0 | 0 | 0 | 0 | 0 | 0 | 0 | 0 | 0 | 0 | 0 | 0 | 0 | 0 | 0 | 0 | 0 | 0 | 0 | 0 | 0 | 0
F5_Industrial_Electronics Manufacturing_New_Space Heating_Natural Gas_Furnace_E7 | F5 | Industrial | Electronics Manufacturing | New | Space Heating | Natural Gas | Furnace | E7 | RIM BC Ratio | 0 | 0 | 0 | 0 | 0 | 0 | 0 | 0 | 0 | 0 | 0 | 0 | 0 | 0 | 0 | 0 | 0 | 0 | 0 | 0 | 0 | 0 | 0 | 0 | 0 | 0 | 0 | 0 | 0 | 0 | 0 | 0 | 0
F5_Industrial_Electronics Manufacturing_New_Space Heating_Natural Gas_Furnace_E8 | F5 | Industrial | Electronics Manufacturing | New | Space Heating | Natural Gas | Furnace | E8 | RIM BC Ratio | 0 | 0 | 0 | 0 | 0 | 0 | 0 | 0 | 0 | 0 | 0 | 0 | 0 | 0 | 0 | 0 | 0 | 0 | 0 | 0 | 0 | 0 | 0 | 0 | 0 | 0 | 0 | 0 | 0 | 0 | 0 | 0 | 0
F5_Industrial_Electronics Manufacturing_New_Space Heating_Natural Gas_Furnace_E9 | F5 | Industrial | Electronics Manufacturing | New | Space Heating | Natural Gas | Furnace | E9 | RIM BC Ratio | 0 | 0 | 0 | 0 | 0 | 0 | 0 | 0 | 0 | 0 | 0 | 0 | 0 | 0 | 0 | 0 | 0 | 0 | 0 | 0 | 0 | 0 | 0 | 0 | 0 | 0 | 0 | 0 | 0 | 0 | 0 | 0 | 0
F5_Industrial_Electronics Manufacturing_New_Space Heating_Natural Gas_Furnace_E10 | F5 | Industrial | Electronics Manufacturing | New | Space Heating | Natural Gas | Furnace | E10 | RIM BC Ratio | 0 | 0 | 0 | 0 | 0 | 0 | 0 | 0 | 0 | 0 | 0 | 0 | 0 | 0 | 0 | 0 | 0 | 0 | 0 | 0 | 0 | 0 | 0 | 0 | 0 | 0 | 0 | 0 | 0 | 0 | 0 | 0 | 0
F0_Industrial_Electronics Manufacturing_New_Space Heating_Natural Gas_Boiler_E0 | F0 | Industrial | Electronics Manufacturing | New | Space Heating | Natural Gas | Boiler | E0 | Economic Unit | 0 | 0 | 0 | 0 | 0 | 0 | 0 | 0 | 0 | 0 | 0 | 0 | 0 | 0 | 0 | 0 | 0 | 0 | 0 | 0 | 0 | 0 | 0 | 0 | 0 | 0 | 0 | 0 | 0 | 0 | 0 | 0 | 0
F1_Industrial_Electronics Manufacturing_New_Space Heating_Natural Gas_Boiler_E1 | F1 | Industrial | Electronics Manufacturing | New | Space Heating | Natural Gas | Boiler | E1 | CCE | 0 | 0 | 0 | 0 | 0 | 0 | 0 | 0 | 0 | 0 | 0 | 0 | 0 | 0 | 0 | 0 | 0 | 0 | 0 | 0 | 0 | 0 | 0 | 0 | 0 | 0 | 0 | 0 | 0 | 0 | 0 | 0 | 0
F1_Industrial_Electronics Manufacturing_New_Space Heating_Natural Gas_Boiler_E2 | F1 | Industrial | Electronics Manufacturing | New | Space Heating | Natural Gas | Boiler | E2 | CCE | 0 | 0 | 0 | 0 | 0 | 0 | 0 | 0 | 0 | 0 | 0 | 0 | 0 | 0 | 0 | 0 | 0 | 0 | 0 | 0 | 0 | 0 | 0 | 0 | 0 | 0 | 0 | 0 | 0 | 0 | 0 | 0 | 0
F1_Industrial_Electronics Manufacturing_New_Space Heating_Natural Gas_Boiler_E3 | F1 | Industrial | Electronics Manufacturing | New | Space Heating | Natural Gas | Boiler | E3 | CCE | 0 | 0 | 0 | 0 | 0 | 0 | 0 | 0 | 0 | 0 | 0 | 0 | 0 | 0 | 0 | 0 | 0 | 0 | 0 | 0 | 0 | 0 | 0 | 0 | 0 | 0 | 0 | 0 | 0 | 0 | 0 | 0 | 0
F1_Industrial_Electronics Manufacturing_New_Space Heating_Natural Gas_Boiler_E4 | F1 | Industrial | Electronics Manufacturing | New | Space Heating | Natural Gas | Boiler | E4 | CCE | 0 | 0 | 0 | 0 | 0 | 0 | 0 | 0 | 0 | 0 | 0 | 0 | 0 | 0 | 0 | 0 | 0 | 0 | 0 | 0 | 0 | 0 | 0 | 0 | 0 | 0 | 0 | 0 | 0 | 0 | 0 | 0 | 0
F1_Industrial_Electronics Manufacturing_New_Space Heating_Natural Gas_Boiler_E5 | F1 | Industrial | Electronics Manufacturing | New | Space Heating | Natural Gas | Boiler | E5 | CCE | 0 | 0 | 0 | 0 | 0 | 0 | 0 | 0 | 0 | 0 | 0 | 0 | 0 | 0 | 0 | 0 | 0 | 0 | 0 | 0 | 0 | 0 | 0 | 0 | 0 | 0 | 0 | 0 | 0 | 0 | 0 | 0 | 0
F1_Industrial_Electronics Manufacturing_New_Space Heating_Natural Gas_Boiler_E6 | F1 | Industrial | Electronics Manufacturing | New | Space Heating | Natural Gas | Boiler | E6 | CCE | 0 | 0 | 0 | 0 | 0 | 0 | 0 | 0 | 0 | 0 | 0 | 0 | 0 | 0 | 0 | 0 | 0 | 0 | 0 | 0 | 0 | 0 | 0 | 0 | 0 | 0 | 0 | 0 | 0 | 0 | 0 | 0 | 0
F1_Industrial_Electronics Manufacturing_New_Space Heating_Natural Gas_Boiler_E7 | F1 | Industrial | Electronics Manufacturing | New | Space Heating | Natural Gas | Boiler | E7 | CCE | 0 | 0 | 0 | 0 | 0 | 0 | 0 | 0 | 0 | 0 | 0 | 0 | 0 | 0 | 0 | 0 | 0 | 0 | 0 | 0 | 0 | 0 | 0 | 0 | 0 | 0 | 0 | 0 | 0 | 0 | 0 | 0 | 0
F1_Industrial_Electronics Manufacturing_New_Space Heating_Natural Gas_Boiler_E8 | F1 | Industrial | Electronics Manufacturing | New | Space Heating | Natural Gas | Boiler | E8 | CCE | 0 | 0 | 0 | 0 | 0 | 0 | 0 | 0 | 0 | 0 | 0 | 0 | 0 | 0 | 0 | 0 | 0 | 0 | 0 | 0 | 0 | 0 | 0 | 0 | 0 | 0 | 0 | 0 | 0 | 0 | 0 | 0 | 0
F1_Industrial_Electronics Manufacturing_New_Space Heating_Natural Gas_Boiler_E9 | F1 | Industrial | Electronics Manufacturing | New | Space Heating | Natural Gas | Boiler | E9 | CCE | 0 | 0 | 0 | 0 | 0 | 0 | 0 | 0 | 0 | 0 | 0 | 0 | 0 | 0 | 0 | 0 | 0 | 0 | 0 | 0 | 0 | 0 | 0 | 0 | 0 | 0 | 0 | 0 | 0 | 0 | 0 | 0 | 0
F1_Industrial_Electronics Manufacturing_New_Space Heating_Natural Gas_Boiler_E10 | F1 | Industrial | Electronics Manufacturing | New | Space Heating | Natural Gas | Boiler | E10 | CCE | 0 | 0 | 0 | 0 | 0 | 0 | 0 | 0 | 0 | 0 | 0 | 0 | 0 | 0 | 0 | 0 | 0 | 0 | 0 | 0 | 0 | 0 | 0 | 0 | 0 | 0 | 0 | 0 | 0 | 0 | 0 | 0 | 0
F2_Industrial_Electronics Manufacturing_New_Space Heating_Natural Gas_Boiler_E1 | F2 | Industrial | Electronics Manufacturing | New | Space Heating | Natural Gas | Boiler | E1 | TRC BC Ratio | 0 | 0 | 0 | 0 | 0 | 0 | 0 | 0 | 0 | 0 | 0 | 0 | 0 | 0 | 0 | 0 | 0 | 0 | 0 | 0 | 0 | 0 | 0 | 0 | 0 | 0 | 0 | 0 | 0 | 0 | 0 | 0 | 0
F2_Industrial_Electronics Manufacturing_New_Space Heating_Natural Gas_Boiler_E2 | F2 | Industrial | Electronics Manufacturing | New | Space Heating | Natural Gas | Boiler | E2 | TRC BC Ratio | 0 | 0 | 0 | 0 | 0 | 0 | 0 | 0 | 0 | 0 | 0 | 0 | 0 | 0 | 0 | 0 | 0 | 0 | 0 | 0 | 0 | 0 | 0 | 0 | 0 | 0 | 0 | 0 | 0 | 0 | 0 | 0 | 0
F2_Industrial_Electronics Manufacturing_New_Space Heating_Natural Gas_Boiler_E3 | F2 | Industrial | Electronics Manufacturing | New | Space Heating | Natural Gas | Boiler | E3 | TRC BC Ratio | 0 | 0 | 0 | 0 | 0 | 0 | 0 | 0 | 0 | 0 | 0 | 0 | 0 | 0 | 0 | 0 | 0 | 0 | 0 | 0 | 0 | 0 | 0 | 0 | 0 | 0 | 0 | 0 | 0 | 0 | 0 | 0 | 0
F2_Industrial_Electronics Manufacturing_New_Space Heating_Natural Gas_Boiler_E4 | F2 | Industrial | Electronics Manufacturing | New | Space Heating | Natural Gas | Boiler | E4 | TRC BC Ratio | 0 | 0 | 0 | 0 | 0 | 0 | 0 | 0 | 0 | 0 | 0 | 0 | 0 | 0 | 0 | 0 | 0 | 0 | 0 | 0 | 0 | 0 | 0 | 0 | 0 | 0 | 0 | 0 | 0 | 0 | 0 | 0 | 0
F2_Industrial_Electronics Manufacturing_New_Space Heating_Natural Gas_Boiler_E5 | F2 | Industrial | Electronics Manufacturing | New | Space Heating | Natural Gas | Boiler | E5 | TRC BC Ratio | 0 | 0 | 0 | 0 | 0 | 0 | 0 | 0 | 0 | 0 | 0 | 0 | 0 | 0 | 0 | 0 | 0 | 0 | 0 | 0 | 0 | 0 | 0 | 0 | 0 | 0 | 0 | 0 | 0 | 0 | 0 | 0 | 0
F2_Industrial_Electronics Manufacturing_New_Space Heating_Natural Gas_Boiler_E6 | F2 | Industrial | Electronics Manufacturing | New | Space Heating | Natural Gas | Boiler | E6 | TRC BC Ratio | 0 | 0 | 0 | 0 | 0 | 0 | 0 | 0 | 0 | 0 | 0 | 0 | 0 | 0 | 0 | 0 | 0 | 0 | 0 | 0 | 0 | 0 | 0 | 0 | 0 | 0 | 0 | 0 | 0 | 0 | 0 | 0 | 0
F2_Industrial_Electronics Manufacturing_New_Space Heating_Natural Gas_Boiler_E7 | F2 | Industrial | Electronics Manufacturing | New | Space Heating | Natural Gas | Boiler | E7 | TRC BC Ratio | 0 | 0 | 0 | 0 | 0 | 0 | 0 | 0 | 0 | 0 | 0 | 0 | 0 | 0 | 0 | 0 | 0 | 0 | 0 | 0 | 0 | 0 | 0 | 0 | 0 | 0 | 0 | 0 | 0 | 0 | 0 | 0 | 0
F2_Industrial_Electronics Manufacturing_New_Space Heating_Natural Gas_Boiler_E8 | F2 | Industrial | Electronics Manufacturing | New | Space Heating | Natural Gas | Boiler | E8 | TRC BC Ratio | 0 | 0 | 0 | 0 | 0 | 0 | 0 | 0 | 0 | 0 | 0 | 0 | 0 | 0 | 0 | 0 | 0 | 0 | 0 | 0 | 0 | 0 | 0 | 0 | 0 | 0 | 0 | 0 | 0 | 0 | 0 | 0 | 0
F2_Industrial_Electronics Manufacturing_New_Space Heating_Natural Gas_Boiler_E9 | F2 | Industrial | Electronics Manufacturing | New | Space Heating | Natural Gas | Boiler | E9 | TRC BC Ratio | 0 | 0 | 0 | 0 | 0 | 0 | 0 | 0 | 0 | 0 | 0 | 0 | 0 | 0 | 0 | 0 | 0 | 0 | 0 | 0 | 0 | 0 | 0 | 0 | 0 | 0 | 0 | 0 | 0 | 0 | 0 | 0 | 0
F2_Industrial_Electronics Manufacturing_New_Space Heating_Natural Gas_Boiler_E10 | F2 | Industrial | Electronics Manufacturing | New | Space Heating | Natural Gas | Boiler | E10 | TRC BC Ratio | 0 | 0 | 0 | 0 | 0 | 0 | 0 | 0 | 0 | 0 | 0 | 0 | 0 | 0 | 0 | 0 | 0 | 0 | 0 | 0 | 0 | 0 | 0 | 0 | 0 | 0 | 0 | 0 | 0 | 0 | 0 | 0 | 0
F3_Industrial_Electronics Manufacturing_New_Space Heating_Natural Gas_Boiler_E1 | F3 | Industrial | Electronics Manufacturing | New | Space Heating | Natural Gas | Boiler | E1 | PACT BC Ratio | 0 | 0 | 0 | 0 | 0 | 0 | 0 | 0 | 0 | 0 | 0 | 0 | 0 | 0 | 0 | 0 | 0 | 0 | 0 | 0 | 0 | 0 | 0 | 0 | 0 | 0 | 0 | 0 | 0 | 0 | 0 | 0 | 0
F3_Industrial_Electronics Manufacturing_New_Space Heating_Natural Gas_Boiler_E2 | F3 | Industrial | Electronics Manufacturing | New | Space Heating | Natural Gas | Boiler | E2 | PACT BC Ratio | 0 | 0 | 0 | 0 | 0 | 0 | 0 | 0 | 0 | 0 | 0 | 0 | 0 | 0 | 0 | 0 | 0 | 0 | 0 | 0 | 0 | 0 | 0 | 0 | 0 | 0 | 0 | 0 | 0 | 0 | 0 | 0 | 0
F3_Industrial_Electronics Manufacturing_New_Space Heating_Natural Gas_Boiler_E3 | F3 | Industrial | Electronics Manufacturing | New | Space Heating | Natural Gas | Boiler | E3 | PACT BC Ratio | 0 | 0 | 0 | 0 | 0 | 0 | 0 | 0 | 0 | 0 | 0 | 0 | 0 | 0 | 0 | 0 | 0 | 0 | 0 | 0 | 0 | 0 | 0 | 0 | 0 | 0 | 0 | 0 | 0 | 0 | 0 | 0 | 0
F3_Industrial_Electronics Manufacturing_New_Space Heating_Natural Gas_Boiler_E4 | F3 | Industrial | Electronics Manufacturing | New | Space Heating | Natural Gas | Boiler | E4 | PACT BC Ratio | 0 | 0 | 0 | 0 | 0 | 0 | 0 | 0 | 0 | 0 | 0 | 0 | 0 | 0 | 0 | 0 | 0 | 0 | 0 | 0 | 0 | 0 | 0 | 0 | 0 | 0 | 0 | 0 | 0 | 0 | 0 | 0 | 0
F3_Industrial_Electronics Manufacturing_New_Space Heating_Natural Gas_Boiler_E5 | F3 | Industrial | Electronics Manufacturing | New | Space Heating | Natural Gas | Boiler | E5 | PACT BC Ratio | 0 | 0 | 0 | 0 | 0 | 0 | 0 | 0 | 0 | 0 | 0 | 0 | 0 | 0 | 0 | 0 | 0 | 0 | 0 | 0 | 0 | 0 | 0 | 0 | 0 | 0 | 0 | 0 | 0 | 0 | 0 | 0 | 0
F3_Industrial_Electronics Manufacturing_New_Space Heating_Natural Gas_Boiler_E6 | F3 | Industrial | Electronics Manufacturing | New | Space Heating | Natural Gas | Boiler | E6 | PACT BC Ratio | 0 | 0 | 0 | 0 | 0 | 0 | 0 | 0 | 0 | 0 | 0 | 0 | 0 | 0 | 0 | 0 | 0 | 0 | 0 | 0 | 0 | 0 | 0 | 0 | 0 | 0 | 0 | 0 | 0 | 0 | 0 | 0 | 0
F3_Industrial_Electronics Manufacturing_New_Space Heating_Natural Gas_Boiler_E7 | F3 | Industrial | Electronics Manufacturing | New | Space Heating | Natural Gas | Boiler | E7 | PACT BC Ratio | 0 | 0 | 0 | 0 | 0 | 0 | 0 | 0 | 0 | 0 | 0 | 0 | 0 | 0 | 0 | 0 | 0 | 0 | 0 | 0 | 0 | 0 | 0 | 0 | 0 | 0 | 0 | 0 | 0 | 0 | 0 | 0 | 0
F3_Industrial_Electronics Manufacturing_New_Space Heating_Natural Gas_Boiler_E8 | F3 | Industrial | Electronics Manufacturing | New | Space Heating | Natural Gas | Boiler | E8 | PACT BC Ratio | 0 | 0 | 0 | 0 | 0 | 0 | 0 | 0 | 0 | 0 | 0 | 0 | 0 | 0 | 0 | 0 | 0 | 0 | 0 | 0 | 0 | 0 | 0 | 0 | 0 | 0 | 0 | 0 | 0 | 0 | 0 | 0 | 0
F3_Industrial_Electronics Manufacturing_New_Space Heating_Natural Gas_Boiler_E9 | F3 | Industrial | Electronics Manufacturing | New | Space Heating | Natural Gas | Boiler | E9 | PACT BC Ratio | 0 | 0 | 0 | 0 | 0 | 0 | 0 | 0 | 0 | 0 | 0 | 0 | 0 | 0 | 0 | 0 | 0 | 0 | 0 | 0 | 0 | 0 | 0 | 0 | 0 | 0 | 0 | 0 | 0 | 0 | 0 | 0 | 0
F3_Industrial_Electronics Manufacturing_New_Space Heating_Natural Gas_Boiler_E10 | F3 | Industrial | Electronics Manufacturing | New | Space Heating | Natural Gas | Boiler | E10 | PACT BC Ratio | 0 | 0 | 0 | 0 | 0 | 0 | 0 | 0 | 0 | 0 | 0 | 0 | 0 | 0 | 0 | 0 | 0 | 0 | 0 | 0 | 0 | 0 | 0 | 0 | 0 | 0 | 0 | 0 | 0 | 0 | 0 | 0 | 0
F4_Industrial_Electronics Manufacturing_New_Space Heating_Natural Gas_Boiler_E1 | F4 | Industrial | Electronics Manufacturing | New | Space Heating | Natural Gas | Boiler | E1 | RVT BC Ratio | 0 | 0 | 0 | 0 | 0 | 0 | 0 | 0 | 0 | 0 | 0 | 0 | 0 | 0 | 0 | 0 | 0 | 0 | 0 | 0 | 0 | 0 | 0 | 0 | 0 | 0 | 0 | 0 | 0 | 0 | 0 | 0 | 0
F4_Industrial_Electronics Manufacturing_New_Space Heating_Natural Gas_Boiler_E2 | F4 | Industrial | Electronics Manufacturing | New | Space Heating | Natural Gas | Boiler | E2 | RVT BC Ratio | 0 | 0 | 0 | 0 | 0 | 0 | 0 | 0 | 0 | 0 | 0 | 0 | 0 | 0 | 0 | 0 | 0 | 0 | 0 | 0 | 0 | 0 | 0 | 0 | 0 | 0 | 0 | 0 | 0 | 0 | 0 | 0 | 0
F4_Industrial_Electronics Manufacturing_New_Space Heating_Natural Gas_Boiler_E3 | F4 | Industrial | Electronics Manufacturing | New | Space Heating | Natural Gas | Boiler | E3 | RVT BC Ratio | 0 | 0 | 0 | 0 | 0 | 0 | 0 | 0 | 0 | 0 | 0 | 0 | 0 | 0 | 0 | 0 | 0 | 0 | 0 | 0 | 0 | 0 | 0 | 0 | 0 | 0 | 0 | 0 | 0 | 0 | 0 | 0 | 0
F4_Industrial_Electronics Manufacturing_New_Space Heating_Natural Gas_Boiler_E4 | F4 | Industrial | Electronics Manufacturing | New | Space Heating | Natural Gas | Boiler | E4 | RVT BC Ratio | 0 | 0 | 0 | 0 | 0 | 0 | 0 | 0 | 0 | 0 | 0 | 0 | 0 | 0 | 0 | 0 | 0 | 0 | 0 | 0 | 0 | 0 | 0 | 0 | 0 | 0 | 0 | 0 | 0 | 0 | 0 | 0 | 0
F4_Industrial_Electronics Manufacturing_New_Space Heating_Natural Gas_Boiler_E5 | F4 | Industrial | Electronics Manufacturing | New | Space Heating | Natural Gas | Boiler | E5 | RVT BC Ratio | 0 | 0 | 0 | 0 | 0 | 0 | 0 | 0 | 0 | 0 | 0 | 0 | 0 | 0 | 0 | 0 | 0 | 0 | 0 | 0 | 0 | 0 | 0 | 0 | 0 | 0 | 0 | 0 | 0 | 0 | 0 | 0 | 0
F4_Industrial_Electronics Manufacturing_New_Space Heating_Natural Gas_Boiler_E6 | F4 | Industrial | Electronics Manufacturing | New | Space Heating | Natural Gas | Boiler | E6 | RVT BC Ratio | 0 | 0 | 0 | 0 | 0 | 0 | 0 | 0 | 0 | 0 | 0 | 0 | 0 | 0 | 0 | 0 | 0 | 0 | 0 | 0 | 0 | 0 | 0 | 0 | 0 | 0 | 0 | 0 | 0 | 0 | 0 | 0 | 0
F4_Industrial_Electronics Manufacturing_New_Space Heating_Natural Gas_Boiler_E7 | F4 | Industrial | Electronics Manufacturing | New | Space Heating | Natural Gas | Boiler | E7 | RVT BC Ratio | 0 | 0 | 0 | 0 | 0 | 0 | 0 | 0 | 0 | 0 | 0 | 0 | 0 | 0 | 0 | 0 | 0 | 0 | 0 | 0 | 0 | 0 | 0 | 0 | 0 | 0 | 0 | 0 | 0 | 0 | 0 | 0 | 0
F4_Industrial_Electronics Manufacturing_New_Space Heating_Natural Gas_Boiler_E8 | F4 | Industrial | Electronics Manufacturing | New | Space Heating | Natural Gas | Boiler | E8 | RVT BC Ratio | 0 | 0 | 0 | 0 | 0 | 0 | 0 | 0 | 0 | 0 | 0 | 0 | 0 | 0 | 0 | 0 | 0 | 0 | 0 | 0 | 0 | 0 | 0 | 0 | 0 | 0 | 0 | 0 | 0 | 0 | 0 | 0 | 0
F4_Industrial_Electronics Manufacturing_New_Space Heating_Natural Gas_Boiler_E9 | F4 | Industrial | Electronics Manufacturing | New | Space Heating | Natural Gas | Boiler | E9 | RVT BC Ratio | 0 | 0 | 0 | 0 | 0 | 0 | 0 | 0 | 0 | 0 | 0 | 0 | 0 | 0 | 0 | 0 | 0 | 0 | 0 | 0 | 0 | 0 | 0 | 0 | 0 | 0 | 0 | 0 | 0 | 0 | 0 | 0 | 0
F4_Industrial_Electronics Manufacturing_New_Space Heating_Natural Gas_Boiler_E10 | F4 | Industrial | Electronics Manufacturing | New | Space Heating | Natural Gas | Boiler | E10 | RVT BC Ratio | 0 | 0 | 0 | 0 | 0 | 0 | 0 | 0 | 0 | 0 | 0 | 0 | 0 | 0 | 0 | 0 | 0 | 0 | 0 | 0 | 0 | 0 | 0 | 0 | 0 | 0 | 0 | 0 | 0 | 0 | 0 | 0 | 0
F5_Industrial_Electronics Manufacturing_New_Space Heating_Natural Gas_Boiler_E1 | F5 | Industrial | Electronics Manufacturing | New | Space Heating | Natural Gas | Boiler | E1 | RIM BC Ratio | 0 | 0 | 0 | 0 | 0 | 0 | 0 | 0 | 0 | 0 | 0 | 0 | 0 | 0 | 0 | 0 | 0 | 0 | 0 | 0 | 0 | 0 | 0 | 0 | 0 | 0 | 0 | 0 | 0 | 0 | 0 | 0 | 0
F5_Industrial_Electronics Manufacturing_New_Space Heating_Natural Gas_Boiler_E2 | F5 | Industrial | Electronics Manufacturing | New | Space Heating | Natural Gas | Boiler | E2 | RIM BC Ratio | 0 | 0 | 0 | 0 | 0 | 0 | 0 | 0 | 0 | 0 | 0 | 0 | 0 | 0 | 0 | 0 | 0 | 0 | 0 | 0 | 0 | 0 | 0 | 0 | 0 | 0 | 0 | 0 | 0 | 0 | 0 | 0 | 0
F5_Industrial_Electronics Manufacturing_New_Space Heating_Natural Gas_Boiler_E3 | F5 | Industrial | Electronics Manufacturing | New | Space Heating | Natural Gas | Boiler | E3 | RIM BC Ratio | 0 | 0 | 0 | 0 | 0 | 0 | 0 | 0 | 0 | 0 | 0 | 0 | 0 | 0 | 0 | 0 | 0 | 0 | 0 | 0 | 0 | 0 | 0 | 0 | 0 | 0 | 0 | 0 | 0 | 0 | 0 | 0 | 0
F5_Industrial_Electronics Manufacturing_New_Space Heating_Natural Gas_Boiler_E4 | F5 | Industrial | Electronics Manufacturing | New | Space Heating | Natural Gas | Boiler | E4 | RIM BC Ratio | 0 | 0 | 0 | 0 | 0 | 0 | 0 | 0 | 0 | 0 | 0 | 0 | 0 | 0 | 0 | 0 | 0 | 0 | 0 | 0 | 0 | 0 | 0 | 0 | 0 | 0 | 0 | 0 | 0 | 0 | 0 | 0 | 0
F5_Industrial_Electronics Manufacturing_New_Space Heating_Natural Gas_Boiler_E5 | F5 | Industrial | Electronics Manufacturing | New | Space Heating | Natural Gas | Boiler | E5 | RIM BC Ratio | 0 | 0 | 0 | 0 | 0 | 0 | 0 | 0 | 0 | 0 | 0 | 0 | 0 | 0 | 0 | 0 | 0 | 0 | 0 | 0 | 0 | 0 | 0 | 0 | 0 | 0 | 0 | 0 | 0 | 0 | 0 | 0 | 0
F5_Industrial_Electronics Manufacturing_New_Space Heating_Natural Gas_Boiler_E6 | F5 | Industrial | Electronics Manufacturing | New | Space Heating | Natural Gas | Boiler | E6 | RIM BC Ratio | 0 | 0 | 0 | 0 | 0 | 0 | 0 | 0 | 0 | 0 | 0 | 0 | 0 | 0 | 0 | 0 | 0 | 0 | 0 | 0 | 0 | 0 | 0 | 0 | 0 | 0 | 0 | 0 | 0 | 0 | 0 | 0 | 0
F5_Industrial_Electronics Manufacturing_New_Space Heating_Natural Gas_Boiler_E7 | F5 | Industrial | Electronics Manufacturing | New | Space Heating | Natural Gas | Boiler | E7 | RIM BC Ratio | 0 | 0 | 0 | 0 | 0 | 0 | 0 | 0 | 0 | 0 | 0 | 0 | 0 | 0 | 0 | 0 | 0 | 0 | 0 | 0 | 0 | 0 | 0 | 0 | 0 | 0 | 0 | 0 | 0 | 0 | 0 | 0 | 0
F5_Industrial_Electronics Manufacturing_New_Space Heating_Natural Gas_Boiler_E8 | F5 | Industrial | Electronics Manufacturing | New | Space Heating | Natural Gas | Boiler | E8 | RIM BC Ratio | 0 | 0 | 0 | 0 | 0 | 0 | 0 | 0 | 0 | 0 | 0 | 0 | 0 | 0 | 0 | 0 | 0 | 0 | 0 | 0 | 0 | 0 | 0 | 0 | 0 | 0 | 0 | 0 | 0 | 0 | 0 | 0 | 0
F5_Industrial_Electronics Manufacturing_New_Space Heating_Natural Gas_Boiler_E9 | F5 | Industrial | Electronics Manufacturing | New | Space Heating | Natural Gas | Boiler | E9 | RIM BC Ratio | 0 | 0 | 0 | 0 | 0 | 0 | 0 | 0 | 0 | 0 | 0 | 0 | 0 | 0 | 0 | 0 | 0 | 0 | 0 | 0 | 0 | 0 | 0 | 0 | 0 | 0 | 0 | 0 | 0 | 0 | 0 | 0 | 0
F5_Industrial_Electronics Manufacturing_New_Space Heating_Natural Gas_Boiler_E10 | F5 | Industrial | Electronics Manufacturing | New | Space Heating | Natural Gas | Boiler | E10 | RIM BC Ratio | 0 | 0 | 0 | 0 | 0 | 0 | 0 | 0 | 0 | 0 | 0 | 0 | 0 | 0 | 0 | 0 | 0 | 0 | 0 | 0 | 0 | 0 | 0 | 0 | 0 | 0 | 0 | 0 | 0 | 0 | 0 | 0 | 0
F0_Industrial_Electronics Manufacturing_New_Space Heating_Natural Gas_Unit Heater_E0 | F0 | Industrial | Electronics Manufacturing | New | Space Heating | Natural Gas | Unit Heater | E0 | Economic Unit | 0 | 0 | 0 | 0 | 0 | 0 | 0 | 0 | 0 | 0 | 0 | 0 | 0 | 0 | 0 | 0 | 0 | 0 | 0 | 0 | 0 | 0 | 0 | 0 | 0 | 0 | 0 | 0 | 0 | 0 | 0 | 0 | 0
F1_Industrial_Electronics Manufacturing_New_Space Heating_Natural Gas_Unit Heater_E1 | F1 | Industrial | Electronics Manufacturing | New | Space Heating | Natural Gas | Unit Heater | E1 | CCE | 0 | 0 | 0 | 0 | 0 | 0 | 0 | 0 | 0 | 0 | 0 | 0 | 0 | 0 | 0 | 0 | 0 | 0 | 0 | 0 | 0 | 0 | 0 | 0 | 0 | 0 | 0 | 0 | 0 | 0 | 0 | 0 | 0
F1_Industrial_Electronics Manufacturing_New_Space Heating_Natural Gas_Unit Heater_E2 | F1 | Industrial | Electronics Manufacturing | New | Space Heating | Natural Gas | Unit Heater | E2 | CCE | 0 | 0 | 0 | 0 | 0 | 0 | 0 | 0 | 0 | 0 | 0 | 0 | 0 | 0 | 0 | 0 | 0 | 0 | 0 | 0 | 0 | 0 | 0 | 0 | 0 | 0 | 0 | 0 | 0 | 0 | 0 | 0 | 0
F1_Industrial_Electronics Manufacturing_New_Space Heating_Natural Gas_Unit Heater_E3 | F1 | Industrial | Electronics Manufacturing | New | Space Heating | Natural Gas | Unit Heater | E3 | CCE | 0 | 0 | 0 | 0 | 0 | 0 | 0 | 0 | 0 | 0 | 0 | 0 | 0 | 0 | 0 | 0 | 0 | 0 | 0 | 0 | 0 | 0 | 0 | 0 | 0 | 0 | 0 | 0 | 0 | 0 | 0 | 0 | 0
F1_Industrial_Electronics Manufacturing_New_Space Heating_Natural Gas_Unit Heater_E4 | F1 | Industrial | Electronics Manufacturing | New | Space Heating | Natural Gas | Unit Heater | E4 | CCE | 0 | 0 | 0 | 0 | 0 | 0 | 0 | 0 | 0 | 0 | 0 | 0 | 0 | 0 | 0 | 0 | 0 | 0 | 0 | 0 | 0 | 0 | 0 | 0 | 0 | 0 | 0 | 0 | 0 | 0 | 0 | 0 | 0
F1_Industrial_Electronics Manufacturing_New_Space Heating_Natural Gas_Unit Heater_E5 | F1 | Industrial | Electronics Manufacturing | New | Space Heating | Natural Gas | Unit Heater | E5 | CCE | 0 | 0 | 0 | 0 | 0 | 0 | 0 | 0 | 0 | 0 | 0 | 0 | 0 | 0 | 0 | 0 | 0 | 0 | 0 | 0 | 0 | 0 | 0 | 0 | 0 | 0 | 0 | 0 | 0 | 0 | 0 | 0 | 0
F1_Industrial_Electronics Manufacturing_New_Space Heating_Natural Gas_Unit Heater_E6 | F1 | Industrial | Electronics Manufacturing | New | Space Heating | Natural Gas | Unit Heater | E6 | CCE | 0 | 0 | 0 | 0 | 0 | 0 | 0 | 0 | 0 | 0 | 0 | 0 | 0 | 0 | 0 | 0 | 0 | 0 | 0 | 0 | 0 | 0 | 0 | 0 | 0 | 0 | 0 | 0 | 0 | 0 | 0 | 0 | 0
F1_Industrial_Electronics Manufacturing_New_Space Heating_Natural Gas_Unit Heater_E7 | F1 | Industrial | Electronics Manufacturing | New | Space Heating | Natural Gas | Unit Heater | E7 | CCE | 0 | 0 | 0 | 0 | 0 | 0 | 0 | 0 | 0 | 0 | 0 | 0 | 0 | 0 | 0 | 0 | 0 | 0 | 0 | 0 | 0 | 0 | 0 | 0 | 0 | 0 | 0 | 0 | 0 | 0 | 0 | 0 | 0
F1_Industrial_Electronics Manufacturing_New_Space Heating_Natural Gas_Unit Heater_E8 | F1 | Industrial | Electronics Manufacturing | New | Space Heating | Natural Gas | Unit Heater | E8 | CCE | 0 | 0 | 0 | 0 | 0 | 0 | 0 | 0 | 0 | 0 | 0 | 0 | 0 | 0 | 0 | 0 | 0 | 0 | 0 | 0 | 0 | 0 | 0 | 0 | 0 | 0 | 0 | 0 | 0 | 0 | 0 | 0 | 0
F1_Industrial_Electronics Manufacturing_New_Space Heating_Natural Gas_Unit Heater_E9 | F1 | Industrial | Electronics Manufacturing | New | Space Heating | Natural Gas | Unit Heater | E9 | CCE | 0 | 0 | 0 | 0 | 0 | 0 | 0 | 0 | 0 | 0 | 0 | 0 | 0 | 0 | 0 | 0 | 0 | 0 | 0 | 0 | 0 | 0 | 0 | 0 | 0 | 0 | 0 | 0 | 0 | 0 | 0 | 0 | 0
F1_Industrial_Electronics Manufacturing_New_Space Heating_Natural Gas_Unit Heater_E10 | F1 | Industrial | Electronics Manufacturing | New | Space Heating | Natural Gas | Unit Heater | E10 | CCE | 0 | 0 | 0 | 0 | 0 | 0 | 0 | 0 | 0 | 0 | 0 | 0 | 0 | 0 | 0 | 0 | 0 | 0 | 0 | 0 | 0 | 0 | 0 | 0 | 0 | 0 | 0 | 0 | 0 | 0 | 0 | 0 | 0
F2_Industrial_Electronics Manufacturing_New_Space Heating_Natural Gas_Unit Heater_E1 | F2 | Industrial | Electronics Manufacturing | New | Space Heating | Natural Gas | Unit Heater | E1 | TRC BC Ratio | 0 | 0 | 0 | 0 | 0 | 0 | 0 | 0 | 0 | 0 | 0 | 0 | 0 | 0 | 0 | 0 | 0 | 0 | 0 | 0 | 0 | 0 | 0 | 0 | 0 | 0 | 0 | 0 | 0 | 0 | 0 | 0 | 0
F2_Industrial_Electronics Manufacturing_New_Space Heating_Natural Gas_Unit Heater_E2 | F2 | Industrial | Electronics Manufacturing | New | Space Heating | Natural Gas | Unit Heater | E2 | TRC BC Ratio | 0 | 0 | 0 | 0 | 0 | 0 | 0 | 0 | 0 | 0 | 0 | 0 | 0 | 0 | 0 | 0 | 0 | 0 | 0 | 0 | 0 | 0 | 0 | 0 | 0 | 0 | 0 | 0 | 0 | 0 | 0 | 0 | 0
F2_Industrial_Electronics Manufacturing_New_Space Heating_Natural Gas_Unit Heater_E3 | F2 | Industrial | Electronics Manufacturing | New | Space Heating | Natural Gas | Unit Heater | E3 | TRC BC Ratio | 0 | 0 | 0 | 0 | 0 | 0 | 0 | 0 | 0 | 0 | 0 | 0 | 0 | 0 | 0 | 0 | 0 | 0 | 0 | 0 | 0 | 0 | 0 | 0 | 0 | 0 | 0 | 0 | 0 | 0 | 0 | 0 | 0
F2_Industrial_Electronics Manufacturing_New_Space Heating_Natural Gas_Unit Heater_E4 | F2 | Industrial | Electronics Manufacturing | New | Space Heating | Natural Gas | Unit Heater | E4 | TRC BC Ratio | 0 | 0 | 0 | 0 | 0 | 0 | 0 | 0 | 0 | 0 | 0 | 0 | 0 | 0 | 0 | 0 | 0 | 0 | 0 | 0 | 0 | 0 | 0 | 0 | 0 | 0 | 0 | 0 | 0 | 0 | 0 | 0 | 0
F2_Industrial_Electronics Manufacturing_New_Space Heating_Natural Gas_Unit Heater_E5 | F2 | Industrial | Electronics Manufacturing | New | Space Heating | Natural Gas | Unit Heater | E5 | TRC BC Ratio | 0 | 0 | 0 | 0 | 0 | 0 | 0 | 0 | 0 | 0 | 0 | 0 | 0 | 0 | 0 | 0 | 0 | 0 | 0 | 0 | 0 | 0 | 0 | 0 | 0 | 0 | 0 | 0 | 0 | 0 | 0 | 0 | 0
F2_Industrial_Electronics Manufacturing_New_Space Heating_Natural Gas_Unit Heater_E6 | F2 | Industrial | Electronics Manufacturing | New | Space Heating | Natural Gas | Unit Heater | E6 | TRC BC Ratio | 0 | 0 | 0 | 0 | 0 | 0 | 0 | 0 | 0 | 0 | 0 | 0 | 0 | 0 | 0 | 0 | 0 | 0 | 0 | 0 | 0 | 0 | 0 | 0 | 0 | 0 | 0 | 0 | 0 | 0 | 0 | 0 | 0
F2_Industrial_Electronics Manufacturing_New_Space Heating_Natural Gas_Unit Heater_E7 | F2 | Industrial | Electronics Manufacturing | New | Space Heating | Natural Gas | Unit Heater | E7 | TRC BC Ratio | 0 | 0 | 0 | 0 | 0 | 0 | 0 | 0 | 0 | 0 | 0 | 0 | 0 | 0 | 0 | 0 | 0 | 0 | 0 | 0 | 0 | 0 | 0 | 0 | 0 | 0 | 0 | 0 | 0 | 0 | 0 | 0 | 0