F5_Residential_CZ3 - Multi Family_New_Space Heating_Natural Gas_Furnace - Direct Fuel_Realistic Achievable Potential | F5 | Residential | CZ3 - Multi Family | New | Space Heating | Natural Gas | Furnace - Direct Fuel | Realistic Achievable Potential | Turnover | 0 | 0 | 0 | 0 | 0 | 0 | 0 | 0 | 0 | 0 | 0 | 0 | 0 | 0 | 0 | 0 | 0 | 0 | 0 | 0 | 0 | 0 | 0 | 0 | 0 | 0 | 0 | 0 | 0 | 0
F6_Residential_CZ3 - Multi Family_New_Space Heating_Natural Gas_Furnace - Direct Fuel_Realistic Achievable Potential | F6 | Residential | CZ3 - Multi Family | New | Space Heating | Natural Gas | Furnace - Direct Fuel | Realistic Achievable Potential | Avg. Replacement Usage | 0 | 0 | 0 | 0 | 0 | 0 | 0 | 0 | 0 | 0 | 0 | 0 | 0 | 0 | 0 | 0 | 0 | 0 | 0 | 0 | 0 | 0 | 0 | 0 | 0 | 0 | 0 | 0 | 0 | 0
F7_Residential_CZ3 - Multi Family_New_Space Heating_Natural Gas_Furnace - Direct Fuel_Realistic Achievable Potential | F7 | Residential | CZ3 - Multi Family | New | Space Heating | Natural Gas | Furnace - Direct Fuel | Realistic Achievable Potential | Avg. Replacement Demand (S) | 0 | 0 | 0 | 0 | 0 | 0 | 0 | 0 | 0 | 0 | 0 | 0 | 0 | 0 | 0 | 0 | 0 | 0 | 0 | 0 | 0 | 0 | 0 | 0 | 0 | 0 | 0 | 0 | 0 | 0
F8_Residential_CZ3 - Multi Family_New_Space Heating_Natural Gas_Furnace - Direct Fuel_Realistic Achievable Potential | F8 | Residential | CZ3 - Multi Family | New | Space Heating | Natural Gas | Furnace - Direct Fuel | Realistic Achievable Potential | Avg. Replacement Demand (W) | 0 | 0 | 0 | 0 | 0 | 0 | 0 | 0 | 0 | 0 | 0 | 0 | 0 | 0 | 0 | 0 | 0 | 0 | 0 | 0 | 0 | 0 | 0 | 0 | 0 | 0 | 0 | 0 | 0 | 0
F1_Residential_CZ3 - Multi Family_New_Space Heating_Natural Gas_Boiler - Direct Fuel_Realistic Achievable Potential | F1 | Residential | CZ3 - Multi Family | New | Space Heating | Natural Gas | Boiler - Direct Fuel | Realistic Achievable Potential | Units | 0 | 0 | 0 | 0 | 0 | 0 | 0 | 0 | 0 | 0 | 0 | 0 | 0 | 0 | 0 | 0 | 0 | 0 | 0 | 0 | 0 | 0 | 0 | 0 | 0 | 0 | 0 | 0 | 0 | 0
F2_Residential_CZ3 - Multi Family_New_Space Heating_Natural Gas_Boiler - Direct Fuel_Realistic Achievable Potential | F2 | Residential | CZ3 - Multi Family | New | Space Heating | Natural Gas | Boiler - Direct Fuel | Realistic Achievable Potential | Usage (MMtherm) | 0 | 0 | 0 | 0 | 0 | 0 | 0 | 0 | 0 | 0 | 0 | 0 | 0 | 0 | 0 | 0 | 0 | 0 | 0 | 0 | 0 | 0 | 0 | 0 | 0 | 0 | 0 | 0 | 0 | 0
F3_Residential_CZ3 - Multi Family_New_Space Heating_Natural Gas_Boiler - Direct Fuel_Realistic Achievable Potential | F3 | Residential | CZ3 - Multi Family | New | Space Heating | Natural Gas | Boiler - Direct Fuel | Realistic Achievable Potential | Peak Demand (S) | 0 | 0 | 0 | 0 | 0 | 0 | 0 | 0 | 0 | 0 | 0 | 0 | 0 | 0 | 0 | 0 | 0 | 0 | 0 | 0 | 0 | 0 | 0 | 0 | 0 | 0 | 0 | 0 | 0 | 0
F4_Residential_CZ3 - Multi Family_New_Space Heating_Natural Gas_Boiler - Direct Fuel_Realistic Achievable Potential | F4 | Residential | CZ3 - Multi Family | New | Space Heating | Natural Gas | Boiler - Direct Fuel | Realistic Achievable Potential | Peak Demand (W) | 0 | 0 | 0 | 0 | 0 | 0 | 0 | 0 | 0 | 0 | 0 | 0 | 0 | 0 | 0 | 0 | 0 | 0 | 0 | 0 | 0 | 0 | 0 | 0 | 0 | 0 | 0 | 0 | 0 | 0
F5_Residential_CZ3 - Multi Family_New_Space Heating_Natural Gas_Boiler - Direct Fuel_Realistic Achievable Potential | F5 | Residential | CZ3 - Multi Family | New | Space Heating | Natural Gas | Boiler - Direct Fuel | Realistic Achievable Potential | Turnover | 0 | 0 | 0 | 0 | 0 | 0 | 0 | 0 | 0 | 0 | 0 | 0 | 0 | 0 | 0 | 0 | 0 | 0 | 0 | 0 | 0 | 0 | 0 | 0 | 0 | 0 | 0 | 0 | 0 | 0
F6_Residential_CZ3 - Multi Family_New_Space Heating_Natural Gas_Boiler - Direct Fuel_Realistic Achievable Potential | F6 | Residential | CZ3 - Multi Family | New | Space Heating | Natural Gas | Boiler - Direct Fuel | Realistic Achievable Potential | Avg. Replacement Usage | 0 | 0 | 0 | 0 | 0 | 0 | 0 | 0 | 0 | 0 | 0 | 0 | 0 | 0 | 0 | 0 | 0 | 0 | 0 | 0 | 0 | 0 | 0 | 0 | 0 | 0 | 0 | 0 | 0 | 0
F7_Residential_CZ3 - Multi Family_New_Space Heating_Natural Gas_Boiler - Direct Fuel_Realistic Achievable Potential | F7 | Residential | CZ3 - Multi Family | New | Space Heating | Natural Gas | Boiler - Direct Fuel | Realistic Achievable Potential | Avg. Replacement Demand (S) | 0 | 0 | 0 | 0 | 0 | 0 | 0 | 0 | 0 | 0 | 0 | 0 | 0 | 0 | 0 | 0 | 0 | 0 | 0 | 0 | 0 | 0 | 0 | 0 | 0 | 0 | 0 | 0 | 0 | 0
F8_Residential_CZ3 - Multi Family_New_Space Heating_Natural Gas_Boiler - Direct Fuel_Realistic Achievable Potential | F8 | Residential | CZ3 - Multi Family | New | Space Heating | Natural Gas | Boiler - Direct Fuel | Realistic Achievable Potential | Avg. Replacement Demand (W) | 0 | 0 | 0 | 0 | 0 | 0 | 0 | 0 | 0 | 0 | 0 | 0 | 0 | 0 | 0 | 0 | 0 | 0 | 0 | 0 | 0 | 0 | 0 | 0 | 0 | 0 | 0 | 0 | 0 | 0
F1_Residential_CZ3 - Multi Family_New_Secondary Heating_Natural Gas_Fireplace_Realistic Achievable Potential | F1 | Residential | CZ3 - Multi Family | New | Secondary Heating | Natural Gas | Fireplace | Realistic Achievable Potential | Units | 0 | 0 | 0 | 0 | 0 | 0 | 0 | 0 | 0 | 0 | 0 | 0 | 0 | 0 | 0 | 0 | 0 | 0 | 0 | 0 | 0 | 0 | 0 | 0 | 0 | 0 | 0 | 0 | 0 | 0
F2_Residential_CZ3 - Multi Family_New_Secondary Heating_Natural Gas_Fireplace_Realistic Achievable Potential | F2 | Residential | CZ3 - Multi Family | New | Secondary Heating | Natural Gas | Fireplace | Realistic Achievable Potential | Usage (MMtherm) | 0 | 0 | 0 | 0 | 0 | 0 | 0 | 0 | 0 | 0 | 0 | 0 | 0 | 0 | 0 | 0 | 0 | 0 | 0 | 0 | 0 | 0 | 0 | 0 | 0 | 0 | 0 | 0 | 0 | 0
F3_Residential_CZ3 - Multi Family_New_Secondary Heating_Natural Gas_Fireplace_Realistic Achievable Potential | F3 | Residential | CZ3 - Multi Family | New | Secondary Heating | Natural Gas | Fireplace | Realistic Achievable Potential | Peak Demand (S) | 0 | 0 | 0 | 0 | 0 | 0 | 0 | 0 | 0 | 0 | 0 | 0 | 0 | 0 | 0 | 0 | 0 | 0 | 0 | 0 | 0 | 0 | 0 | 0 | 0 | 0 | 0 | 0 | 0 | 0
F4_Residential_CZ3 - Multi Family_New_Secondary Heating_Natural Gas_Fireplace_Realistic Achievable Potential | F4 | Residential | CZ3 - Multi Family | New | Secondary Heating | Natural Gas | Fireplace | Realistic Achievable Potential | Peak Demand (W) | 0 | 0 | 0 | 0 | 0 | 0 | 0 | 0 | 0 | 0 | 0 | 0 | 0 | 0 | 0 | 0 | 0 | 0 | 0 | 0 | 0 | 0 | 0 | 0 | 0 | 0 | 0 | 0 | 0 | 0
F5_Residential_CZ3 - Multi Family_New_Secondary Heating_Natural Gas_Fireplace_Realistic Achievable Potential | F5 | Residential | CZ3 - Multi Family | New | Secondary Heating | Natural Gas | Fireplace | Realistic Achievable Potential | Turnover | 0 | 0 | 0 | 0 | 0 | 0 | 0 | 0 | 0 | 0 | 0 | 0 | 0 | 0 | 0 | 0 | 0 | 0 | 0 | 0 | 0 | 0 | 0 | 0 | 0 | 0 | 0 | 0 | 0 | 0
F6_Residential_CZ3 - Multi Family_New_Secondary Heating_Natural Gas_Fireplace_Realistic Achievable Potential | F6 | Residential | CZ3 - Multi Family | New | Secondary Heating | Natural Gas | Fireplace | Realistic Achievable Potential | Avg. Replacement Usage | 0 | 0 | 0 | 0 | 0 | 0 | 0 | 0 | 0 | 0 | 0 | 0 | 0 | 0 | 0 | 0 | 0 | 0 | 0 | 0 | 0 | 0 | 0 | 0 | 0 | 0 | 0 | 0 | 0 | 0
F7_Residential_CZ3 - Multi Family_New_Secondary Heating_Natural Gas_Fireplace_Realistic Achievable Potential | F7 | Residential | CZ3 - Multi Family | New | Secondary Heating | Natural Gas | Fireplace | Realistic Achievable Potential | Avg. Replacement Demand (S) | 0 | 0 | 0 | 0 | 0 | 0 | 0 | 0 | 0 | 0 | 0 | 0 | 0 | 0 | 0 | 0 | 0 | 0 | 0 | 0 | 0 | 0 | 0 | 0 | 0 | 0 | 0 | 0 | 0 | 0
F8_Residential_CZ3 - Multi Family_New_Secondary Heating_Natural Gas_Fireplace_Realistic Achievable Potential | F8 | Residential | CZ3 - Multi Family | New | Secondary Heating | Natural Gas | Fireplace | Realistic Achievable Potential | Avg. Replacement Demand (W) | 0 | 0 | 0 | 0 | 0 | 0 | 0 | 0 | 0 | 0 | 0 | 0 | 0 | 0 | 0 | 0 | 0 | 0 | 0 | 0 | 0 | 0 | 0 | 0 | 0 | 0 | 0 | 0 | 0 | 0
F1_Residential_CZ3 - Multi Family_New_Water Heating_Natural Gas_Water Heater <= 55 gal._Realistic Achievable Potential | F1 | Residential | CZ3 - Multi Family | New | Water Heating | Natural Gas | Water Heater <= 55 gal. | Realistic Achievable Potential | Units | 0 | 0 | 0 | 0 | 0 | 0 | 0 | 0 | 0 | 0 | 0 | 0 | 0 | 0 | 0 | 0 | 0 | 0 | 0 | 0 | 0 | 0 | 0 | 0 | 0 | 0 | 0 | 0 | 0 | 0
F2_Residential_CZ3 - Multi Family_New_Water Heating_Natural Gas_Water Heater <= 55 gal._Realistic Achievable Potential | F2 | Residential | CZ3 - Multi Family | New | Water Heating | Natural Gas | Water Heater <= 55 gal. | Realistic Achievable Potential | Usage (MMtherm) | 0 | 0 | 0 | 0 | 0 | 0 | 0 | 0 | 0 | 0 | 0 | 0 | 0 | 0 | 0 | 0 | 0 | 0 | 0 | 0 | 0 | 0 | 0 | 0 | 0 | 0 | 0 | 0 | 0 | 0
F3_Residential_CZ3 - Multi Family_New_Water Heating_Natural Gas_Water Heater <= 55 gal._Realistic Achievable Potential | F3 | Residential | CZ3 - Multi Family | New | Water Heating | Natural Gas | Water Heater <= 55 gal. | Realistic Achievable Potential | Peak Demand (S) | 0 | 0 | 0 | 0 | 0 | 0 | 0 | 0 | 0 | 0 | 0 | 0 | 0 | 0 | 0 | 0 | 0 | 0 | 0 | 0 | 0 | 0 | 0 | 0 | 0 | 0 | 0 | 0 | 0 | 0
F4_Residential_CZ3 - Multi Family_New_Water Heating_Natural Gas_Water Heater <= 55 gal._Realistic Achievable Potential | F4 | Residential | CZ3 - Multi Family | New | Water Heating | Natural Gas | Water Heater <= 55 gal. | Realistic Achievable Potential | Peak Demand (W) | 0 | 0 | 0 | 0 | 0 | 0 | 0 | 0 | 0 | 0 | 0 | 0 | 0 | 0 | 0 | 0 | 0 | 0 | 0 | 0 | 0 | 0 | 0 | 0 | 0 | 0 | 0 | 0 | 0 | 0
F5_Residential_CZ3 - Multi Family_New_Water Heating_Natural Gas_Water Heater <= 55 gal._Realistic Achievable Potential | F5 | Residential | CZ3 - Multi Family | New | Water Heating | Natural Gas | Water Heater <= 55 gal. | Realistic Achievable Potential | Turnover | 0 | 0 | 0 | 0 | 0 | 0 | 0 | 0 | 0 | 0 | 0 | 0 | 0 | 0 | 0 | 0 | 0 | 0 | 0 | 0 | 0 | 0 | 0 | 0 | 0 | 0 | 0 | 0 | 0 | 0
F6_Residential_CZ3 - Multi Family_New_Water Heating_Natural Gas_Water Heater <= 55 gal._Realistic Achievable Potential | F6 | Residential | CZ3 - Multi Family | New | Water Heating | Natural Gas | Water Heater <= 55 gal. | Realistic Achievable Potential | Avg. Replacement Usage | 0 | 0 | 0 | 0 | 0 | 0 | 0 | 0 | 0 | 0 | 0 | 0 | 0 | 0 | 0 | 0 | 0 | 0 | 0 | 0 | 0 | 0 | 0 | 0 | 0 | 0 | 0 | 0 | 0 | 0
F7_Residential_CZ3 - Multi Family_New_Water Heating_Natural Gas_Water Heater <= 55 gal._Realistic Achievable Potential | F7 | Residential | CZ3 - Multi Family | New | Water Heating | Natural Gas | Water Heater <= 55 gal. | Realistic Achievable Potential | Avg. Replacement Demand (S) | 0 | 0 | 0 | 0 | 0 | 0 | 0 | 0 | 0 | 0 | 0 | 0 | 0 | 0 | 0 | 0 | 0 | 0 | 0 | 0 | 0 | 0 | 0 | 0 | 0 | 0 | 0 | 0 | 0 | 0
F8_Residential_CZ3 - Multi Family_New_Water Heating_Natural Gas_Water Heater <= 55 gal._Realistic Achievable Potential | F8 | Residential | CZ3 - Multi Family | New | Water Heating | Natural Gas | Water Heater <= 55 gal. | Realistic Achievable Potential | Avg. Replacement Demand (W) | 0 | 0 | 0 | 0 | 0 | 0 | 0 | 0 | 0 | 0 | 0 | 0 | 0 | 0 | 0 | 0 | 0 | 0 | 0 | 0 | 0 | 0 | 0 | 0 | 0 | 0 | 0 | 0 | 0 | 0
F1_Residential_CZ3 - Multi Family_New_Water Heating_Natural Gas_Water Heater > 55 gal._Realistic Achievable Potential | F1 | Residential | CZ3 - Multi Family | New | Water Heating | Natural Gas | Water Heater > 55 gal. | Realistic Achievable Potential | Units | 0 | 0 | 0 | 0 | 0 | 0 | 0 | 0 | 0 | 0 | 0 | 0 | 0 | 0 | 0 | 0 | 0 | 0 | 0 | 0 | 0 | 0 | 0 | 0 | 0 | 0 | 0 | 0 | 0 | 0
F2_Residential_CZ3 - Multi Family_New_Water Heating_Natural Gas_Water Heater > 55 gal._Realistic Achievable Potential | F2 | Residential | CZ3 - Multi Family | New | Water Heating | Natural Gas | Water Heater > 55 gal. | Realistic Achievable Potential | Usage (MMtherm) | 0 | 0 | 0 | 0 | 0 | 0 | 0 | 0 | 0 | 0 | 0 | 0 | 0 | 0 | 0 | 0 | 0 | 0 | 0 | 0 | 0 | 0 | 0 | 0 | 0 | 0 | 0 | 0 | 0 | 0
F3_Residential_CZ3 - Multi Family_New_Water Heating_Natural Gas_Water Heater > 55 gal._Realistic Achievable Potential | F3 | Residential | CZ3 - Multi Family | New | Water Heating | Natural Gas | Water Heater > 55 gal. | Realistic Achievable Potential | Peak Demand (S) | 0 | 0 | 0 | 0 | 0 | 0 | 0 | 0 | 0 | 0 | 0 | 0 | 0 | 0 | 0 | 0 | 0 | 0 | 0 | 0 | 0 | 0 | 0 | 0 | 0 | 0 | 0 | 0 | 0 | 0
F4_Residential_CZ3 - Multi Family_New_Water Heating_Natural Gas_Water Heater > 55 gal._Realistic Achievable Potential | F4 | Residential | CZ3 - Multi Family | New | Water Heating | Natural Gas | Water Heater > 55 gal. | Realistic Achievable Potential | Peak Demand (W) | 0 | 0 | 0 | 0 | 0 | 0 | 0 | 0 | 0 | 0 | 0 | 0 | 0 | 0 | 0 | 0 | 0 | 0 | 0 | 0 | 0 | 0 | 0 | 0 | 0 | 0 | 0 | 0 | 0 | 0
F5_Residential_CZ3 - Multi Family_New_Water Heating_Natural Gas_Water Heater > 55 gal._Realistic Achievable Potential | F5 | Residential | CZ3 - Multi Family | New | Water Heating | Natural Gas | Water Heater > 55 gal. | Realistic Achievable Potential | Turnover | 0 | 0 | 0 | 0 | 0 | 0 | 0 | 0 | 0 | 0 | 0 | 0 | 0 | 0 | 0 | 0 | 0 | 0 | 0 | 0 | 0 | 0 | 0 | 0 | 0 | 0 | 0 | 0 | 0 | 0
F6_Residential_CZ3 - Multi Family_New_Water Heating_Natural Gas_Water Heater > 55 gal._Realistic Achievable Potential | F6 | Residential | CZ3 - Multi Family | New | Water Heating | Natural Gas | Water Heater > 55 gal. | Realistic Achievable Potential | Avg. Replacement Usage | 0 | 0 | 0 | 0 | 0 | 0 | 0 | 0 | 0 | 0 | 0 | 0 | 0 | 0 | 0 | 0 | 0 | 0 | 0 | 0 | 0 | 0 | 0 | 0 | 0 | 0 | 0 | 0 | 0 | 0
F7_Residential_CZ3 - Multi Family_New_Water Heating_Natural Gas_Water Heater > 55 gal._Realistic Achievable Potential | F7 | Residential | CZ3 - Multi Family | New | Water Heating | Natural Gas | Water Heater > 55 gal. | Realistic Achievable Potential | Avg. Replacement Demand (S) | 0 | 0 | 0 | 0 | 0 | 0 | 0 | 0 | 0 | 0 | 0 | 0 | 0 | 0 | 0 | 0 | 0 | 0 | 0 | 0 | 0 | 0 | 0 | 0 | 0 | 0 | 0 | 0 | 0 | 0
F8_Residential_CZ3 - Multi Family_New_Water Heating_Natural Gas_Water Heater > 55 gal._Realistic Achievable Potential | F8 | Residential | CZ3 - Multi Family | New | Water Heating | Natural Gas | Water Heater > 55 gal. | Realistic Achievable Potential | Avg. Replacement Demand (W) | 0 | 0 | 0 | 0 | 0 | 0 | 0 | 0 | 0 | 0 | 0 | 0 | 0 | 0 | 0 | 0 | 0 | 0 | 0 | 0 | 0 | 0 | 0 | 0 | 0 | 0 | 0 | 0 | 0 | 0
F1_Residential_CZ3 - Multi Family_New_Appliances_Natural Gas_Clothes Dryer_Realistic Achievable Potential | F1 | Residential | CZ3 - Multi Family | New | Appliances | Natural Gas | Clothes Dryer | Realistic Achievable Potential | Units | 0 | 0 | 0 | 0 | 0 | 0 | 0 | 0 | 0 | 0 | 0 | 0 | 0 | 0 | 0 | 0 | 0 | 0 | 0 | 0 | 0 | 0 | 0 | 0 | 0 | 0 | 0 | 0 | 0 | 0
F2_Residential_CZ3 - Multi Family_New_Appliances_Natural Gas_Clothes Dryer_Realistic Achievable Potential | F2 | Residential | CZ3 - Multi Family | New | Appliances | Natural Gas | Clothes Dryer | Realistic Achievable Potential | Usage (MMtherm) | 0 | 0 | 0 | 0 | 0 | 0 | 0 | 0 | 0 | 0 | 0 | 0 | 0 | 0 | 0 | 0 | 0 | 0 | 0 | 0 | 0 | 0 | 0 | 0 | 0 | 0 | 0 | 0 | 0 | 0
F3_Residential_CZ3 - Multi Family_New_Appliances_Natural Gas_Clothes Dryer_Realistic Achievable Potential | F3 | Residential | CZ3 - Multi Family | New | Appliances | Natural Gas | Clothes Dryer | Realistic Achievable Potential | Peak Demand (S) | 0 | 0 | 0 | 0 | 0 | 0 | 0 | 0 | 0 | 0 | 0 | 0 | 0 | 0 | 0 | 0 | 0 | 0 | 0 | 0 | 0 | 0 | 0 | 0 | 0 | 0 | 0 | 0 | 0 | 0
F4_Residential_CZ3 - Multi Family_New_Appliances_Natural Gas_Clothes Dryer_Realistic Achievable Potential | F4 | Residential | CZ3 - Multi Family | New | Appliances | Natural Gas | Clothes Dryer | Realistic Achievable Potential | Peak Demand (W) | 0 | 0 | 0 | 0 | 0 | 0 | 0 | 0 | 0 | 0 | 0 | 0 | 0 | 0 | 0 | 0 | 0 | 0 | 0 | 0 | 0 | 0 | 0 | 0 | 0 | 0 | 0 | 0 | 0 | 0
F5_Residential_CZ3 - Multi Family_New_Appliances_Natural Gas_Clothes Dryer_Realistic Achievable Potential | F5 | Residential | CZ3 - Multi Family | New | Appliances | Natural Gas | Clothes Dryer | Realistic Achievable Potential | Turnover | 0 | 0 | 0 | 0 | 0 | 0 | 0 | 0 | 0 | 0 | 0 | 0 | 0 | 0 | 0 | 0 | 0 | 0 | 0 | 0 | 0 | 0 | 0 | 0 | 0 | 0 | 0 | 0 | 0 | 0
F6_Residential_CZ3 - Multi Family_New_Appliances_Natural Gas_Clothes Dryer_Realistic Achievable Potential | F6 | Residential | CZ3 - Multi Family | New | Appliances | Natural Gas | Clothes Dryer | Realistic Achievable Potential | Avg. Replacement Usage | 0 | 0 | 0 | 0 | 0 | 0 | 0 | 0 | 0 | 0 | 0 | 0 | 0 | 0 | 0 | 0 | 0 | 0 | 0 | 0 | 0 | 0 | 0 | 0 | 0 | 0 | 0 | 0 | 0 | 0
F7_Residential_CZ3 - Multi Family_New_Appliances_Natural Gas_Clothes Dryer_Realistic Achievable Potential | F7 | Residential | CZ3 - Multi Family | New | Appliances | Natural Gas | Clothes Dryer | Realistic Achievable Potential | Avg. Replacement Demand (S) | 0 | 0 | 0 | 0 | 0 | 0 | 0 | 0 | 0 | 0 | 0 | 0 | 0 | 0 | 0 | 0 | 0 | 0 | 0 | 0 | 0 | 0 | 0 | 0 | 0 | 0 | 0 | 0 | 0 | 0
F8_Residential_CZ3 - Multi Family_New_Appliances_Natural Gas_Clothes Dryer_Realistic Achievable Potential | F8 | Residential | CZ3 - Multi Family | New | Appliances | Natural Gas | Clothes Dryer | Realistic Achievable Potential | Avg. Replacement Demand (W) | 0 | 0 | 0 | 0 | 0 | 0 | 0 | 0 | 0 | 0 | 0 | 0 | 0 | 0 | 0 | 0 | 0 | 0 | 0 | 0 | 0 | 0 | 0 | 0 | 0 | 0 | 0 | 0 | 0 | 0
F1_Residential_CZ3 - Multi Family_New_Appliances_Natural Gas_Stove/Oven_Realistic Achievable Potential | F1 | Residential | CZ3 - Multi Family | New | Appliances | Natural Gas | Stove/Oven | Realistic Achievable Potential | Units | 0 | 0 | 0 | 0 | 0 | 0 | 0 | 0 | 0 | 0 | 0 | 0 | 0 | 0 | 0 | 0 | 0 | 0 | 0 | 0 | 0 | 0 | 0 | 0 | 0 | 0 | 0 | 0 | 0 | 0
F2_Residential_CZ3 - Multi Family_New_Appliances_Natural Gas_Stove/Oven_Realistic Achievable Potential | F2 | Residential | CZ3 - Multi Family | New | Appliances | Natural Gas | Stove/Oven | Realistic Achievable Potential | Usage (MMtherm) | 0 | 0 | 0 | 0 | 0 | 0 | 0 | 0 | 0 | 0 | 0 | 0 | 0 | 0 | 0 | 0 | 0 | 0 | 0 | 0 | 0 | 0 | 0 | 0 | 0 | 0 | 0 | 0 | 0 | 0
F3_Residential_CZ3 - Multi Family_New_Appliances_Natural Gas_Stove/Oven_Realistic Achievable Potential | F3 | Residential | CZ3 - Multi Family | New | Appliances | Natural Gas | Stove/Oven | Realistic Achievable Potential | Peak Demand (S) | 0 | 0 | 0 | 0 | 0 | 0 | 0 | 0 | 0 | 0 | 0 | 0 | 0 | 0 | 0 | 0 | 0 | 0 | 0 | 0 | 0 | 0 | 0 | 0 | 0 | 0 | 0 | 0 | 0 | 0
F4_Residential_CZ3 - Multi Family_New_Appliances_Natural Gas_Stove/Oven_Realistic Achievable Potential | F4 | Residential | CZ3 - Multi Family | New | Appliances | Natural Gas | Stove/Oven | Realistic Achievable Potential | Peak Demand (W) | 0 | 0 | 0 | 0 | 0 | 0 | 0 | 0 | 0 | 0 | 0 | 0 | 0 | 0 | 0 | 0 | 0 | 0 | 0 | 0 | 0 | 0 | 0 | 0 | 0 | 0 | 0 | 0 | 0 | 0
F5_Residential_CZ3 - Multi Family_New_Appliances_Natural Gas_Stove/Oven_Realistic Achievable Potential | F5 | Residential | CZ3 - Multi Family | New | Appliances | Natural Gas | Stove/Oven | Realistic Achievable Potential | Turnover | 0 | 0 | 0 | 0 | 0 | 0 | 0 | 0 | 0 | 0 | 0 | 0 | 0 | 0 | 0 | 0 | 0 | 0 | 0 | 0 | 0 | 0 | 0 | 0 | 0 | 0 | 0 | 0 | 0 | 0
F6_Residential_CZ3 - Multi Family_New_Appliances_Natural Gas_Stove/Oven_Realistic Achievable Potential | F6 | Residential | CZ3 - Multi Family | New | Appliances | Natural Gas | Stove/Oven | Realistic Achievable Potential | Avg. Replacement Usage | 0 | 0 | 0 | 0 | 0 | 0 | 0 | 0 | 0 | 0 | 0 | 0 | 0 | 0 | 0 | 0 | 0 | 0 | 0 | 0 | 0 | 0 | 0 | 0 | 0 | 0 | 0 | 0 | 0 | 0
F7_Residential_CZ3 - Multi Family_New_Appliances_Natural Gas_Stove/Oven_Realistic Achievable Potential | F7 | Residential | CZ3 - Multi Family | New | Appliances | Natural Gas | Stove/Oven | Realistic Achievable Potential | Avg. Replacement Demand (S) | 0 | 0 | 0 | 0 | 0 | 0 | 0 | 0 | 0 | 0 | 0 | 0 | 0 | 0 | 0 | 0 | 0 | 0 | 0 | 0 | 0 | 0 | 0 | 0 | 0 | 0 | 0 | 0 | 0 | 0
F8_Residential_CZ3 - Multi Family_New_Appliances_Natural Gas_Stove/Oven_Realistic Achievable Potential | F8 | Residential | CZ3 - Multi Family | New | Appliances | Natural Gas | Stove/Oven | Realistic Achievable Potential | Avg. Replacement Demand (W) | 0 | 0 | 0 | 0 | 0 | 0 | 0 | 0 | 0 | 0 | 0 | 0 | 0 | 0 | 0 | 0 | 0 | 0 | 0 | 0 | 0 | 0 | 0 | 0 | 0 | 0 | 0 | 0 | 0 | 0
F1_Residential_CZ3 - Multi Family_New_Miscellaneous_Natural Gas_Pool Heater_Realistic Achievable Potential | F1 | Residential | CZ3 - Multi Family | New | Miscellaneous | Natural Gas | Pool Heater | Realistic Achievable Potential | Units | 0 | 0 | 0 | 0 | 0 | 0 | 0 | 0 | 0 | 0 | 0 | 0 | 0 | 0 | 0 | 0 | 0 | 0 | 0 | 0 | 0 | 0 | 0 | 0 | 0 | 0 | 0 | 0 | 0 | 0
F2_Residential_CZ3 - Multi Family_New_Miscellaneous_Natural Gas_Pool Heater_Realistic Achievable Potential | F2 | Residential | CZ3 - Multi Family | New | Miscellaneous | Natural Gas | Pool Heater | Realistic Achievable Potential | Usage (MMtherm) | 0 | 0 | 0 | 0 | 0 | 0 | 0 | 0 | 0 | 0 | 0 | 0 | 0 | 0 | 0 | 0 | 0 | 0 | 0 | 0 | 0 | 0 | 0 | 0 | 0 | 0 | 0 | 0 | 0 | 0
F3_Residential_CZ3 - Multi Family_New_Miscellaneous_Natural Gas_Pool Heater_Realistic Achievable Potential | F3 | Residential | CZ3 - Multi Family | New | Miscellaneous | Natural Gas | Pool Heater | Realistic Achievable Potential | Peak Demand (S) | 0 | 0 | 0 | 0 | 0 | 0 | 0 | 0 | 0 | 0 | 0 | 0 | 0 | 0 | 0 | 0 | 0 | 0 | 0 | 0 | 0 | 0 | 0 | 0 | 0 | 0 | 0 | 0 | 0 | 0
F4_Residential_CZ3 - Multi Family_New_Miscellaneous_Natural Gas_Pool Heater_Realistic Achievable Potential | F4 | Residential | CZ3 - Multi Family | New | Miscellaneous | Natural Gas | Pool Heater | Realistic Achievable Potential | Peak Demand (W) | 0 | 0 | 0 | 0 | 0 | 0 | 0 | 0 | 0 | 0 | 0 | 0 | 0 | 0 | 0 | 0 | 0 | 0 | 0 | 0 | 0 | 0 | 0 | 0 | 0 | 0 | 0 | 0 | 0 | 0
F5_Residential_CZ3 - Multi Family_New_Miscellaneous_Natural Gas_Pool Heater_Realistic Achievable Potential | F5 | Residential | CZ3 - Multi Family | New | Miscellaneous | Natural Gas | Pool Heater | Realistic Achievable Potential | Turnover | 0 | 0 | 0 | 0 | 0 | 0 | 0 | 0 | 0 | 0 | 0 | 0 | 0 | 0 | 0 | 0 | 0 | 0 | 0 | 0 | 0 | 0 | 0 | 0 | 0 | 0 | 0 | 0 | 0 | 0
F6_Residential_CZ3 - Multi Family_New_Miscellaneous_Natural Gas_Pool Heater_Realistic Achievable Potential | F6 | Residential | CZ3 - Multi Family | New | Miscellaneous | Natural Gas | Pool Heater | Realistic Achievable Potential | Avg. Replacement Usage | 0 | 0 | 0 | 0 | 0 | 0 | 0 | 0 | 0 | 0 | 0 | 0 | 0 | 0 | 0 | 0 | 0 | 0 | 0 | 0 | 0 | 0 | 0 | 0 | 0 | 0 | 0 | 0 | 0 | 0
F7_Residential_CZ3 - Multi Family_New_Miscellaneous_Natural Gas_Pool Heater_Realistic Achievable Potential | F7 | Residential | CZ3 - Multi Family | New | Miscellaneous | Natural Gas | Pool Heater | Realistic Achievable Potential | Avg. Replacement Demand (S) | 0 | 0 | 0 | 0 | 0 | 0 | 0 | 0 | 0 | 0 | 0 | 0 | 0 | 0 | 0 | 0 | 0 | 0 | 0 | 0 | 0 | 0 | 0 | 0 | 0 | 0 | 0 | 0 | 0 | 0
F8_Residential_CZ3 - Multi Family_New_Miscellaneous_Natural Gas_Pool Heater_Realistic Achievable Potential | F8 | Residential | CZ3 - Multi Family | New | Miscellaneous | Natural Gas | Pool Heater | Realistic Achievable Potential | Avg. Replacement Demand (W) | 0 | 0 | 0 | 0 | 0 | 0 | 0 | 0 | 0 | 0 | 0 | 0 | 0 | 0 | 0 | 0 | 0 | 0 | 0 | 0 | 0 | 0 | 0 | 0 | 0 | 0 | 0 | 0 | 0 | 0
F1_Residential_CZ3 - Multi Family_New_Miscellaneous_Natural Gas_Miscellaneous_Realistic Achievable Potential | F1 | Residential | CZ3 - Multi Family | New | Miscellaneous | Natural Gas | Miscellaneous | Realistic Achievable Potential | Units | 0 | 0 | 0 | 0 | 0 | 0 | 0 | 0 | 0 | 0 | 0 | 0 | 0 | 0 | 0 | 0 | 0 | 0 | 0 | 0 | 0 | 0 | 0 | 0 | 0 | 0 | 0 | 0 | 0 | 0
F2_Residential_CZ3 - Multi Family_New_Miscellaneous_Natural Gas_Miscellaneous_Realistic Achievable Potential | F2 | Residential | CZ3 - Multi Family | New | Miscellaneous | Natural Gas | Miscellaneous | Realistic Achievable Potential | Usage (MMtherm) | 0 | 0 | 0 | 0 | 0 | 0 | 0 | 0 | 0 | 0 | 0 | 0 | 0 | 0 | 0 | 0 | 0 | 0 | 0 | 0 | 0 | 0 | 0 | 0 | 0 | 0 | 0 | 0 | 0 | 0
F3_Residential_CZ3 - Multi Family_New_Miscellaneous_Natural Gas_Miscellaneous_Realistic Achievable Potential | F3 | Residential | CZ3 - Multi Family | New | Miscellaneous | Natural Gas | Miscellaneous | Realistic Achievable Potential | Peak Demand (S) | 0 | 0 | 0 | 0 | 0 | 0 | 0 | 0 | 0 | 0 | 0 | 0 | 0 | 0 | 0 | 0 | 0 | 0 | 0 | 0 | 0 | 0 | 0 | 0 | 0 | 0 | 0 | 0 | 0 | 0
F4_Residential_CZ3 - Multi Family_New_Miscellaneous_Natural Gas_Miscellaneous_Realistic Achievable Potential | F4 | Residential | CZ3 - Multi Family | New | Miscellaneous | Natural Gas | Miscellaneous | Realistic Achievable Potential | Peak Demand (W) | 0 | 0 | 0 | 0 | 0 | 0 | 0 | 0 | 0 | 0 | 0 | 0 | 0 | 0 | 0 | 0 | 0 | 0 | 0 | 0 | 0 | 0 | 0 | 0 | 0 | 0 | 0 | 0 | 0 | 0
F5_Residential_CZ3 - Multi Family_New_Miscellaneous_Natural Gas_Miscellaneous_Realistic Achievable Potential | F5 | Residential | CZ3 - Multi Family | New | Miscellaneous | Natural Gas | Miscellaneous | Realistic Achievable Potential | Turnover | 0 | 0 | 0 | 0 | 0 | 0 | 0 | 0 | 0 | 0 | 0 | 0 | 0 | 0 | 0 | 0 | 0 | 0 | 0 | 0 | 0 | 0 | 0 | 0 | 0 | 0 | 0 | 0 | 0 | 0
F6_Residential_CZ3 - Multi Family_New_Miscellaneous_Natural Gas_Miscellaneous_Realistic Achievable Potential | F6 | Residential | CZ3 - Multi Family | New | Miscellaneous | Natural Gas | Miscellaneous | Realistic Achievable Potential | Avg. Replacement Usage | 0 | 0 | 0 | 0 | 0 | 0 | 0 | 0 | 0 | 0 | 0 | 0 | 0 | 0 | 0 | 0 | 0 | 0 | 0 | 0 | 0 | 0 | 0 | 0 | 0 | 0 | 0 | 0 | 0 | 0
F7_Residential_CZ3 - Multi Family_New_Miscellaneous_Natural Gas_Miscellaneous_Realistic Achievable Potential | F7 | Residential | CZ3 - Multi Family | New | Miscellaneous | Natural Gas | Miscellaneous | Realistic Achievable Potential | Avg. Replacement Demand (S) | 0 | 0 | 0 | 0 | 0 | 0 | 0 | 0 | 0 | 0 | 0 | 0 | 0 | 0 | 0 | 0 | 0 | 0 | 0 | 0 | 0 | 0 | 0 | 0 | 0 | 0 | 0 | 0 | 0 | 0
F8_Residential_CZ3 - Multi Family_New_Miscellaneous_Natural Gas_Miscellaneous_Realistic Achievable Potential | F8 | Residential | CZ3 - Multi Family | New | Miscellaneous | Natural Gas | Miscellaneous | Realistic Achievable Potential | Avg. Replacement Demand (W) | 0 | 0 | 0 | 0 | 0 | 0 | 0 | 0 | 0 | 0 | 0 | 0 | 0 | 0 | 0 | 0 | 0 | 0 | 0 | 0 | 0 | 0 | 0 | 0 | 0 | 0 | 0 | 0 | 0 | 0
F1_Residential_CZ1 - Single Family_Existing_Space Heating_Natural Gas_Furnace - Direct Fuel_Maximum Achievable Potential | F1 | Residential | CZ1 - Single Family | Existing | Space Heating | Natural Gas | Furnace - Direct Fuel | Maximum Achievable Potential | Units | 0 | 0 | 0 | 0 | 0 | 0 | 0 | 0 | 0 | 0 | 0 | 0 | 0 | 0 | 0 | 0 | 0 | 0 | 0 | 0 | 0 | 0 | 0 | 0 | 0 | 0 | 0 | 0 | 0 | 0
F2_Residential_CZ1 - Single Family_Existing_Space Heating_Natural Gas_Furnace - Direct Fuel_Maximum Achievable Potential | F2 | Residential | CZ1 - Single Family | Existing | Space Heating | Natural Gas | Furnace - Direct Fuel | Maximum Achievable Potential | Usage (MMtherm) | 0 | 0 | 0 | 0 | 0 | 0 | 0 | 0 | 0 | 0 | 0 | 0 | 0 | 0 | 0 | 0 | 0 | 0 | 0 | 0 | 0 | 0 | 0 | 0 | 0 | 0 | 0 | 0 | 0 | 0
F3_Residential_CZ1 - Single Family_Existing_Space Heating_Natural Gas_Furnace - Direct Fuel_Maximum Achievable Potential | F3 | Residential | CZ1 - Single Family | Existing | Space Heating | Natural Gas | Furnace - Direct Fuel | Maximum Achievable Potential | Peak Demand (S) | 0 | 0 | 0 | 0 | 0 | 0 | 0 | 0 | 0 | 0 | 0 | 0 | 0 | 0 | 0 | 0 | 0 | 0 | 0 | 0 | 0 | 0 | 0 | 0 | 0 | 0 | 0 | 0 | 0 | 0
F4_Residential_CZ1 - Single Family_Existing_Space Heating_Natural Gas_Furnace - Direct Fuel_Maximum Achievable Potential | F4 | Residential | CZ1 - Single Family | Existing | Space Heating | Natural Gas | Furnace - Direct Fuel | Maximum Achievable Potential | Peak Demand (W) | 0 | 0 | 0 | 0 | 0 | 0 | 0 | 0 | 0 | 0 | 0 | 0 | 0 | 0 | 0 | 0 | 0 | 0 | 0 | 0 | 0 | 0 | 0 | 0 | 0 | 0 | 0 | 0 | 0 | 0
F5_Residential_CZ1 - Single Family_Existing_Space Heating_Natural Gas_Furnace - Direct Fuel_Maximum Achievable Potential | F5 | Residential | CZ1 - Single Family | Existing | Space Heating | Natural Gas | Furnace - Direct Fuel | Maximum Achievable Potential | Turnover | 0 | 0 | 0 | 0 | 0 | 0 | 0 | 0 | 0 | 0 | 0 | 0 | 0 | 0 | 0 | 0 | 0 | 0 | 0 | 0 | 0 | 0 | 0 | 0 | 0 | 0 | 0 | 0 | 0 | 0
F6_Residential_CZ1 - Single Family_Existing_Space Heating_Natural Gas_Furnace - Direct Fuel_Maximum Achievable Potential | F6 | Residential | CZ1 - Single Family | Existing | Space Heating | Natural Gas | Furnace - Direct Fuel | Maximum Achievable Potential | Avg. Replacement Usage | 0 | 0 | 0 | 0 | 0 | 0 | 0 | 0 | 0 | 0 | 0 | 0 | 0 | 0 | 0 | 0 | 0 | 0 | 0 | 0 | 0 | 0 | 0 | 0 | 0 | 0 | 0 | 0 | 0 | 0
F7_Residential_CZ1 - Single Family_Existing_Space Heating_Natural Gas_Furnace - Direct Fuel_Maximum Achievable Potential | F7 | Residential | CZ1 - Single Family | Existing | Space Heating | Natural Gas | Furnace - Direct Fuel | Maximum Achievable Potential | Avg. Replacement Demand (S) | 0 | 0 | 0 | 0 | 0 | 0 | 0 | 0 | 0 | 0 | 0 | 0 | 0 | 0 | 0 | 0 | 0 | 0 | 0 | 0 | 0 | 0 | 0 | 0 | 0 | 0 | 0 | 0 | 0 | 0
F8_Residential_CZ1 - Single Family_Existing_Space Heating_Natural Gas_Furnace - Direct Fuel_Maximum Achievable Potential | F8 | Residential | CZ1 - Single Family | Existing | Space Heating | Natural Gas | Furnace - Direct Fuel | Maximum Achievable Potential | Avg. Replacement Demand (W) | 0 | 0 | 0 | 0 | 0 | 0 | 0 | 0 | 0 | 0 | 0 | 0 | 0 | 0 | 0 | 0 | 0 | 0 | 0 | 0 | 0 | 0 | 0 | 0 | 0 | 0 | 0 | 0 | 0 | 0
F1_Residential_CZ1 - Single Family_Existing_Space Heating_Natural Gas_Boiler - Direct Fuel_Maximum Achievable Potential | F1 | Residential | CZ1 - Single Family | Existing | Space Heating | Natural Gas | Boiler - Direct Fuel | Maximum Achievable Potential | Units | 0 | 0 | 0 | 0 | 0 | 0 | 0 | 0 | 0 | 0 | 0 | 0 | 0 | 0 | 0 | 0 | 0 | 0 | 0 | 0 | 0 | 0 | 0 | 0 | 0 | 0 | 0 | 0 | 0 | 0
F2_Residential_CZ1 - Single Family_Existing_Space Heating_Natural Gas_Boiler - Direct Fuel_Maximum Achievable Potential | F2 | Residential | CZ1 - Single Family | Existing | Space Heating | Natural Gas | Boiler - Direct Fuel | Maximum Achievable Potential | Usage (MMtherm) | 0 | 0 | 0 | 0 | 0 | 0 | 0 | 0 | 0 | 0 | 0 | 0 | 0 | 0 | 0 | 0 | 0 | 0 | 0 | 0 | 0 | 0 | 0 | 0 | 0 | 0 | 0 | 0 | 0 | 0
F3_Residential_CZ1 - Single Family_Existing_Space Heating_Natural Gas_Boiler - Direct Fuel_Maximum Achievable Potential | F3 | Residential | CZ1 - Single Family | Existing | Space Heating | Natural Gas | Boiler - Direct Fuel | Maximum Achievable Potential | Peak Demand (S) | 0 | 0 | 0 | 0 | 0 | 0 | 0 | 0 | 0 | 0 | 0 | 0 | 0 | 0 | 0 | 0 | 0 | 0 | 0 | 0 | 0 | 0 | 0 | 0 | 0 | 0 | 0 | 0 | 0 | 0
F4_Residential_CZ1 - Single Family_Existing_Space Heating_Natural Gas_Boiler - Direct Fuel_Maximum Achievable Potential | F4 | Residential | CZ1 - Single Family | Existing | Space Heating | Natural Gas | Boiler - Direct Fuel | Maximum Achievable Potential | Peak Demand (W) | 0 | 0 | 0 | 0 | 0 | 0 | 0 | 0 | 0 | 0 | 0 | 0 | 0 | 0 | 0 | 0 | 0 | 0 | 0 | 0 | 0 | 0 | 0 | 0 | 0 | 0 | 0 | 0 | 0 | 0
F5_Residential_CZ1 - Single Family_Existing_Space Heating_Natural Gas_Boiler - Direct Fuel_Maximum Achievable Potential | F5 | Residential | CZ1 - Single Family | Existing | Space Heating | Natural Gas | Boiler - Direct Fuel | Maximum Achievable Potential | Turnover | 0 | 0 | 0 | 0 | 0 | 0 | 0 | 0 | 0 | 0 | 0 | 0 | 0 | 0 | 0 | 0 | 0 | 0 | 0 | 0 | 0 | 0 | 0 | 0 | 0 | 0 | 0 | 0 | 0 | 0
F6_Residential_CZ1 - Single Family_Existing_Space Heating_Natural Gas_Boiler - Direct Fuel_Maximum Achievable Potential | F6 | Residential | CZ1 - Single Family | Existing | Space Heating | Natural Gas | Boiler - Direct Fuel | Maximum Achievable Potential | Avg. Replacement Usage | 0 | 0 | 0 | 0 | 0 | 0 | 0 | 0 | 0 | 0 | 0 | 0 | 0 | 0 | 0 | 0 | 0 | 0 | 0 | 0 | 0 | 0 | 0 | 0 | 0 | 0 | 0 | 0 | 0 | 0
F7_Residential_CZ1 - Single Family_Existing_Space Heating_Natural Gas_Boiler - Direct Fuel_Maximum Achievable Potential | F7 | Residential | CZ1 - Single Family | Existing | Space Heating | Natural Gas | Boiler - Direct Fuel | Maximum Achievable Potential | Avg. Replacement Demand (S) | 0 | 0 | 0 | 0 | 0 | 0 | 0 | 0 | 0 | 0 | 0 | 0 | 0 | 0 | 0 | 0 | 0 | 0 | 0 | 0 | 0 | 0 | 0 | 0 | 0 | 0 | 0 | 0 | 0 | 0
F8_Residential_CZ1 - Single Family_Existing_Space Heating_Natural Gas_Boiler - Direct Fuel_Maximum Achievable Potential | F8 | Residential | CZ1 - Single Family | Existing | Space Heating | Natural Gas | Boiler - Direct Fuel | Maximum Achievable Potential | Avg. Replacement Demand (W) | 0 | 0 | 0 | 0 | 0 | 0 | 0 | 0 | 0 | 0 | 0 | 0 | 0 | 0 | 0 | 0 | 0 | 0 | 0 | 0 | 0 | 0 | 0 | 0 | 0 | 0 | 0 | 0 | 0 | 0
F1_Residential_CZ1 - Single Family_Existing_Secondary Heating_Natural Gas_Fireplace_Maximum Achievable Potential | F1 | Residential | CZ1 - Single Family | Existing | Secondary Heating | Natural Gas | Fireplace | Maximum Achievable Potential | Units | 0 | 0 | 0 | 0 | 0 | 0 | 0 | 0 | 0 | 0 | 0 | 0 | 0 | 0 | 0 | 0 | 0 | 0 | 0 | 0 | 0 | 0 | 0 | 0 | 0 | 0 | 0 | 0 | 0 | 0
F2_Residential_CZ1 - Single Family_Existing_Secondary Heating_Natural Gas_Fireplace_Maximum Achievable Potential | F2 | Residential | CZ1 - Single Family | Existing | Secondary Heating | Natural Gas | Fireplace | Maximum Achievable Potential | Usage (MMtherm) | 0 | 0 | 0 | 0 | 0 | 0 | 0 | 0 | 0 | 0 | 0 | 0 | 0 | 0 | 0 | 0 | 0 | 0 | 0 | 0 | 0 | 0 | 0 | 0 | 0 | 0 | 0 | 0 | 0 | 0
F3_Residential_CZ1 - Single Family_Existing_Secondary Heating_Natural Gas_Fireplace_Maximum Achievable Potential | F3 | Residential | CZ1 - Single Family | Existing | Secondary Heating | Natural Gas | Fireplace | Maximum Achievable Potential | Peak Demand (S) | 0 | 0 | 0 | 0 | 0 | 0 | 0 | 0 | 0 | 0 | 0 | 0 | 0 | 0 | 0 | 0 | 0 | 0 | 0 | 0 | 0 | 0 | 0 | 0 | 0 | 0 | 0 | 0 | 0 | 0
F4_Residential_CZ1 - Single Family_Existing_Secondary Heating_Natural Gas_Fireplace_Maximum Achievable Potential | F4 | Residential | CZ1 - Single Family | Existing | Secondary Heating | Natural Gas | Fireplace | Maximum Achievable Potential | Peak Demand (W) | 0 | 0 | 0 | 0 | 0 | 0 | 0 | 0 | 0 | 0 | 0 | 0 | 0 | 0 | 0 | 0 | 0 | 0 | 0 | 0 | 0 | 0 | 0 | 0 | 0 | 0 | 0 | 0 | 0 | 0
F5_Residential_CZ1 - Single Family_Existing_Secondary Heating_Natural Gas_Fireplace_Maximum Achievable Potential | F5 | Residential | CZ1 - Single Family | Existing | Secondary Heating | Natural Gas | Fireplace | Maximum Achievable Potential | Turnover | 0 | 0 | 0 | 0 | 0 | 0 | 0 | 0 | 0 | 0 | 0 | 0 | 0 | 0 | 0 | 0 | 0 | 0 | 0 | 0 | 0 | 0 | 0 | 0 | 0 | 0 | 0 | 0 | 0 | 0
F6_Residential_CZ1 - Single Family_Existing_Secondary Heating_Natural Gas_Fireplace_Maximum Achievable Potential | F6 | Residential | CZ1 - Single Family | Existing | Secondary Heating | Natural Gas | Fireplace | Maximum Achievable Potential | Avg. Replacement Usage | 0 | 0 | 0 | 0 | 0 | 0 | 0 | 0 | 0 | 0 | 0 | 0 | 0 | 0 | 0 | 0 | 0 | 0 | 0 | 0 | 0 | 0 | 0 | 0 | 0 | 0 | 0 | 0 | 0 | 0
F7_Residential_CZ1 - Single Family_Existing_Secondary Heating_Natural Gas_Fireplace_Maximum Achievable Potential | F7 | Residential | CZ1 - Single Family | Existing | Secondary Heating | Natural Gas | Fireplace | Maximum Achievable Potential | Avg. Replacement Demand (S) | 0 | 0 | 0 | 0 | 0 | 0 | 0 | 0 | 0 | 0 | 0 | 0 | 0 | 0 | 0 | 0 | 0 | 0 | 0 | 0 | 0 | 0 | 0 | 0 | 0 | 0 | 0 | 0 | 0 | 0
F8_Residential_CZ1 - Single Family_Existing_Secondary Heating_Natural Gas_Fireplace_Maximum Achievable Potential | F8 | Residential | CZ1 - Single Family | Existing | Secondary Heating | Natural Gas | Fireplace | Maximum Achievable Potential | Avg. Replacement Demand (W) | 0 | 0 | 0 | 0 | 0 | 0 | 0 | 0 | 0 | 0 | 0 | 0 | 0 | 0 | 0 | 0 | 0 | 0 | 0 | 0 | 0 | 0 | 0 | 0 | 0 | 0 | 0 | 0 | 0 | 0
F1_Residential_CZ1 - Single Family_Existing_Water Heating_Natural Gas_Water Heater <= 55 gal._Maximum Achievable Potential | F1 | Residential | CZ1 - Single Family | Existing | Water Heating | Natural Gas | Water Heater <= 55 gal. | Maximum Achievable Potential | Units | 0 | 0 | 0 | 0 | 0 | 0 | 0 | 0 | 0 | 0 | 0 | 0 | 0 | 0 | 0 | 0 | 0 | 0 | 0 | 0 | 0 | 0 | 0 | 0 | 0 | 0 | 0 | 0 | 0 | 0
F2_Residential_CZ1 - Single Family_Existing_Water Heating_Natural Gas_Water Heater <= 55 gal._Maximum Achievable Potential | F2 | Residential | CZ1 - Single Family | Existing | Water Heating | Natural Gas | Water Heater <= 55 gal. | Maximum Achievable Potential | Usage (MMtherm) | 0 | 0 | 0 | 0 | 0 | 0 | 0 | 0 | 0 | 0 | 0 | 0 | 0 | 0 | 0 | 0 | 0 | 0 | 0 | 0 | 0 | 0 | 0 | 0 | 0 | 0 | 0 | 0 | 0 | 0
F3_Residential_CZ1 - Single Family_Existing_Water Heating_Natural Gas_Water Heater <= 55 gal._Maximum Achievable Potential | F3 | Residential | CZ1 - Single Family | Existing | Water Heating | Natural Gas | Water Heater <= 55 gal. | Maximum Achievable Potential | Peak Demand (S) | 0 | 0 | 0 | 0 | 0 | 0 | 0 | 0 | 0 | 0 | 0 | 0 | 0 | 0 | 0 | 0 | 0 | 0 | 0 | 0 | 0 | 0 | 0 | 0 | 0 | 0 | 0 | 0 | 0 | 0
F4_Residential_CZ1 - Single Family_Existing_Water Heating_Natural Gas_Water Heater <= 55 gal._Maximum Achievable Potential | F4 | Residential | CZ1 - Single Family | Existing | Water Heating | Natural Gas | Water Heater <= 55 gal. | Maximum Achievable Potential | Peak Demand (W) | 0 | 0 | 0 | 0 | 0 | 0 | 0 | 0 | 0 | 0 | 0 | 0 | 0 | 0 | 0 | 0 | 0 | 0 | 0 | 0 | 0 | 0 | 0 | 0 | 0 | 0 | 0 | 0 | 0 | 0
F5_Residential_CZ1 - Single Family_Existing_Water Heating_Natural Gas_Water Heater <= 55 gal._Maximum Achievable Potential | F5 | Residential | CZ1 - Single Family | Existing | Water Heating | Natural Gas | Water Heater <= 55 gal. | Maximum Achievable Potential | Turnover | 0 | 0 | 0 | 0 | 0 | 0 | 0 | 0 | 0 | 0 | 0 | 0 | 0 | 0 | 0 | 0 | 0 | 0 | 0 | 0 | 0 | 0 | 0 | 0 | 0 | 0 | 0 | 0 | 0 | 0
F6_Residential_CZ1 - Single Family_Existing_Water Heating_Natural Gas_Water Heater <= 55 gal._Maximum Achievable Potential | F6 | Residential | CZ1 - Single Family | Existing | Water Heating | Natural Gas | Water Heater <= 55 gal. | Maximum Achievable Potential | Avg. Replacement Usage | 0 | 0 | 0 | 0 | 0 | 0 | 0 | 0 | 0 | 0 | 0 | 0 | 0 | 0 | 0 | 0 | 0 | 0 | 0 | 0 | 0 | 0 | 0 | 0 | 0 | 0 | 0 | 0 | 0 | 0
F7_Residential_CZ1 - Single Family_Existing_Water Heating_Natural Gas_Water Heater <= 55 gal._Maximum Achievable Potential | F7 | Residential | CZ1 - Single Family | Existing | Water Heating | Natural Gas | Water Heater <= 55 gal. | Maximum Achievable Potential | Avg. Replacement Demand (S) | 0 | 0 | 0 | 0 | 0 | 0 | 0 | 0 | 0 | 0 | 0 | 0 | 0 | 0 | 0 | 0 | 0 | 0 | 0 | 0 | 0 | 0 | 0 | 0 | 0 | 0 | 0 | 0 | 0 | 0
F8_Residential_CZ1 - Single Family_Existing_Water Heating_Natural Gas_Water Heater <= 55 gal._Maximum Achievable Potential | F8 | Residential | CZ1 - Single Family | Existing | Water Heating | Natural Gas | Water Heater <= 55 gal. | Maximum Achievable Potential | Avg. Replacement Demand (W) | 0 | 0 | 0 | 0 | 0 | 0 | 0 | 0 | 0 | 0 | 0 | 0 | 0 | 0 | 0 | 0 | 0 | 0 | 0 | 0 | 0 | 0 | 0 | 0 | 0 | 0 | 0 | 0 | 0 | 0
F1_Residential_CZ1 - Single Family_Existing_Water Heating_Natural Gas_Water Heater > 55 gal._Maximum Achievable Potential | F1 | Residential | CZ1 - Single Family | Existing | Water Heating | Natural Gas | Water Heater > 55 gal. | Maximum Achievable Potential | Units | 0 | 0 | 0 | 0 | 0 | 0 | 0 | 0 | 0 | 0 | 0 | 0 | 0 | 0 | 0 | 0 | 0 | 0 | 0 | 0 | 0 | 0 | 0 | 0 | 0 | 0 | 0 | 0 | 0 | 0
F2_Residential_CZ1 - Single Family_Existing_Water Heating_Natural Gas_Water Heater > 55 gal._Maximum Achievable Potential | F2 | Residential | CZ1 - Single Family | Existing | Water Heating | Natural Gas | Water Heater > 55 gal. | Maximum Achievable Potential | Usage (MMtherm) | 0 | 0 | 0 | 0 | 0 | 0 | 0 | 0 | 0 | 0 | 0 | 0 | 0 | 0 | 0 | 0 | 0 | 0 | 0 | 0 | 0 | 0 | 0 | 0 | 0 | 0 | 0 | 0 | 0 | 0
F3_Residential_CZ1 - Single Family_Existing_Water Heating_Natural Gas_Water Heater > 55 gal._Maximum Achievable Potential | F3 | Residential | CZ1 - Single Family | Existing | Water Heating | Natural Gas | Water Heater > 55 gal. | Maximum Achievable Potential | Peak Demand (S) | 0 | 0 | 0 | 0 | 0 | 0 | 0 | 0 | 0 | 0 | 0 | 0 | 0 | 0 | 0 | 0 | 0 | 0 | 0 | 0 | 0 | 0 | 0 | 0 | 0 | 0 | 0 | 0 | 0 | 0
F4_Residential_CZ1 - Single Family_Existing_Water Heating_Natural Gas_Water Heater > 55 gal._Maximum Achievable Potential | F4 | Residential | CZ1 - Single Family | Existing | Water Heating | Natural Gas | Water Heater > 55 gal. | Maximum Achievable Potential | Peak Demand (W) | 0 | 0 | 0 | 0 | 0 | 0 | 0 | 0 | 0 | 0 | 0 | 0 | 0 | 0 | 0 | 0 | 0 | 0 | 0 | 0 | 0 | 0 | 0 | 0 | 0 | 0 | 0 | 0 | 0 | 0
F5_Residential_CZ1 - Single Family_Existing_Water Heating_Natural Gas_Water Heater > 55 gal._Maximum Achievable Potential | F5 | Residential | CZ1 - Single Family | Existing | Water Heating | Natural Gas | Water Heater > 55 gal. | Maximum Achievable Potential | Turnover | 0 | 0 | 0 | 0 | 0 | 0 | 0 | 0 | 0 | 0 | 0 | 0 | 0 | 0 | 0 | 0 | 0 | 0 | 0 | 0 | 0 | 0 | 0 | 0 | 0 | 0 | 0 | 0 | 0 | 0
F6_Residential_CZ1 - Single Family_Existing_Water Heating_Natural Gas_Water Heater > 55 gal._Maximum Achievable Potential | F6 | Residential | CZ1 - Single Family | Existing | Water Heating | Natural Gas | Water Heater > 55 gal. | Maximum Achievable Potential | Avg. Replacement Usage | 0 | 0 | 0 | 0 | 0 | 0 | 0 | 0 | 0 | 0 | 0 | 0 | 0 | 0 | 0 | 0 | 0 | 0 | 0 | 0 | 0 | 0 | 0 | 0 | 0 | 0 | 0 | 0 | 0 | 0
F7_Residential_CZ1 - Single Family_Existing_Water Heating_Natural Gas_Water Heater > 55 gal._Maximum Achievable Potential | F7 | Residential | CZ1 - Single Family | Existing | Water Heating | Natural Gas | Water Heater > 55 gal. | Maximum Achievable Potential | Avg. Replacement Demand (S) | 0 | 0 | 0 | 0 | 0 | 0 | 0 | 0 | 0 | 0 | 0 | 0 | 0 | 0 | 0 | 0 | 0 | 0 | 0 | 0 | 0 | 0 | 0 | 0 | 0 | 0 | 0 | 0 | 0 | 0
F8_Residential_CZ1 - Single Family_Existing_Water Heating_Natural Gas_Water Heater > 55 gal._Maximum Achievable Potential | F8 | Residential | CZ1 - Single Family | Existing | Water Heating | Natural Gas | Water Heater > 55 gal. | Maximum Achievable Potential | Avg. Replacement Demand (W) | 0 | 0 | 0 | 0 | 0 | 0 | 0 | 0 | 0 | 0 | 0 | 0 | 0 | 0 | 0 | 0 | 0 | 0 | 0 | 0 | 0 | 0 | 0 | 0 | 0 | 0 | 0 | 0 | 0 | 0
F1_Residential_CZ1 - Single Family_Existing_Appliances_Natural Gas_Clothes Dryer_Maximum Achievable Potential | F1 | Residential | CZ1 - Single Family | Existing | Appliances | Natural Gas | Clothes Dryer | Maximum Achievable Potential | Units | 0 | 0 | 0 | 0 | 0 | 0 | 0 | 0 | 0 | 0 | 0 | 0 | 0 | 0 | 0 | 0 | 0 | 0 | 0 | 0 | 0 | 0 | 0 | 0 | 0 | 0 | 0 | 0 | 0 | 0
F2_Residential_CZ1 - Single Family_Existing_Appliances_Natural Gas_Clothes Dryer_Maximum Achievable Potential | F2 | Residential | CZ1 - Single Family | Existing | Appliances | Natural Gas | Clothes Dryer | Maximum Achievable Potential | Usage (MMtherm) | 0 | 0 | 0 | 0 | 0 | 0 | 0 | 0 | 0 | 0 | 0 | 0 | 0 | 0 | 0 | 0 | 0 | 0 | 0 | 0 | 0 | 0 | 0 | 0 | 0 | 0 | 0 | 0 | 0 | 0
F3_Residential_CZ1 - Single Family_Existing_Appliances_Natural Gas_Clothes Dryer_Maximum Achievable Potential | F3 | Residential | CZ1 - Single Family | Existing | Appliances | Natural Gas | Clothes Dryer | Maximum Achievable Potential | Peak Demand (S) | 0 | 0 | 0 | 0 | 0 | 0 | 0 | 0 | 0 | 0 | 0 | 0 | 0 | 0 | 0 | 0 | 0 | 0 | 0 | 0 | 0 | 0 | 0 | 0 | 0 | 0 | 0 | 0 | 0 | 0
F4_Residential_CZ1 - Single Family_Existing_Appliances_Natural Gas_Clothes Dryer_Maximum Achievable Potential | F4 | Residential | CZ1 - Single Family | Existing | Appliances | Natural Gas | Clothes Dryer | Maximum Achievable Potential | Peak Demand (W) | 0 | 0 | 0 | 0 | 0 | 0 | 0 | 0 | 0 | 0 | 0 | 0 | 0 | 0 | 0 | 0 | 0 | 0 | 0 | 0 | 0 | 0 | 0 | 0 | 0 | 0 | 0 | 0 | 0 | 0
F5_Residential_CZ1 - Single Family_Existing_Appliances_Natural Gas_Clothes Dryer_Maximum Achievable Potential | F5 | Residential | CZ1 - Single Family | Existing | Appliances | Natural Gas | Clothes Dryer | Maximum Achievable Potential | Turnover | 0 | 0 | 0 | 0 | 0 | 0 | 0 | 0 | 0 | 0 | 0 | 0 | 0 | 0 | 0 | 0 | 0 | 0 | 0 | 0 | 0 | 0 | 0 | 0 | 0 | 0 | 0 | 0 | 0 | 0
F6_Residential_CZ1 - Single Family_Existing_Appliances_Natural Gas_Clothes Dryer_Maximum Achievable Potential | F6 | Residential | CZ1 - Single Family | Existing | Appliances | Natural Gas | Clothes Dryer | Maximum Achievable Potential | Avg. Replacement Usage | 0 | 0 | 0 | 0 | 0 | 0 | 0 | 0 | 0 | 0 | 0 | 0 | 0 | 0 | 0 | 0 | 0 | 0 | 0 | 0 | 0 | 0 | 0 | 0 | 0 | 0 | 0 | 0 | 0 | 0
F7_Residential_CZ1 - Single Family_Existing_Appliances_Natural Gas_Clothes Dryer_Maximum Achievable Potential | F7 | Residential | CZ1 - Single Family | Existing | Appliances | Natural Gas | Clothes Dryer | Maximum Achievable Potential | Avg. Replacement Demand (S) | 0 | 0 | 0 | 0 | 0 | 0 | 0 | 0 | 0 | 0 | 0 | 0 | 0 | 0 | 0 | 0 | 0 | 0 | 0 | 0 | 0 | 0 | 0 | 0 | 0 | 0 | 0 | 0 | 0 | 0
F8_Residential_CZ1 - Single Family_Existing_Appliances_Natural Gas_Clothes Dryer_Maximum Achievable Potential | F8 | Residential | CZ1 - Single Family | Existing | Appliances | Natural Gas | Clothes Dryer | Maximum Achievable Potential | Avg. Replacement Demand (W) | 0 | 0 | 0 | 0 | 0 | 0 | 0 | 0 | 0 | 0 | 0 | 0 | 0 | 0 | 0 | 0 | 0 | 0 | 0 | 0 | 0 | 0 | 0 | 0 | 0 | 0 | 0 | 0 | 0 | 0
F1_Residential_CZ1 - Single Family_Existing_Appliances_Natural Gas_Stove/Oven_Maximum Achievable Potential | F1 | Residential | CZ1 - Single Family | Existing | Appliances | Natural Gas | Stove/Oven | Maximum Achievable Potential | Units | 0 | 0 | 0 | 0 | 0 | 0 | 0 | 0 | 0 | 0 | 0 | 0 | 0 | 0 | 0 | 0 | 0 | 0 | 0 | 0 | 0 | 0 | 0 | 0 | 0 | 0 | 0 | 0 | 0 | 0
F2_Residential_CZ1 - Single Family_Existing_Appliances_Natural Gas_Stove/Oven_Maximum Achievable Potential | F2 | Residential | CZ1 - Single Family | Existing | Appliances | Natural Gas | Stove/Oven | Maximum Achievable Potential | Usage (MMtherm) | 0 | 0 | 0 | 0 | 0 | 0 | 0 | 0 | 0 | 0 | 0 | 0 | 0 | 0 | 0 | 0 | 0 | 0 | 0 | 0 | 0 | 0 | 0 | 0 | 0 | 0 | 0 | 0 | 0 | 0
F3_Residential_CZ1 - Single Family_Existing_Appliances_Natural Gas_Stove/Oven_Maximum Achievable Potential | F3 | Residential | CZ1 - Single Family | Existing | Appliances | Natural Gas | Stove/Oven | Maximum Achievable Potential | Peak Demand (S) | 0 | 0 | 0 | 0 | 0 | 0 | 0 | 0 | 0 | 0 | 0 | 0 | 0 | 0 | 0 | 0 | 0 | 0 | 0 | 0 | 0 | 0 | 0 | 0 | 0 | 0 | 0 | 0 | 0 | 0
F4_Residential_CZ1 - Single Family_Existing_Appliances_Natural Gas_Stove/Oven_Maximum Achievable Potential | F4 | Residential | CZ1 - Single Family | Existing | Appliances | Natural Gas | Stove/Oven | Maximum Achievable Potential | Peak Demand (W) | 0 | 0 | 0 | 0 | 0 | 0 | 0 | 0 | 0 | 0 | 0 | 0 | 0 | 0 | 0 | 0 | 0 | 0 | 0 | 0 | 0 | 0 | 0 | 0 | 0 | 0 | 0 | 0 | 0 | 0
F5_Residential_CZ1 - Single Family_Existing_Appliances_Natural Gas_Stove/Oven_Maximum Achievable Potential | F5 | Residential | CZ1 - Single Family | Existing | Appliances | Natural Gas | Stove/Oven | Maximum Achievable Potential | Turnover | 0 | 0 | 0 | 0 | 0 | 0 | 0 | 0 | 0 | 0 | 0 | 0 | 0 | 0 | 0 | 0 | 0 | 0 | 0 | 0 | 0 | 0 | 0 | 0 | 0 | 0 | 0 | 0 | 0 | 0
F6_Residential_CZ1 - Single Family_Existing_Appliances_Natural Gas_Stove/Oven_Maximum Achievable Potential | F6 | Residential | CZ1 - Single Family | Existing | Appliances | Natural Gas | Stove/Oven | Maximum Achievable Potential | Avg. Replacement Usage | 0 | 0 | 0 | 0 | 0 | 0 | 0 | 0 | 0 | 0 | 0 | 0 | 0 | 0 | 0 | 0 | 0 | 0 | 0 | 0 | 0 | 0 | 0 | 0 | 0 | 0 | 0 | 0 | 0 | 0
F7_Residential_CZ1 - Single Family_Existing_Appliances_Natural Gas_Stove/Oven_Maximum Achievable Potential | F7 | Residential | CZ1 - Single Family | Existing | Appliances | Natural Gas | Stove/Oven | Maximum Achievable Potential | Avg. Replacement Demand (S) | 0 | 0 | 0 | 0 | 0 | 0 | 0 | 0 | 0 | 0 | 0 | 0 | 0 | 0 | 0 | 0 | 0 | 0 | 0 | 0 | 0 | 0 | 0 | 0 | 0 | 0 | 0 | 0 | 0 | 0
F8_Residential_CZ1 - Single Family_Existing_Appliances_Natural Gas_Stove/Oven_Maximum Achievable Potential | F8 | Residential | CZ1 - Single Family | Existing | Appliances | Natural Gas | Stove/Oven | Maximum Achievable Potential | Avg. Replacement Demand (W) | 0 | 0 | 0 | 0 | 0 | 0 | 0 | 0 | 0 | 0 | 0 | 0 | 0 | 0 | 0 | 0 | 0 | 0 | 0 | 0 | 0 | 0 | 0 | 0 | 0 | 0 | 0 | 0 | 0 | 0
F1_Residential_CZ1 - Single Family_Existing_Miscellaneous_Natural Gas_Pool Heater_Maximum Achievable Potential | F1 | Residential | CZ1 - Single Family | Existing | Miscellaneous | Natural Gas | Pool Heater | Maximum Achievable Potential | Units | 0 | 0 | 0 | 0 | 0 | 0 | 0 | 0 | 0 | 0 | 0 | 0 | 0 | 0 | 0 | 0 | 0 | 0 | 0 | 0 | 0 | 0 | 0 | 0 | 0 | 0 | 0 | 0 | 0 | 0
F2_Residential_CZ1 - Single Family_Existing_Miscellaneous_Natural Gas_Pool Heater_Maximum Achievable Potential | F2 | Residential | CZ1 - Single Family | Existing | Miscellaneous | Natural Gas | Pool Heater | Maximum Achievable Potential | Usage (MMtherm) | 0 | 0 | 0 | 0 | 0 | 0 | 0 | 0 | 0 | 0 | 0 | 0 | 0 | 0 | 0 | 0 | 0 | 0 | 0 | 0 | 0 | 0 | 0 | 0 | 0 | 0 | 0 | 0 | 0 | 0
F3_Residential_CZ1 - Single Family_Existing_Miscellaneous_Natural Gas_Pool Heater_Maximum Achievable Potential | F3 | Residential | CZ1 - Single Family | Existing | Miscellaneous | Natural Gas | Pool Heater | Maximum Achievable Potential | Peak Demand (S) | 0 | 0 | 0 | 0 | 0 | 0 | 0 | 0 | 0 | 0 | 0 | 0 | 0 | 0 | 0 | 0 | 0 | 0 | 0 | 0 | 0 | 0 | 0 | 0 | 0 | 0 | 0 | 0 | 0 | 0
F4_Residential_CZ1 - Single Family_Existing_Miscellaneous_Natural Gas_Pool Heater_Maximum Achievable Potential | F4 | Residential | CZ1 - Single Family | Existing | Miscellaneous | Natural Gas | Pool Heater | Maximum Achievable Potential | Peak Demand (W) | 0 | 0 | 0 | 0 | 0 | 0 | 0 | 0 | 0 | 0 | 0 | 0 | 0 | 0 | 0 | 0 | 0 | 0 | 0 | 0 | 0 | 0 | 0 | 0 | 0 | 0 | 0 | 0 | 0 | 0
F5_Residential_CZ1 - Single Family_Existing_Miscellaneous_Natural Gas_Pool Heater_Maximum Achievable Potential | F5 | Residential | CZ1 - Single Family | Existing | Miscellaneous | Natural Gas | Pool Heater | Maximum Achievable Potential | Turnover | 0 | 0 | 0 | 0 | 0 | 0 | 0 | 0 | 0 | 0 | 0 | 0 | 0 | 0 | 0 | 0 | 0 | 0 | 0 | 0 | 0 | 0 | 0 | 0 | 0 | 0 | 0 | 0 | 0 | 0
F6_Residential_CZ1 - Single Family_Existing_Miscellaneous_Natural Gas_Pool Heater_Maximum Achievable Potential | F6 | Residential | CZ1 - Single Family | Existing | Miscellaneous | Natural Gas | Pool Heater | Maximum Achievable Potential | Avg. Replacement Usage | 0 | 0 | 0 | 0 | 0 | 0 | 0 | 0 | 0 | 0 | 0 | 0 | 0 | 0 | 0 | 0 | 0 | 0 | 0 | 0 | 0 | 0 | 0 | 0 | 0 | 0 | 0 | 0 | 0 | 0
F7_Residential_CZ1 - Single Family_Existing_Miscellaneous_Natural Gas_Pool Heater_Maximum Achievable Potential | F7 | Residential | CZ1 - Single Family | Existing | Miscellaneous | Natural Gas | Pool Heater | Maximum Achievable Potential | Avg. Replacement Demand (S) | 0 | 0 | 0 | 0 | 0 | 0 | 0 | 0 | 0 | 0 | 0 | 0 | 0 | 0 | 0 | 0 | 0 | 0 | 0 | 0 | 0 | 0 | 0 | 0 | 0 | 0 | 0 | 0 | 0 | 0
F8_Residential_CZ1 - Single Family_Existing_Miscellaneous_Natural Gas_Pool Heater_Maximum Achievable Potential | F8 | Residential | CZ1 - Single Family | Existing | Miscellaneous | Natural Gas | Pool Heater | Maximum Achievable Potential | Avg. Replacement Demand (W) | 0 | 0 | 0 | 0 | 0 | 0 | 0 | 0 | 0 | 0 | 0 | 0 | 0 | 0 | 0 | 0 | 0 | 0 | 0 | 0 | 0 | 0 | 0 | 0 | 0 | 0 | 0 | 0 | 0 | 0
F1_Residential_CZ1 - Single Family_Existing_Miscellaneous_Natural Gas_Miscellaneous_Maximum Achievable Potential | F1 | Residential | CZ1 - Single Family | Existing | Miscellaneous | Natural Gas | Miscellaneous | Maximum Achievable Potential | Units | 0 | 0 | 0 | 0 | 0 | 0 | 0 | 0 | 0 | 0 | 0 | 0 | 0 | 0 | 0 | 0 | 0 | 0 | 0 | 0 | 0 | 0 | 0 | 0 | 0 | 0 | 0 | 0 | 0 | 0
F2_Residential_CZ1 - Single Family_Existing_Miscellaneous_Natural Gas_Miscellaneous_Maximum Achievable Potential | F2 | Residential | CZ1 - Single Family | Existing | Miscellaneous | Natural Gas | Miscellaneous | Maximum Achievable Potential | Usage (MMtherm) | 0 | 0 | 0 | 0 | 0 | 0 | 0 | 0 | 0 | 0 | 0 | 0 | 0 | 0 | 0 | 0 | 0 | 0 | 0 | 0 | 0 | 0 | 0 | 0 | 0 | 0 | 0 | 0 | 0 | 0
F3_Residential_CZ1 - Single Family_Existing_Miscellaneous_Natural Gas_Miscellaneous_Maximum Achievable Potential | F3 | Residential | CZ1 - Single Family | Existing | Miscellaneous | Natural Gas | Miscellaneous | Maximum Achievable Potential | Peak Demand (S) | 0 | 0 | 0 | 0 | 0 | 0 | 0 | 0 | 0 | 0 | 0 | 0 | 0 | 0 | 0 | 0 | 0 | 0 | 0 | 0 | 0 | 0 | 0 | 0 | 0 | 0 | 0 | 0 | 0 | 0
F4_Residential_CZ1 - Single Family_Existing_Miscellaneous_Natural Gas_Miscellaneous_Maximum Achievable Potential | F4 | Residential | CZ1 - Single Family | Existing | Miscellaneous | Natural Gas | Miscellaneous | Maximum Achievable Potential | Peak Demand (W) | 0 | 0 | 0 | 0 | 0 | 0 | 0 | 0 | 0 | 0 | 0 | 0 | 0 | 0 | 0 | 0 | 0 | 0 | 0 | 0 | 0 | 0 | 0 | 0 | 0 | 0 | 0 | 0 | 0 | 0
F5_Residential_CZ1 - Single Family_Existing_Miscellaneous_Natural Gas_Miscellaneous_Maximum Achievable Potential | F5 | Residential | CZ1 - Single Family | Existing | Miscellaneous | Natural Gas | Miscellaneous | Maximum Achievable Potential | Turnover | 0 | 0 | 0 | 0 | 0 | 0 | 0 | 0 | 0 | 0 | 0 | 0 | 0 | 0 | 0 | 0 | 0 | 0 | 0 | 0 | 0 | 0 | 0 | 0 | 0 | 0 | 0 | 0 | 0 | 0
F6_Residential_CZ1 - Single Family_Existing_Miscellaneous_Natural Gas_Miscellaneous_Maximum Achievable Potential | F6 | Residential | CZ1 - Single Family | Existing | Miscellaneous | Natural Gas | Miscellaneous | Maximum Achievable Potential | Avg. Replacement Usage | 0 | 0 | 0 | 0 | 0 | 0 | 0 | 0 | 0 | 0 | 0 | 0 | 0 | 0 | 0 | 0 | 0 | 0 | 0 | 0 | 0 | 0 | 0 | 0 | 0 | 0 | 0 | 0 | 0 | 0
F7_Residential_CZ1 - Single Family_Existing_Miscellaneous_Natural Gas_Miscellaneous_Maximum Achievable Potential | F7 | Residential | CZ1 - Single Family | Existing | Miscellaneous | Natural Gas | Miscellaneous | Maximum Achievable Potential | Avg. Replacement Demand (S) | 0 | 0 | 0 | 0 | 0 | 0 | 0 | 0 | 0 | 0 | 0 | 0 | 0 | 0 | 0 | 0 | 0 | 0 | 0 | 0 | 0 | 0 | 0 | 0 | 0 | 0 | 0 | 0 | 0 | 0
F8_Residential_CZ1 - Single Family_Existing_Miscellaneous_Natural Gas_Miscellaneous_Maximum Achievable Potential | F8 | Residential | CZ1 - Single Family | Existing | Miscellaneous | Natural Gas | Miscellaneous | Maximum Achievable Potential | Avg. Replacement Demand (W) | 0 | 0 | 0 | 0 | 0 | 0 | 0 | 0 | 0 | 0 | 0 | 0 | 0 | 0 | 0 | 0 | 0 | 0 | 0 | 0 | 0 | 0 | 0 | 0 | 0 | 0 | 0 | 0 | 0 | 0
F1_Residential_CZ1 - Single Family_New_Space Heating_Natural Gas_Furnace - Direct Fuel_Maximum Achievable Potential | F1 | Residential | CZ1 - Single Family | New | Space Heating | Natural Gas | Furnace - Direct Fuel | Maximum Achievable Potential | Units | 0 | 0 | 0 | 0 | 0 | 0 | 0 | 0 | 0 | 0 | 0 | 0 | 0 | 0 | 0 | 0 | 0 | 0 | 0 | 0 | 0 | 0 | 0 | 0 | 0 | 0 | 0 | 0 | 0 | 0
F2_Residential_CZ1 - Single Family_New_Space Heating_Natural Gas_Furnace - Direct Fuel_Maximum Achievable Potential | F2 | Residential | CZ1 - Single Family | New | Space Heating | Natural Gas | Furnace - Direct Fuel | Maximum Achievable Potential | Usage (MMtherm) | 0 | 0 | 0 | 0 | 0 | 0 | 0 | 0 | 0 | 0 | 0 | 0 | 0 | 0 | 0 | 0 | 0 | 0 | 0 | 0 | 0 | 0 | 0 | 0 | 0 | 0 | 0 | 0 | 0 | 0
F3_Residential_CZ1 - Single Family_New_Space Heating_Natural Gas_Furnace - Direct Fuel_Maximum Achievable Potential | F3 | Residential | CZ1 - Single Family | New | Space Heating | Natural Gas | Furnace - Direct Fuel | Maximum Achievable Potential | Peak Demand (S) | 0 | 0 | 0 | 0 | 0 | 0 | 0 | 0 | 0 | 0 | 0 | 0 | 0 | 0 | 0 | 0 | 0 | 0 | 0 | 0 | 0 | 0 | 0 | 0 | 0 | 0 | 0 | 0 | 0 | 0
F4_Residential_CZ1 - Single Family_New_Space Heating_Natural Gas_Furnace - Direct Fuel_Maximum Achievable Potential | F4 | Residential | CZ1 - Single Family | New | Space Heating | Natural Gas | Furnace - Direct Fuel | Maximum Achievable Potential | Peak Demand (W) | 0 | 0 | 0 | 0 | 0 | 0 | 0 | 0 | 0 | 0 | 0 | 0 | 0 | 0 | 0 | 0 | 0 | 0 | 0 | 0 | 0 | 0 | 0 | 0 | 0 | 0 | 0 | 0 | 0 | 0
F5_Residential_CZ1 - Single Family_New_Space Heating_Natural Gas_Furnace - Direct Fuel_Maximum Achievable Potential | F5 | Residential | CZ1 - Single Family | New | Space Heating | Natural Gas | Furnace - Direct Fuel | Maximum Achievable Potential | Turnover | 0 | 0 | 0 | 0 | 0 | 0 | 0 | 0 | 0 | 0 | 0 | 0 | 0 | 0 | 0 | 0 | 0 | 0 | 0 | 0 | 0 | 0 | 0 | 0 | 0 | 0 | 0 | 0 | 0 | 0
F6_Residential_CZ1 - Single Family_New_Space Heating_Natural Gas_Furnace - Direct Fuel_Maximum Achievable Potential | F6 | Residential | CZ1 - Single Family | New | Space Heating | Natural Gas | Furnace - Direct Fuel | Maximum Achievable Potential | Avg. Replacement Usage | 0 | 0 | 0 | 0 | 0 | 0 | 0 | 0 | 0 | 0 | 0 | 0 | 0 | 0 | 0 | 0 | 0 | 0 | 0 | 0 | 0 | 0 | 0 | 0 | 0 | 0 | 0 | 0 | 0 | 0
F7_Residential_CZ1 - Single Family_New_Space Heating_Natural Gas_Furnace - Direct Fuel_Maximum Achievable Potential | F7 | Residential | CZ1 - Single Family | New | Space Heating | Natural Gas | Furnace - Direct Fuel | Maximum Achievable Potential | Avg. Replacement Demand (S) | 0 | 0 | 0 | 0 | 0 | 0 | 0 | 0 | 0 | 0 | 0 | 0 | 0 | 0 | 0 | 0 | 0 | 0 | 0 | 0 | 0 | 0 | 0 | 0 | 0 | 0 | 0 | 0 | 0 | 0
F8_Residential_CZ1 - Single Family_New_Space Heating_Natural Gas_Furnace - Direct Fuel_Maximum Achievable Potential | F8 | Residential | CZ1 - Single Family | New | Space Heating | Natural Gas | Furnace - Direct Fuel | Maximum Achievable Potential | Avg. Replacement Demand (W) | 0 | 0 | 0 | 0 | 0 | 0 | 0 | 0 | 0 | 0 | 0 | 0 | 0 | 0 | 0 | 0 | 0 | 0 | 0 | 0 | 0 | 0 | 0 | 0 | 0 | 0 | 0 | 0 | 0 | 0
F1_Residential_CZ1 - Single Family_New_Space Heating_Natural Gas_Boiler - Direct Fuel_Maximum Achievable Potential | F1 | Residential | CZ1 - Single Family | New | Space Heating | Natural Gas | Boiler - Direct Fuel | Maximum Achievable Potential | Units | 0 | 0 | 0 | 0 | 0 | 0 | 0 | 0 | 0 | 0 | 0 | 0 | 0 | 0 | 0 | 0 | 0 | 0 | 0 | 0 | 0 | 0 | 0 | 0 | 0 | 0 | 0 | 0 | 0 | 0
F2_Residential_CZ1 - Single Family_New_Space Heating_Natural Gas_Boiler - Direct Fuel_Maximum Achievable Potential | F2 | Residential | CZ1 - Single Family | New | Space Heating | Natural Gas | Boiler - Direct Fuel | Maximum Achievable Potential | Usage (MMtherm) | 0 | 0 | 0 | 0 | 0 | 0 | 0 | 0 | 0 | 0 | 0 | 0 | 0 | 0 | 0 | 0 | 0 | 0 | 0 | 0 | 0 | 0 | 0 | 0 | 0 | 0 | 0 | 0 | 0 | 0
F3_Residential_CZ1 - Single Family_New_Space Heating_Natural Gas_Boiler - Direct Fuel_Maximum Achievable Potential | F3 | Residential | CZ1 - Single Family | New | Space Heating | Natural Gas | Boiler - Direct Fuel | Maximum Achievable Potential | Peak Demand (S) | 0 | 0 | 0 | 0 | 0 | 0 | 0 | 0 | 0 | 0 | 0 | 0 | 0 | 0 | 0 | 0 | 0 | 0 | 0 | 0 | 0 | 0 | 0 | 0 | 0 | 0 | 0 | 0 | 0 | 0
F4_Residential_CZ1 - Single Family_New_Space Heating_Natural Gas_Boiler - Direct Fuel_Maximum Achievable Potential | F4 | Residential | CZ1 - Single Family | New | Space Heating | Natural Gas | Boiler - Direct Fuel | Maximum Achievable Potential | Peak Demand (W) | 0 | 0 | 0 | 0 | 0 | 0 | 0 | 0 | 0 | 0 | 0 | 0 | 0 | 0 | 0 | 0 | 0 | 0 | 0 | 0 | 0 | 0 | 0 | 0 | 0 | 0 | 0 | 0 | 0 | 0
F5_Residential_CZ1 - Single Family_New_Space Heating_Natural Gas_Boiler - Direct Fuel_Maximum Achievable Potential | F5 | Residential | CZ1 - Single Family | New | Space Heating | Natural Gas | Boiler - Direct Fuel | Maximum Achievable Potential | Turnover | 0 | 0 | 0 | 0 | 0 | 0 | 0 | 0 | 0 | 0 | 0 | 0 | 0 | 0 | 0 | 0 | 0 | 0 | 0 | 0 | 0 | 0 | 0 | 0 | 0 | 0 | 0 | 0 | 0 | 0
F6_Residential_CZ1 - Single Family_New_Space Heating_Natural Gas_Boiler - Direct Fuel_Maximum Achievable Potential | F6 | Residential | CZ1 - Single Family | New | Space Heating | Natural Gas | Boiler - Direct Fuel | Maximum Achievable Potential | Avg. Replacement Usage | 0 | 0 | 0 | 0 | 0 | 0 | 0 | 0 | 0 | 0 | 0 | 0 | 0 | 0 | 0 | 0 | 0 | 0 | 0 | 0 | 0 | 0 | 0 | 0 | 0 | 0 | 0 | 0 | 0 | 0
F7_Residential_CZ1 - Single Family_New_Space Heating_Natural Gas_Boiler - Direct Fuel_Maximum Achievable Potential | F7 | Residential | CZ1 - Single Family | New | Space Heating | Natural Gas | Boiler - Direct Fuel | Maximum Achievable Potential | Avg. Replacement Demand (S) | 0 | 0 | 0 | 0 | 0 | 0 | 0 | 0 | 0 | 0 | 0 | 0 | 0 | 0 | 0 | 0 | 0 | 0 | 0 | 0 | 0 | 0 | 0 | 0 | 0 | 0 | 0 | 0 | 0 | 0
F8_Residential_CZ1 - Single Family_New_Space Heating_Natural Gas_Boiler - Direct Fuel_Maximum Achievable Potential | F8 | Residential | CZ1 - Single Family | New | Space Heating | Natural Gas | Boiler - Direct Fuel | Maximum Achievable Potential | Avg. Replacement Demand (W) | 0 | 0 | 0 | 0 | 0 | 0 | 0 | 0 | 0 | 0 | 0 | 0 | 0 | 0 | 0 | 0 | 0 | 0 | 0 | 0 | 0 | 0 | 0 | 0 | 0 | 0 | 0 | 0 | 0 | 0
F1_Residential_CZ1 - Single Family_New_Secondary Heating_Natural Gas_Fireplace_Maximum Achievable Potential | F1 | Residential | CZ1 - Single Family | New | Secondary Heating | Natural Gas | Fireplace | Maximum Achievable Potential | Units | 0 | 0 | 0 | 0 | 0 | 0 | 0 | 0 | 0 | 0 | 0 | 0 | 0 | 0 | 0 | 0 | 0 | 0 | 0 | 0 | 0 | 0 | 0 | 0 | 0 | 0 | 0 | 0 | 0 | 0
F2_Residential_CZ1 - Single Family_New_Secondary Heating_Natural Gas_Fireplace_Maximum Achievable Potential | F2 | Residential | CZ1 - Single Family | New | Secondary Heating | Natural Gas | Fireplace | Maximum Achievable Potential | Usage (MMtherm) | 0 | 0 | 0 | 0 | 0 | 0 | 0 | 0 | 0 | 0 | 0 | 0 | 0 | 0 | 0 | 0 | 0 | 0 | 0 | 0 | 0 | 0 | 0 | 0 | 0 | 0 | 0 | 0 | 0 | 0
F3_Residential_CZ1 - Single Family_New_Secondary Heating_Natural Gas_Fireplace_Maximum Achievable Potential | F3 | Residential | CZ1 - Single Family | New | Secondary Heating | Natural Gas | Fireplace | Maximum Achievable Potential | Peak Demand (S) | 0 | 0 | 0 | 0 | 0 | 0 | 0 | 0 | 0 | 0 | 0 | 0 | 0 | 0 | 0 | 0 | 0 | 0 | 0 | 0 | 0 | 0 | 0 | 0 | 0 | 0 | 0 | 0 | 0 | 0
F4_Residential_CZ1 - Single Family_New_Secondary Heating_Natural Gas_Fireplace_Maximum Achievable Potential | F4 | Residential | CZ1 - Single Family | New | Secondary Heating | Natural Gas | Fireplace | Maximum Achievable Potential | Peak Demand (W) | 0 | 0 | 0 | 0 | 0 | 0 | 0 | 0 | 0 | 0 | 0 | 0 | 0 | 0 | 0 | 0 | 0 | 0 | 0 | 0 | 0 | 0 | 0 | 0 | 0 | 0 | 0 | 0 | 0 | 0
F5_Residential_CZ1 - Single Family_New_Secondary Heating_Natural Gas_Fireplace_Maximum Achievable Potential | F5 | Residential | CZ1 - Single Family | New | Secondary Heating | Natural Gas | Fireplace | Maximum Achievable Potential | Turnover | 0 | 0 | 0 | 0 | 0 | 0 | 0 | 0 | 0 | 0 | 0 | 0 | 0 | 0 | 0 | 0 | 0 | 0 | 0 | 0 | 0 | 0 | 0 | 0 | 0 | 0 | 0 | 0 | 0 | 0
F6_Residential_CZ1 - Single Family_New_Secondary Heating_Natural Gas_Fireplace_Maximum Achievable Potential | F6 | Residential | CZ1 - Single Family | New | Secondary Heating | Natural Gas | Fireplace | Maximum Achievable Potential | Avg. Replacement Usage | 0 | 0 | 0 | 0 | 0 | 0 | 0 | 0 | 0 | 0 | 0 | 0 | 0 | 0 | 0 | 0 | 0 | 0 | 0 | 0 | 0 | 0 | 0 | 0 | 0 | 0 | 0 | 0 | 0 | 0
F7_Residential_CZ1 - Single Family_New_Secondary Heating_Natural Gas_Fireplace_Maximum Achievable Potential | F7 | Residential | CZ1 - Single Family | New | Secondary Heating | Natural Gas | Fireplace | Maximum Achievable Potential | Avg. Replacement Demand (S) | 0 | 0 | 0 | 0 | 0 | 0 | 0 | 0 | 0 | 0 | 0 | 0 | 0 | 0 | 0 | 0 | 0 | 0 | 0 | 0 | 0 | 0 | 0 | 0 | 0 | 0 | 0 | 0 | 0 | 0
F8_Residential_CZ1 - Single Family_New_Secondary Heating_Natural Gas_Fireplace_Maximum Achievable Potential | F8 | Residential | CZ1 - Single Family | New | Secondary Heating | Natural Gas | Fireplace | Maximum Achievable Potential | Avg. Replacement Demand (W) | 0 | 0 | 0 | 0 | 0 | 0 | 0 | 0 | 0 | 0 | 0 | 0 | 0 | 0 | 0 | 0 | 0 | 0 | 0 | 0 | 0 | 0 | 0 | 0 | 0 | 0 | 0 | 0 | 0 | 0
F1_Residential_CZ1 - Single Family_New_Water Heating_Natural Gas_Water Heater <= 55 gal._Maximum Achievable Potential | F1 | Residential | CZ1 - Single Family | New | Water Heating | Natural Gas | Water Heater <= 55 gal. | Maximum Achievable Potential | Units | 0 | 0 | 0 | 0 | 0 | 0 | 0 | 0 | 0 | 0 | 0 | 0 | 0 | 0 | 0 | 0 | 0 | 0 | 0 | 0 | 0 | 0 | 0 | 0 | 0 | 0 | 0 | 0 | 0 | 0
F2_Residential_CZ1 - Single Family_New_Water Heating_Natural Gas_Water Heater <= 55 gal._Maximum Achievable Potential | F2 | Residential | CZ1 - Single Family | New | Water Heating | Natural Gas | Water Heater <= 55 gal. | Maximum Achievable Potential | Usage (MMtherm) | 0 | 0 | 0 | 0 | 0 | 0 | 0 | 0 | 0 | 0 | 0 | 0 | 0 | 0 | 0 | 0 | 0 | 0 | 0 | 0 | 0 | 0 | 0 | 0 | 0 | 0 | 0 | 0 | 0 | 0
F3_Residential_CZ1 - Single Family_New_Water Heating_Natural Gas_Water Heater <= 55 gal._Maximum Achievable Potential | F3 | Residential | CZ1 - Single Family | New | Water Heating | Natural Gas | Water Heater <= 55 gal. | Maximum Achievable Potential | Peak Demand (S) | 0 | 0 | 0 | 0 | 0 | 0 | 0 | 0 | 0 | 0 | 0 | 0 | 0 | 0 | 0 | 0 | 0 | 0 | 0 | 0 | 0 | 0 | 0 | 0 | 0 | 0 | 0 | 0 | 0 | 0
F4_Residential_CZ1 - Single Family_New_Water Heating_Natural Gas_Water Heater <= 55 gal._Maximum Achievable Potential | F4 | Residential | CZ1 - Single Family | New | Water Heating | Natural Gas | Water Heater <= 55 gal. | Maximum Achievable Potential | Peak Demand (W) | 0 | 0 | 0 | 0 | 0 | 0 | 0 | 0 | 0 | 0 | 0 | 0 | 0 | 0 | 0 | 0 | 0 | 0 | 0 | 0 | 0 | 0 | 0 | 0 | 0 | 0 | 0 | 0 | 0 | 0
F5_Residential_CZ1 - Single Family_New_Water Heating_Natural Gas_Water Heater <= 55 gal._Maximum Achievable Potential | F5 | Residential | CZ1 - Single Family | New | Water Heating | Natural Gas | Water Heater <= 55 gal. | Maximum Achievable Potential | Turnover | 0 | 0 | 0 | 0 | 0 | 0 | 0 | 0 | 0 | 0 | 0 | 0 | 0 | 0 | 0 | 0 | 0 | 0 | 0 | 0 | 0 | 0 | 0 | 0 | 0 | 0 | 0 | 0 | 0 | 0
F6_Residential_CZ1 - Single Family_New_Water Heating_Natural Gas_Water Heater <= 55 gal._Maximum Achievable Potential | F6 | Residential | CZ1 - Single Family | New | Water Heating | Natural Gas | Water Heater <= 55 gal. | Maximum Achievable Potential | Avg. Replacement Usage | 0 | 0 | 0 | 0 | 0 | 0 | 0 | 0 | 0 | 0 | 0 | 0 | 0 | 0 | 0 | 0 | 0 | 0 | 0 | 0 | 0 | 0 | 0 | 0 | 0 | 0 | 0 | 0 | 0 | 0
F7_Residential_CZ1 - Single Family_New_Water Heating_Natural Gas_Water Heater <= 55 gal._Maximum Achievable Potential | F7 | Residential | CZ1 - Single Family | New | Water Heating | Natural Gas | Water Heater <= 55 gal. | Maximum Achievable Potential | Avg. Replacement Demand (S) | 0 | 0 | 0 | 0 | 0 | 0 | 0 | 0 | 0 | 0 | 0 | 0 | 0 | 0 | 0 | 0 | 0 | 0 | 0 | 0 | 0 | 0 | 0 | 0 | 0 | 0 | 0 | 0 | 0 | 0
F8_Residential_CZ1 - Single Family_New_Water Heating_Natural Gas_Water Heater <= 55 gal._Maximum Achievable Potential | F8 | Residential | CZ1 - Single Family | New | Water Heating | Natural Gas | Water Heater <= 55 gal. | Maximum Achievable Potential | Avg. Replacement Demand (W) | 0 | 0 | 0 | 0 | 0 | 0 | 0 | 0 | 0 | 0 | 0 | 0 | 0 | 0 | 0 | 0 | 0 | 0 | 0 | 0 | 0 | 0 | 0 | 0 | 0 | 0 | 0 | 0 | 0 | 0
F1_Residential_CZ1 - Single Family_New_Water Heating_Natural Gas_Water Heater > 55 gal._Maximum Achievable Potential | F1 | Residential | CZ1 - Single Family | New | Water Heating | Natural Gas | Water Heater > 55 gal. | Maximum Achievable Potential | Units | 0 | 0 | 0 | 0 | 0 | 0 | 0 | 0 | 0 | 0 | 0 | 0 | 0 | 0 | 0 | 0 | 0 | 0 | 0 | 0 | 0 | 0 | 0 | 0 | 0 | 0 | 0 | 0 | 0 | 0
F2_Residential_CZ1 - Single Family_New_Water Heating_Natural Gas_Water Heater > 55 gal._Maximum Achievable Potential | F2 | Residential | CZ1 - Single Family | New | Water Heating | Natural Gas | Water Heater > 55 gal. | Maximum Achievable Potential | Usage (MMtherm) | 0 | 0 | 0 | 0 | 0 | 0 | 0 | 0 | 0 | 0 | 0 | 0 | 0 | 0 | 0 | 0 | 0 | 0 | 0 | 0 | 0 | 0 | 0 | 0 | 0 | 0 | 0 | 0 | 0 | 0
F3_Residential_CZ1 - Single Family_New_Water Heating_Natural Gas_Water Heater > 55 gal._Maximum Achievable Potential | F3 | Residential | CZ1 - Single Family | New | Water Heating | Natural Gas | Water Heater > 55 gal. | Maximum Achievable Potential | Peak Demand (S) | 0 | 0 | 0 | 0 | 0 | 0 | 0 | 0 | 0 | 0 | 0 | 0 | 0 | 0 | 0 | 0 | 0 | 0 | 0 | 0 | 0 | 0 | 0 | 0 | 0 | 0 | 0 | 0 | 0 | 0
F4_Residential_CZ1 - Single Family_New_Water Heating_Natural Gas_Water Heater > 55 gal._Maximum Achievable Potential | F4 | Residential | CZ1 - Single Family | New | Water Heating | Natural Gas | Water Heater > 55 gal. | Maximum Achievable Potential | Peak Demand (W) | 0 | 0 | 0 | 0 | 0 | 0 | 0 | 0 | 0 | 0 | 0 | 0 | 0 | 0 | 0 | 0 | 0 | 0 | 0 | 0 | 0 | 0 | 0 | 0 | 0 | 0 | 0 | 0 | 0 | 0
F5_Residential_CZ1 - Single Family_New_Water Heating_Natural Gas_Water Heater > 55 gal._Maximum Achievable Potential | F5 | Residential | CZ1 - Single Family | New | Water Heating | Natural Gas | Water Heater > 55 gal. | Maximum Achievable Potential | Turnover | 0 | 0 | 0 | 0 | 0 | 0 | 0 | 0 | 0 | 0 | 0 | 0 | 0 | 0 | 0 | 0 | 0 | 0 | 0 | 0 | 0 | 0 | 0 | 0 | 0 | 0 | 0 | 0 | 0 | 0
F6_Residential_CZ1 - Single Family_New_Water Heating_Natural Gas_Water Heater > 55 gal._Maximum Achievable Potential | F6 | Residential | CZ1 - Single Family | New | Water Heating | Natural Gas | Water Heater > 55 gal. | Maximum Achievable Potential | Avg. Replacement Usage | 0 | 0 | 0 | 0 | 0 | 0 | 0 | 0 | 0 | 0 | 0 | 0 | 0 | 0 | 0 | 0 | 0 | 0 | 0 | 0 | 0 | 0 | 0 | 0 | 0 | 0 | 0 | 0 | 0 | 0
F7_Residential_CZ1 - Single Family_New_Water Heating_Natural Gas_Water Heater > 55 gal._Maximum Achievable Potential | F7 | Residential | CZ1 - Single Family | New | Water Heating | Natural Gas | Water Heater > 55 gal. | Maximum Achievable Potential | Avg. Replacement Demand (S) | 0 | 0 | 0 | 0 | 0 | 0 | 0 | 0 | 0 | 0 | 0 | 0 | 0 | 0 | 0 | 0 | 0 | 0 | 0 | 0 | 0 | 0 | 0 | 0 | 0 | 0 | 0 | 0 | 0 | 0
F8_Residential_CZ1 - Single Family_New_Water Heating_Natural Gas_Water Heater > 55 gal._Maximum Achievable Potential | F8 | Residential | CZ1 - Single Family | New | Water Heating | Natural Gas | Water Heater > 55 gal. | Maximum Achievable Potential | Avg. Replacement Demand (W) | 0 | 0 | 0 | 0 | 0 | 0 | 0 | 0 | 0 | 0 | 0 | 0 | 0 | 0 | 0 | 0 | 0 | 0 | 0 | 0 | 0 | 0 | 0 | 0 | 0 | 0 | 0 | 0 | 0 | 0
F1_Residential_CZ1 - Single Family_New_Appliances_Natural Gas_Clothes Dryer_Maximum Achievable Potential | F1 | Residential | CZ1 - Single Family | New | Appliances | Natural Gas | Clothes Dryer | Maximum Achievable Potential | Units | 0 | 0 | 0 | 0 | 0 | 0 | 0 | 0 | 0 | 0 | 0 | 0 | 0 | 0 | 0 | 0 | 0 | 0 | 0 | 0 | 0 | 0 | 0 | 0 | 0 | 0 | 0 | 0 | 0 | 0
F2_Residential_CZ1 - Single Family_New_Appliances_Natural Gas_Clothes Dryer_Maximum Achievable Potential | F2 | Residential | CZ1 - Single Family | New | Appliances | Natural Gas | Clothes Dryer | Maximum Achievable Potential | Usage (MMtherm) | 0 | 0 | 0 | 0 | 0 | 0 | 0 | 0 | 0 | 0 | 0 | 0 | 0 | 0 | 0 | 0 | 0 | 0 | 0 | 0 | 0 | 0 | 0 | 0 | 0 | 0 | 0 | 0 | 0 | 0
F3_Residential_CZ1 - Single Family_New_Appliances_Natural Gas_Clothes Dryer_Maximum Achievable Potential | F3 | Residential | CZ1 - Single Family | New | Appliances | Natural Gas | Clothes Dryer | Maximum Achievable Potential | Peak Demand (S) | 0 | 0 | 0 | 0 | 0 | 0 | 0 | 0 | 0 | 0 | 0 | 0 | 0 | 0 | 0 | 0 | 0 | 0 | 0 | 0 | 0 | 0 | 0 | 0 | 0 | 0 | 0 | 0 | 0 | 0
F4_Residential_CZ1 - Single Family_New_Appliances_Natural Gas_Clothes Dryer_Maximum Achievable Potential | F4 | Residential | CZ1 - Single Family | New | Appliances | Natural Gas | Clothes Dryer | Maximum Achievable Potential | Peak Demand (W) | 0 | 0 | 0 | 0 | 0 | 0 | 0 | 0 | 0 | 0 | 0 | 0 | 0 | 0 | 0 | 0 | 0 | 0 | 0 | 0 | 0 | 0 | 0 | 0 | 0 | 0 | 0 | 0 | 0 | 0
F5_Residential_CZ1 - Single Family_New_Appliances_Natural Gas_Clothes Dryer_Maximum Achievable Potential | F5 | Residential | CZ1 - Single Family | New | Appliances | Natural Gas | Clothes Dryer | Maximum Achievable Potential | Turnover | 0 | 0 | 0 | 0 | 0 | 0 | 0 | 0 | 0 | 0 | 0 | 0 | 0 | 0 | 0 | 0 | 0 | 0 | 0 | 0 | 0 | 0 | 0 | 0 | 0 | 0 | 0 | 0 | 0 | 0
F6_Residential_CZ1 - Single Family_New_Appliances_Natural Gas_Clothes Dryer_Maximum Achievable Potential | F6 | Residential | CZ1 - Single Family | New | Appliances | Natural Gas | Clothes Dryer | Maximum Achievable Potential | Avg. Replacement Usage | 0 | 0 | 0 | 0 | 0 | 0 | 0 | 0 | 0 | 0 | 0 | 0 | 0 | 0 | 0 | 0 | 0 | 0 | 0 | 0 | 0 | 0 | 0 | 0 | 0 | 0 | 0 | 0 | 0 | 0
F7_Residential_CZ1 - Single Family_New_Appliances_Natural Gas_Clothes Dryer_Maximum Achievable Potential | F7 | Residential | CZ1 - Single Family | New | Appliances | Natural Gas | Clothes Dryer | Maximum Achievable Potential | Avg. Replacement Demand (S) | 0 | 0 | 0 | 0 | 0 | 0 | 0 | 0 | 0 | 0 | 0 | 0 | 0 | 0 | 0 | 0 | 0 | 0 | 0 | 0 | 0 | 0 | 0 | 0 | 0 | 0 | 0 | 0 | 0 | 0
F8_Residential_CZ1 - Single Family_New_Appliances_Natural Gas_Clothes Dryer_Maximum Achievable Potential | F8 | Residential | CZ1 - Single Family | New | Appliances | Natural Gas | Clothes Dryer | Maximum Achievable Potential | Avg. Replacement Demand (W) | 0 | 0 | 0 | 0 | 0 | 0 | 0 | 0 | 0 | 0 | 0 | 0 | 0 | 0 | 0 | 0 | 0 | 0 | 0 | 0 | 0 | 0 | 0 | 0 | 0 | 0 | 0 | 0 | 0 | 0
F1_Residential_CZ1 - Single Family_New_Appliances_Natural Gas_Stove/Oven_Maximum Achievable Potential | F1 | Residential | CZ1 - Single Family | New | Appliances | Natural Gas | Stove/Oven | Maximum Achievable Potential | Units | 0 | 0 | 0 | 0 | 0 | 0 | 0 | 0 | 0 | 0 | 0 | 0 | 0 | 0 | 0 | 0 | 0 | 0 | 0 | 0 | 0 | 0 | 0 | 0 | 0 | 0 | 0 | 0 | 0 | 0
F2_Residential_CZ1 - Single Family_New_Appliances_Natural Gas_Stove/Oven_Maximum Achievable Potential | F2 | Residential | CZ1 - Single Family | New | Appliances | Natural Gas | Stove/Oven | Maximum Achievable Potential | Usage (MMtherm) | 0 | 0 | 0 | 0 | 0 | 0 | 0 | 0 | 0 | 0 | 0 | 0 | 0 | 0 | 0 | 0 | 0 | 0 | 0 | 0 | 0 | 0 | 0 | 0 | 0 | 0 | 0 | 0 | 0 | 0
F3_Residential_CZ1 - Single Family_New_Appliances_Natural Gas_Stove/Oven_Maximum Achievable Potential | F3 | Residential | CZ1 - Single Family | New | Appliances | Natural Gas | Stove/Oven | Maximum Achievable Potential | Peak Demand (S) | 0 | 0 | 0 | 0 | 0 | 0 | 0 | 0 | 0 | 0 | 0 | 0 | 0 | 0 | 0 | 0 | 0 | 0 | 0 | 0 | 0 | 0 | 0 | 0 | 0 | 0 | 0 | 0 | 0 | 0
F4_Residential_CZ1 - Single Family_New_Appliances_Natural Gas_Stove/Oven_Maximum Achievable Potential | F4 | Residential | CZ1 - Single Family | New | Appliances | Natural Gas | Stove/Oven | Maximum Achievable Potential | Peak Demand (W) | 0 | 0 | 0 | 0 | 0 | 0 | 0 | 0 | 0 | 0 | 0 | 0 | 0 | 0 | 0 | 0 | 0 | 0 | 0 | 0 | 0 | 0 | 0 | 0 | 0 | 0 | 0 | 0 | 0 | 0
F5_Residential_CZ1 - Single Family_New_Appliances_Natural Gas_Stove/Oven_Maximum Achievable Potential | F5 | Residential | CZ1 - Single Family | New | Appliances | Natural Gas | Stove/Oven | Maximum Achievable Potential | Turnover | 0 | 0 | 0 | 0 | 0 | 0 | 0 | 0 | 0 | 0 | 0 | 0 | 0 | 0 | 0 | 0 | 0 | 0 | 0 | 0 | 0 | 0 | 0 | 0 | 0 | 0 | 0 | 0 | 0 | 0
F6_Residential_CZ1 - Single Family_New_Appliances_Natural Gas_Stove/Oven_Maximum Achievable Potential | F6 | Residential | CZ1 - Single Family | New | Appliances | Natural Gas | Stove/Oven | Maximum Achievable Potential | Avg. Replacement Usage | 0 | 0 | 0 | 0 | 0 | 0 | 0 | 0 | 0 | 0 | 0 | 0 | 0 | 0 | 0 | 0 | 0 | 0 | 0 | 0 | 0 | 0 | 0 | 0 | 0 | 0 | 0 | 0 | 0 | 0
F7_Residential_CZ1 - Single Family_New_Appliances_Natural Gas_Stove/Oven_Maximum Achievable Potential | F7 | Residential | CZ1 - Single Family | New | Appliances | Natural Gas | Stove/Oven | Maximum Achievable Potential | Avg. Replacement Demand (S) | 0 | 0 | 0 | 0 | 0 | 0 | 0 | 0 | 0 | 0 | 0 | 0 | 0 | 0 | 0 | 0 | 0 | 0 | 0 | 0 | 0 | 0 | 0 | 0 | 0 | 0 | 0 | 0 | 0 | 0
F8_Residential_CZ1 - Single Family_New_Appliances_Natural Gas_Stove/Oven_Maximum Achievable Potential | F8 | Residential | CZ1 - Single Family | New | Appliances | Natural Gas | Stove/Oven | Maximum Achievable Potential | Avg. Replacement Demand (W) | 0 | 0 | 0 | 0 | 0 | 0 | 0 | 0 | 0 | 0 | 0 | 0 | 0 | 0 | 0 | 0 | 0 | 0 | 0 | 0 | 0 | 0 | 0 | 0 | 0 | 0 | 0 | 0 | 0 | 0
F1_Residential_CZ1 - Single Family_New_Miscellaneous_Natural Gas_Pool Heater_Maximum Achievable Potential | F1 | Residential | CZ1 - Single Family | New | Miscellaneous | Natural Gas | Pool Heater | Maximum Achievable Potential | Units | 0 | 0 | 0 | 0 | 0 | 0 | 0 | 0 | 0 | 0 | 0 | 0 | 0 | 0 | 0 | 0 | 0 | 0 | 0 | 0 | 0 | 0 | 0 | 0 | 0 | 0 | 0 | 0 | 0 | 0
F2_Residential_CZ1 - Single Family_New_Miscellaneous_Natural Gas_Pool Heater_Maximum Achievable Potential | F2 | Residential | CZ1 - Single Family | New | Miscellaneous | Natural Gas | Pool Heater | Maximum Achievable Potential | Usage (MMtherm) | 0 | 0 | 0 | 0 | 0 | 0 | 0 | 0 | 0 | 0 | 0 | 0 | 0 | 0 | 0 | 0 | 0 | 0 | 0 | 0 | 0 | 0 | 0 | 0 | 0 | 0 | 0 | 0 | 0 | 0
F3_Residential_CZ1 - Single Family_New_Miscellaneous_Natural Gas_Pool Heater_Maximum Achievable Potential | F3 | Residential | CZ1 - Single Family | New | Miscellaneous | Natural Gas | Pool Heater | Maximum Achievable Potential | Peak Demand (S) | 0 | 0 | 0 | 0 | 0 | 0 | 0 | 0 | 0 | 0 | 0 | 0 | 0 | 0 | 0 | 0 | 0 | 0 | 0 | 0 | 0 | 0 | 0 | 0 | 0 | 0 | 0 | 0 | 0 | 0
F4_Residential_CZ1 - Single Family_New_Miscellaneous_Natural Gas_Pool Heater_Maximum Achievable Potential | F4 | Residential | CZ1 - Single Family | New | Miscellaneous | Natural Gas | Pool Heater | Maximum Achievable Potential | Peak Demand (W) | 0 | 0 | 0 | 0 | 0 | 0 | 0 | 0 | 0 | 0 | 0 | 0 | 0 | 0 | 0 | 0 | 0 | 0 | 0 | 0 | 0 | 0 | 0 | 0 | 0 | 0 | 0 | 0 | 0 | 0
F5_Residential_CZ1 - Single Family_New_Miscellaneous_Natural Gas_Pool Heater_Maximum Achievable Potential | F5 | Residential | CZ1 - Single Family | New | Miscellaneous | Natural Gas | Pool Heater | Maximum Achievable Potential | Turnover | 0 | 0 | 0 | 0 | 0 | 0 | 0 | 0 | 0 | 0 | 0 | 0 | 0 | 0 | 0 | 0 | 0 | 0 | 0 | 0 | 0 | 0 | 0 | 0 | 0 | 0 | 0 | 0 | 0 | 0
F6_Residential_CZ1 - Single Family_New_Miscellaneous_Natural Gas_Pool Heater_Maximum Achievable Potential | F6 | Residential | CZ1 - Single Family | New | Miscellaneous | Natural Gas | Pool Heater | Maximum Achievable Potential | Avg. Replacement Usage | 0 | 0 | 0 | 0 | 0 | 0 | 0 | 0 | 0 | 0 | 0 | 0 | 0 | 0 | 0 | 0 | 0 | 0 | 0 | 0 | 0 | 0 | 0 | 0 | 0 | 0 | 0 | 0 | 0 | 0
F7_Residential_CZ1 - Single Family_New_Miscellaneous_Natural Gas_Pool Heater_Maximum Achievable Potential | F7 | Residential | CZ1 - Single Family | New | Miscellaneous | Natural Gas | Pool Heater | Maximum Achievable Potential | Avg. Replacement Demand (S) | 0 | 0 | 0 | 0 | 0 | 0 | 0 | 0 | 0 | 0 | 0 | 0 | 0 | 0 | 0 | 0 | 0 | 0 | 0 | 0 | 0 | 0 | 0 | 0 | 0 | 0 | 0 | 0 | 0 | 0
F8_Residential_CZ1 - Single Family_New_Miscellaneous_Natural Gas_Pool Heater_Maximum Achievable Potential | F8 | Residential | CZ1 - Single Family | New | Miscellaneous | Natural Gas | Pool Heater | Maximum Achievable Potential | Avg. Replacement Demand (W) | 0 | 0 | 0 | 0 | 0 | 0 | 0 | 0 | 0 | 0 | 0 | 0 | 0 | 0 | 0 | 0 | 0 | 0 | 0 | 0 | 0 | 0 | 0 | 0 | 0 | 0 | 0 | 0 | 0 | 0
F1_Residential_CZ1 - Single Family_New_Miscellaneous_Natural Gas_Miscellaneous_Maximum Achievable Potential | F1 | Residential | CZ1 - Single Family | New | Miscellaneous | Natural Gas | Miscellaneous | Maximum Achievable Potential | Units | 0 | 0 | 0 | 0 | 0 | 0 | 0 | 0 | 0 | 0 | 0 | 0 | 0 | 0 | 0 | 0 | 0 | 0 | 0 | 0 | 0 | 0 | 0 | 0 | 0 | 0 | 0 | 0 | 0 | 0
F2_Residential_CZ1 - Single Family_New_Miscellaneous_Natural Gas_Miscellaneous_Maximum Achievable Potential | F2 | Residential | CZ1 - Single Family | New | Miscellaneous | Natural Gas | Miscellaneous | Maximum Achievable Potential | Usage (MMtherm) | 0 | 0 | 0 | 0 | 0 | 0 | 0 | 0 | 0 | 0 | 0 | 0 | 0 | 0 | 0 | 0 | 0 | 0 | 0 | 0 | 0 | 0 | 0 | 0 | 0 | 0 | 0 | 0 | 0 | 0
F3_Residential_CZ1 - Single Family_New_Miscellaneous_Natural Gas_Miscellaneous_Maximum Achievable Potential | F3 | Residential | CZ1 - Single Family | New | Miscellaneous | Natural Gas | Miscellaneous | Maximum Achievable Potential | Peak Demand (S) | 0 | 0 | 0 | 0 | 0 | 0 | 0 | 0 | 0 | 0 | 0 | 0 | 0 | 0 | 0 | 0 | 0 | 0 | 0 | 0 | 0 | 0 | 0 | 0 | 0 | 0 | 0 | 0 | 0 | 0
F4_Residential_CZ1 - Single Family_New_Miscellaneous_Natural Gas_Miscellaneous_Maximum Achievable Potential | F4 | Residential | CZ1 - Single Family | New | Miscellaneous | Natural Gas | Miscellaneous | Maximum Achievable Potential | Peak Demand (W) | 0 | 0 | 0 | 0 | 0 | 0 | 0 | 0 | 0 | 0 | 0 | 0 | 0 | 0 | 0 | 0 | 0 | 0 | 0 | 0 | 0 | 0 | 0 | 0 | 0 | 0 | 0 | 0 | 0 | 0
F5_Residential_CZ1 - Single Family_New_Miscellaneous_Natural Gas_Miscellaneous_Maximum Achievable Potential | F5 | Residential | CZ1 - Single Family | New | Miscellaneous | Natural Gas | Miscellaneous | Maximum Achievable Potential | Turnover | 0 | 0 | 0 | 0 | 0 | 0 | 0 | 0 | 0 | 0 | 0 | 0 | 0 | 0 | 0 | 0 | 0 | 0 | 0 | 0 | 0 | 0 | 0 | 0 | 0 | 0 | 0 | 0 | 0 | 0
F6_Residential_CZ1 - Single Family_New_Miscellaneous_Natural Gas_Miscellaneous_Maximum Achievable Potential | F6 | Residential | CZ1 - Single Family | New | Miscellaneous | Natural Gas | Miscellaneous | Maximum Achievable Potential | Avg. Replacement Usage | 0 | 0 | 0 | 0 | 0 | 0 | 0 | 0 | 0 | 0 | 0 | 0 | 0 | 0 | 0 | 0 | 0 | 0 | 0 | 0 | 0 | 0 | 0 | 0 | 0 | 0 | 0 | 0 | 0 | 0
F7_Residential_CZ1 - Single Family_New_Miscellaneous_Natural Gas_Miscellaneous_Maximum Achievable Potential | F7 | Residential | CZ1 - Single Family | New | Miscellaneous | Natural Gas | Miscellaneous | Maximum Achievable Potential | Avg. Replacement Demand (S) | 0 | 0 | 0 | 0 | 0 | 0 | 0 | 0 | 0 | 0 | 0 | 0 | 0 | 0 | 0 | 0 | 0 | 0 | 0 | 0 | 0 | 0 | 0 | 0 | 0 | 0 | 0 | 0 | 0 | 0
F8_Residential_CZ1 - Single Family_New_Miscellaneous_Natural Gas_Miscellaneous_Maximum Achievable Potential | F8 | Residential | CZ1 - Single Family | New | Miscellaneous | Natural Gas | Miscellaneous | Maximum Achievable Potential | Avg. Replacement Demand (W) | 0 | 0 | 0 | 0 | 0 | 0 | 0 | 0 | 0 | 0 | 0 | 0 | 0 | 0 | 0 | 0 | 0 | 0 | 0 | 0 | 0 | 0 | 0 | 0 | 0 | 0 | 0 | 0 | 0 | 0
F1_Residential_CZ1 - Multi Family_Existing_Space Heating_Natural Gas_Furnace - Direct Fuel_Maximum Achievable Potential | F1 | Residential | CZ1 - Multi Family | Existing | Space Heating | Natural Gas | Furnace - Direct Fuel | Maximum Achievable Potential | Units | 0 | 0 | 0 | 0 | 0 | 0 | 0 | 0 | 0 | 0 | 0 | 0 | 0 | 0 | 0 | 0 | 0 | 0 | 0 | 0 | 0 | 0 | 0 | 0 | 0 | 0 | 0 | 0 | 0 | 0
F2_Residential_CZ1 - Multi Family_Existing_Space Heating_Natural Gas_Furnace - Direct Fuel_Maximum Achievable Potential | F2 | Residential | CZ1 - Multi Family | Existing | Space Heating | Natural Gas | Furnace - Direct Fuel | Maximum Achievable Potential | Usage (MMtherm) | 0 | 0 | 0 | 0 | 0 | 0 | 0 | 0 | 0 | 0 | 0 | 0 | 0 | 0 | 0 | 0 | 0 | 0 | 0 | 0 | 0 | 0 | 0 | 0 | 0 | 0 | 0 | 0 | 0 | 0
F3_Residential_CZ1 - Multi Family_Existing_Space Heating_Natural Gas_Furnace - Direct Fuel_Maximum Achievable Potential | F3 | Residential | CZ1 - Multi Family | Existing | Space Heating | Natural Gas | Furnace - Direct Fuel | Maximum Achievable Potential | Peak Demand (S) | 0 | 0 | 0 | 0 | 0 | 0 | 0 | 0 | 0 | 0 | 0 | 0 | 0 | 0 | 0 | 0 | 0 | 0 | 0 | 0 | 0 | 0 | 0 | 0 | 0 | 0 | 0 | 0 | 0 | 0
F4_Residential_CZ1 - Multi Family_Existing_Space Heating_Natural Gas_Furnace - Direct Fuel_Maximum Achievable Potential | F4 | Residential | CZ1 - Multi Family | Existing | Space Heating | Natural Gas | Furnace - Direct Fuel | Maximum Achievable Potential | Peak Demand (W) | 0 | 0 | 0 | 0 | 0 | 0 | 0 | 0 | 0 | 0 | 0 | 0 | 0 | 0 | 0 | 0 | 0 | 0 | 0 | 0 | 0 | 0 | 0 | 0 | 0 | 0 | 0 | 0 | 0 | 0
F5_Residential_CZ1 - Multi Family_Existing_Space Heating_Natural Gas_Furnace - Direct Fuel_Maximum Achievable Potential | F5 | Residential | CZ1 - Multi Family | Existing | Space Heating | Natural Gas | Furnace - Direct Fuel | Maximum Achievable Potential | Turnover | 0 | 0 | 0 | 0 | 0 | 0 | 0 | 0 | 0 | 0 | 0 | 0 | 0 | 0 | 0 | 0 | 0 | 0 | 0 | 0 | 0 | 0 | 0 | 0 | 0 | 0 | 0 | 0 | 0 | 0
F6_Residential_CZ1 - Multi Family_Existing_Space Heating_Natural Gas_Furnace - Direct Fuel_Maximum Achievable Potential | F6 | Residential | CZ1 - Multi Family | Existing | Space Heating | Natural Gas | Furnace - Direct Fuel | Maximum Achievable Potential | Avg. Replacement Usage | 0 | 0 | 0 | 0 | 0 | 0 | 0 | 0 | 0 | 0 | 0 | 0 | 0 | 0 | 0 | 0 | 0 | 0 | 0 | 0 | 0 | 0 | 0 | 0 | 0 | 0 | 0 | 0 | 0 | 0
F7_Residential_CZ1 - Multi Family_Existing_Space Heating_Natural Gas_Furnace - Direct Fuel_Maximum Achievable Potential | F7 | Residential | CZ1 - Multi Family | Existing | Space Heating | Natural Gas | Furnace - Direct Fuel | Maximum Achievable Potential | Avg. Replacement Demand (S) | 0 | 0 | 0 | 0 | 0 | 0 | 0 | 0 | 0 | 0 | 0 | 0 | 0 | 0 | 0 | 0 | 0 | 0 | 0 | 0 | 0 | 0 | 0 | 0 | 0 | 0 | 0 | 0 | 0 | 0
F8_Residential_CZ1 - Multi Family_Existing_Space Heating_Natural Gas_Furnace - Direct Fuel_Maximum Achievable Potential | F8 | Residential | CZ1 - Multi Family | Existing | Space Heating | Natural Gas | Furnace - Direct Fuel | Maximum Achievable Potential | Avg. Replacement Demand (W) | 0 | 0 | 0 | 0 | 0 | 0 | 0 | 0 | 0 | 0 | 0 | 0 | 0 | 0 | 0 | 0 | 0 | 0 | 0 | 0 | 0 | 0 | 0 | 0 | 0 | 0 | 0 | 0 | 0 | 0
F1_Residential_CZ1 - Multi Family_Existing_Space Heating_Natural Gas_Boiler - Direct Fuel_Maximum Achievable Potential | F1 | Residential | CZ1 - Multi Family | Existing | Space Heating | Natural Gas | Boiler - Direct Fuel | Maximum Achievable Potential | Units | 0 | 0 | 0 | 0 | 0 | 0 | 0 | 0 | 0 | 0 | 0 | 0 | 0 | 0 | 0 | 0 | 0 | 0 | 0 | 0 | 0 | 0 | 0 | 0 | 0 | 0 | 0 | 0 | 0 | 0
F2_Residential_CZ1 - Multi Family_Existing_Space Heating_Natural Gas_Boiler - Direct Fuel_Maximum Achievable Potential | F2 | Residential | CZ1 - Multi Family | Existing | Space Heating | Natural Gas | Boiler - Direct Fuel | Maximum Achievable Potential | Usage (MMtherm) | 0 | 0 | 0 | 0 | 0 | 0 | 0 | 0 | 0 | 0 | 0 | 0 | 0 | 0 | 0 | 0 | 0 | 0 | 0 | 0 | 0 | 0 | 0 | 0 | 0 | 0 | 0 | 0 | 0 | 0
F3_Residential_CZ1 - Multi Family_Existing_Space Heating_Natural Gas_Boiler - Direct Fuel_Maximum Achievable Potential | F3 | Residential | CZ1 - Multi Family | Existing | Space Heating | Natural Gas | Boiler - Direct Fuel | Maximum Achievable Potential | Peak Demand (S) | 0 | 0 | 0 | 0 | 0 | 0 | 0 | 0 | 0 | 0 | 0 | 0 | 0 | 0 | 0 | 0 | 0 | 0 | 0 | 0 | 0 | 0 | 0 | 0 | 0 | 0 | 0 | 0 | 0 | 0
F4_Residential_CZ1 - Multi Family_Existing_Space Heating_Natural Gas_Boiler - Direct Fuel_Maximum Achievable Potential | F4 | Residential | CZ1 - Multi Family | Existing | Space Heating | Natural Gas | Boiler - Direct Fuel | Maximum Achievable Potential | Peak Demand (W) | 0 | 0 | 0 | 0 | 0 | 0 | 0 | 0 | 0 | 0 | 0 | 0 | 0 | 0 | 0 | 0 | 0 | 0 | 0 | 0 | 0 | 0 | 0 | 0 | 0 | 0 | 0 | 0 | 0 | 0
F5_Residential_CZ1 - Multi Family_Existing_Space Heating_Natural Gas_Boiler - Direct Fuel_Maximum Achievable Potential | F5 | Residential | CZ1 - Multi Family | Existing | Space Heating | Natural Gas | Boiler - Direct Fuel | Maximum Achievable Potential | Turnover | 0 | 0 | 0 | 0 | 0 | 0 | 0 | 0 | 0 | 0 | 0 | 0 | 0 | 0 | 0 | 0 | 0 | 0 | 0 | 0 | 0 | 0 | 0 | 0 | 0 | 0 | 0 | 0 | 0 | 0
F6_Residential_CZ1 - Multi Family_Existing_Space Heating_Natural Gas_Boiler - Direct Fuel_Maximum Achievable Potential | F6 | Residential | CZ1 - Multi Family | Existing | Space Heating | Natural Gas | Boiler - Direct Fuel | Maximum Achievable Potential | Avg. Replacement Usage | 0 | 0 | 0 | 0 | 0 | 0 | 0 | 0 | 0 | 0 | 0 | 0 | 0 | 0 | 0 | 0 | 0 | 0 | 0 | 0 | 0 | 0 | 0 | 0 | 0 | 0 | 0 | 0 | 0 | 0
F7_Residential_CZ1 - Multi Family_Existing_Space Heating_Natural Gas_Boiler - Direct Fuel_Maximum Achievable Potential | F7 | Residential | CZ1 - Multi Family | Existing | Space Heating | Natural Gas | Boiler - Direct Fuel | Maximum Achievable Potential | Avg. Replacement Demand (S) | 0 | 0 | 0 | 0 | 0 | 0 | 0 | 0 | 0 | 0 | 0 | 0 | 0 | 0 | 0 | 0 | 0 | 0 | 0 | 0 | 0 | 0 | 0 | 0 | 0 | 0 | 0 | 0 | 0 | 0
F8_Residential_CZ1 - Multi Family_Existing_Space Heating_Natural Gas_Boiler - Direct Fuel_Maximum Achievable Potential | F8 | Residential | CZ1 - Multi Family | Existing | Space Heating | Natural Gas | Boiler - Direct Fuel | Maximum Achievable Potential | Avg. Replacement Demand (W) | 0 | 0 | 0 | 0 | 0 | 0 | 0 | 0 | 0 | 0 | 0 | 0 | 0 | 0 | 0 | 0 | 0 | 0 | 0 | 0 | 0 | 0 | 0 | 0 | 0 | 0 | 0 | 0 | 0 | 0
F1_Residential_CZ1 - Multi Family_Existing_Secondary Heating_Natural Gas_Fireplace_Maximum Achievable Potential | F1 | Residential | CZ1 - Multi Family | Existing | Secondary Heating | Natural Gas | Fireplace | Maximum Achievable Potential | Units | 0 | 0 | 0 | 0 | 0 | 0 | 0 | 0 | 0 | 0 | 0 | 0 | 0 | 0 | 0 | 0 | 0 | 0 | 0 | 0 | 0 | 0 | 0 | 0 | 0 | 0 | 0 | 0 | 0 | 0
F2_Residential_CZ1 - Multi Family_Existing_Secondary Heating_Natural Gas_Fireplace_Maximum Achievable Potential | F2 | Residential | CZ1 - Multi Family | Existing | Secondary Heating | Natural Gas | Fireplace | Maximum Achievable Potential | Usage (MMtherm) | 0 | 0 | 0 | 0 | 0 | 0 | 0 | 0 | 0 | 0 | 0 | 0 | 0 | 0 | 0 | 0 | 0 | 0 | 0 | 0 | 0 | 0 | 0 | 0 | 0 | 0 | 0 | 0 | 0 | 0
F3_Residential_CZ1 - Multi Family_Existing_Secondary Heating_Natural Gas_Fireplace_Maximum Achievable Potential | F3 | Residential | CZ1 - Multi Family | Existing | Secondary Heating | Natural Gas | Fireplace | Maximum Achievable Potential | Peak Demand (S) | 0 | 0 | 0 | 0 | 0 | 0 | 0 | 0 | 0 | 0 | 0 | 0 | 0 | 0 | 0 | 0 | 0 | 0 | 0 | 0 | 0 | 0 | 0 | 0 | 0 | 0 | 0 | 0 | 0 | 0
F4_Residential_CZ1 - Multi Family_Existing_Secondary Heating_Natural Gas_Fireplace_Maximum Achievable Potential | F4 | Residential | CZ1 - Multi Family | Existing | Secondary Heating | Natural Gas | Fireplace | Maximum Achievable Potential | Peak Demand (W) | 0 | 0 | 0 | 0 | 0 | 0 | 0 | 0 | 0 | 0 | 0 | 0 | 0 | 0 | 0 | 0 | 0 | 0 | 0 | 0 | 0 | 0 | 0 | 0 | 0 | 0 | 0 | 0 | 0 | 0
F5_Residential_CZ1 - Multi Family_Existing_Secondary Heating_Natural Gas_Fireplace_Maximum Achievable Potential | F5 | Residential | CZ1 - Multi Family | Existing | Secondary Heating | Natural Gas | Fireplace | Maximum Achievable Potential | Turnover | 0 | 0 | 0 | 0 | 0 | 0 | 0 | 0 | 0 | 0 | 0 | 0 | 0 | 0 | 0 | 0 | 0 | 0 | 0 | 0 | 0 | 0 | 0 | 0 | 0 | 0 | 0 | 0 | 0 | 0
F6_Residential_CZ1 - Multi Family_Existing_Secondary Heating_Natural Gas_Fireplace_Maximum Achievable Potential | F6 | Residential | CZ1 - Multi Family | Existing | Secondary Heating | Natural Gas | Fireplace | Maximum Achievable Potential | Avg. Replacement Usage | 0 | 0 | 0 | 0 | 0 | 0 | 0 | 0 | 0 | 0 | 0 | 0 | 0 | 0 | 0 | 0 | 0 | 0 | 0 | 0 | 0 | 0 | 0 | 0 | 0 | 0 | 0 | 0 | 0 | 0
F7_Residential_CZ1 - Multi Family_Existing_Secondary Heating_Natural Gas_Fireplace_Maximum Achievable Potential | F7 | Residential | CZ1 - Multi Family | Existing | Secondary Heating | Natural Gas | Fireplace | Maximum Achievable Potential | Avg. Replacement Demand (S) | 0 | 0 | 0 | 0 | 0 | 0 | 0 | 0 | 0 | 0 | 0 | 0 | 0 | 0 | 0 | 0 | 0 | 0 | 0 | 0 | 0 | 0 | 0 | 0 | 0 | 0 | 0 | 0 | 0 | 0
F8_Residential_CZ1 - Multi Family_Existing_Secondary Heating_Natural Gas_Fireplace_Maximum Achievable Potential | F8 | Residential | CZ1 - Multi Family | Existing | Secondary Heating | Natural Gas | Fireplace | Maximum Achievable Potential | Avg. Replacement Demand (W) | 0 | 0 | 0 | 0 | 0 | 0 | 0 | 0 | 0 | 0 | 0 | 0 | 0 | 0 | 0 | 0 | 0 | 0 | 0 | 0 | 0 | 0 | 0 | 0 | 0 | 0 | 0 | 0 | 0 | 0
F1_Residential_CZ1 - Multi Family_Existing_Water Heating_Natural Gas_Water Heater <= 55 gal._Maximum Achievable Potential | F1 | Residential | CZ1 - Multi Family | Existing | Water Heating | Natural Gas | Water Heater <= 55 gal. | Maximum Achievable Potential | Units | 0 | 0 | 0 | 0 | 0 | 0 | 0 | 0 | 0 | 0 | 0 | 0 | 0 | 0 | 0 | 0 | 0 | 0 | 0 | 0 | 0 | 0 | 0 | 0 | 0 | 0 | 0 | 0 | 0 | 0
F2_Residential_CZ1 - Multi Family_Existing_Water Heating_Natural Gas_Water Heater <= 55 gal._Maximum Achievable Potential | F2 | Residential | CZ1 - Multi Family | Existing | Water Heating | Natural Gas | Water Heater <= 55 gal. | Maximum Achievable Potential | Usage (MMtherm) | 0 | 0 | 0 | 0 | 0 | 0 | 0 | 0 | 0 | 0 | 0 | 0 | 0 | 0 | 0 | 0 | 0 | 0 | 0 | 0 | 0 | 0 | 0 | 0 | 0 | 0 | 0 | 0 | 0 | 0
F3_Residential_CZ1 - Multi Family_Existing_Water Heating_Natural Gas_Water Heater <= 55 gal._Maximum Achievable Potential | F3 | Residential | CZ1 - Multi Family | Existing | Water Heating | Natural Gas | Water Heater <= 55 gal. | Maximum Achievable Potential | Peak Demand (S) | 0 | 0 | 0 | 0 | 0 | 0 | 0 | 0 | 0 | 0 | 0 | 0 | 0 | 0 | 0 | 0 | 0 | 0 | 0 | 0 | 0 | 0 | 0 | 0 | 0 | 0 | 0 | 0 | 0 | 0
F4_Residential_CZ1 - Multi Family_Existing_Water Heating_Natural Gas_Water Heater <= 55 gal._Maximum Achievable Potential | F4 | Residential | CZ1 - Multi Family | Existing | Water Heating | Natural Gas | Water Heater <= 55 gal. | Maximum Achievable Potential | Peak Demand (W) | 0 | 0 | 0 | 0 | 0 | 0 | 0 | 0 | 0 | 0 | 0 | 0 | 0 | 0 | 0 | 0 | 0 | 0 | 0 | 0 | 0 | 0 | 0 | 0 | 0 | 0 | 0 | 0 | 0 | 0
F5_Residential_CZ1 - Multi Family_Existing_Water Heating_Natural Gas_Water Heater <= 55 gal._Maximum Achievable Potential | F5 | Residential | CZ1 - Multi Family | Existing | Water Heating | Natural Gas | Water Heater <= 55 gal. | Maximum Achievable Potential | Turnover | 0 | 0 | 0 | 0 | 0 | 0 | 0 | 0 | 0 | 0 | 0 | 0 | 0 | 0 | 0 | 0 | 0 | 0 | 0 | 0 | 0 | 0 | 0 | 0 | 0 | 0 | 0 | 0 | 0 | 0
F6_Residential_CZ1 - Multi Family_Existing_Water Heating_Natural Gas_Water Heater <= 55 gal._Maximum Achievable Potential | F6 | Residential | CZ1 - Multi Family | Existing | Water Heating | Natural Gas | Water Heater <= 55 gal. | Maximum Achievable Potential | Avg. Replacement Usage | 0 | 0 | 0 | 0 | 0 | 0 | 0 | 0 | 0 | 0 | 0 | 0 | 0 | 0 | 0 | 0 | 0 | 0 | 0 | 0 | 0 | 0 | 0 | 0 | 0 | 0 | 0 | 0 | 0 | 0
F7_Residential_CZ1 - Multi Family_Existing_Water Heating_Natural Gas_Water Heater <= 55 gal._Maximum Achievable Potential | F7 | Residential | CZ1 - Multi Family | Existing | Water Heating | Natural Gas | Water Heater <= 55 gal. | Maximum Achievable Potential | Avg. Replacement Demand (S) | 0 | 0 | 0 | 0 | 0 | 0 | 0 | 0 | 0 | 0 | 0 | 0 | 0 | 0 | 0 | 0 | 0 | 0 | 0 | 0 | 0 | 0 | 0 | 0 | 0 | 0 | 0 | 0 | 0 | 0
F8_Residential_CZ1 - Multi Family_Existing_Water Heating_Natural Gas_Water Heater <= 55 gal._Maximum Achievable Potential | F8 | Residential | CZ1 - Multi Family | Existing | Water Heating | Natural Gas | Water Heater <= 55 gal. | Maximum Achievable Potential | Avg. Replacement Demand (W) | 0 | 0 | 0 | 0 | 0 | 0 | 0 | 0 | 0 | 0 | 0 | 0 | 0 | 0 | 0 | 0 | 0 | 0 | 0 | 0 | 0 | 0 | 0 | 0 | 0 | 0 | 0 | 0 | 0 | 0
F1_Residential_CZ1 - Multi Family_Existing_Water Heating_Natural Gas_Water Heater > 55 gal._Maximum Achievable Potential | F1 | Residential | CZ1 - Multi Family | Existing | Water Heating | Natural Gas | Water Heater > 55 gal. | Maximum Achievable Potential | Units | 0 | 0 | 0 | 0 | 0 | 0 | 0 | 0 | 0 | 0 | 0 | 0 | 0 | 0 | 0 | 0 | 0 | 0 | 0 | 0 | 0 | 0 | 0 | 0 | 0 | 0 | 0 | 0 | 0 | 0
F2_Residential_CZ1 - Multi Family_Existing_Water Heating_Natural Gas_Water Heater > 55 gal._Maximum Achievable Potential | F2 | Residential | CZ1 - Multi Family | Existing | Water Heating | Natural Gas | Water Heater > 55 gal. | Maximum Achievable Potential | Usage (MMtherm) | 0 | 0 | 0 | 0 | 0 | 0 | 0 | 0 | 0 | 0 | 0 | 0 | 0 | 0 | 0 | 0 | 0 | 0 | 0 | 0 | 0 | 0 | 0 | 0 | 0 | 0 | 0 | 0 | 0 | 0
F3_Residential_CZ1 - Multi Family_Existing_Water Heating_Natural Gas_Water Heater > 55 gal._Maximum Achievable Potential | F3 | Residential | CZ1 - Multi Family | Existing | Water Heating | Natural Gas | Water Heater > 55 gal. | Maximum Achievable Potential | Peak Demand (S) | 0 | 0 | 0 | 0 | 0 | 0 | 0 | 0 | 0 | 0 | 0 | 0 | 0 | 0 | 0 | 0 | 0 | 0 | 0 | 0 | 0 | 0 | 0 | 0 | 0 | 0 | 0 | 0 | 0 | 0
F4_Residential_CZ1 - Multi Family_Existing_Water Heating_Natural Gas_Water Heater > 55 gal._Maximum Achievable Potential | F4 | Residential | CZ1 - Multi Family | Existing | Water Heating | Natural Gas | Water Heater > 55 gal. | Maximum Achievable Potential | Peak Demand (W) | 0 | 0 | 0 | 0 | 0 | 0 | 0 | 0 | 0 | 0 | 0 | 0 | 0 | 0 | 0 | 0 | 0 | 0 | 0 | 0 | 0 | 0 | 0 | 0 | 0 | 0 | 0 | 0 | 0 | 0
F5_Residential_CZ1 - Multi Family_Existing_Water Heating_Natural Gas_Water Heater > 55 gal._Maximum Achievable Potential | F5 | Residential | CZ1 - Multi Family | Existing | Water Heating | Natural Gas | Water Heater > 55 gal. | Maximum Achievable Potential | Turnover | 0 | 0 | 0 | 0 | 0 | 0 | 0 | 0 | 0 | 0 | 0 | 0 | 0 | 0 | 0 | 0 | 0 | 0 | 0 | 0 | 0 | 0 | 0 | 0 | 0 | 0 | 0 | 0 | 0 | 0
F6_Residential_CZ1 - Multi Family_Existing_Water Heating_Natural Gas_Water Heater > 55 gal._Maximum Achievable Potential | F6 | Residential | CZ1 - Multi Family | Existing | Water Heating | Natural Gas | Water Heater > 55 gal. | Maximum Achievable Potential | Avg. Replacement Usage | 0 | 0 | 0 | 0 | 0 | 0 | 0 | 0 | 0 | 0 | 0 | 0 | 0 | 0 | 0 | 0 | 0 | 0 | 0 | 0 | 0 | 0 | 0 | 0 | 0 | 0 | 0 | 0 | 0 | 0
F7_Residential_CZ1 - Multi Family_Existing_Water Heating_Natural Gas_Water Heater > 55 gal._Maximum Achievable Potential | F7 | Residential | CZ1 - Multi Family | Existing | Water Heating | Natural Gas | Water Heater > 55 gal. | Maximum Achievable Potential | Avg. Replacement Demand (S) | 0 | 0 | 0 | 0 | 0 | 0 | 0 | 0 | 0 | 0 | 0 | 0 | 0 | 0 | 0 | 0 | 0 | 0 | 0 | 0 | 0 | 0 | 0 | 0 | 0 | 0 | 0 | 0 | 0 | 0
F8_Residential_CZ1 - Multi Family_Existing_Water Heating_Natural Gas_Water Heater > 55 gal._Maximum Achievable Potential | F8 | Residential | CZ1 - Multi Family | Existing | Water Heating | Natural Gas | Water Heater > 55 gal. | Maximum Achievable Potential | Avg. Replacement Demand (W) | 0 | 0 | 0 | 0 | 0 | 0 | 0 | 0 | 0 | 0 | 0 | 0 | 0 | 0 | 0 | 0 | 0 | 0 | 0 | 0 | 0 | 0 | 0 | 0 | 0 | 0 | 0 | 0 | 0 | 0
F1_Residential_CZ1 - Multi Family_Existing_Appliances_Natural Gas_Clothes Dryer_Maximum Achievable Potential | F1 | Residential | CZ1 - Multi Family | Existing | Appliances | Natural Gas | Clothes Dryer | Maximum Achievable Potential | Units | 0 | 0 | 0 | 0 | 0 | 0 | 0 | 0 | 0 | 0 | 0 | 0 | 0 | 0 | 0 | 0 | 0 | 0 | 0 | 0 | 0 | 0 | 0 | 0 | 0 | 0 | 0 | 0 | 0 | 0
F2_Residential_CZ1 - Multi Family_Existing_Appliances_Natural Gas_Clothes Dryer_Maximum Achievable Potential | F2 | Residential | CZ1 - Multi Family | Existing | Appliances | Natural Gas | Clothes Dryer | Maximum Achievable Potential | Usage (MMtherm) | 0 | 0 | 0 | 0 | 0 | 0 | 0 | 0 | 0 | 0 | 0 | 0 | 0 | 0 | 0 | 0 | 0 | 0 | 0 | 0 | 0 | 0 | 0 | 0 | 0 | 0 | 0 | 0 | 0 | 0
F3_Residential_CZ1 - Multi Family_Existing_Appliances_Natural Gas_Clothes Dryer_Maximum Achievable Potential | F3 | Residential | CZ1 - Multi Family | Existing | Appliances | Natural Gas | Clothes Dryer | Maximum Achievable Potential | Peak Demand (S) | 0 | 0 | 0 | 0 | 0 | 0 | 0 | 0 | 0 | 0 | 0 | 0 | 0 | 0 | 0 | 0 | 0 | 0 | 0 | 0 | 0 | 0 | 0 | 0 | 0 | 0 | 0 | 0 | 0 | 0
F4_Residential_CZ1 - Multi Family_Existing_Appliances_Natural Gas_Clothes Dryer_Maximum Achievable Potential | F4 | Residential | CZ1 - Multi Family | Existing | Appliances | Natural Gas | Clothes Dryer | Maximum Achievable Potential | Peak Demand (W) | 0 | 0 | 0 | 0 | 0 | 0 | 0 | 0 | 0 | 0 | 0 | 0 | 0 | 0 | 0 | 0 | 0 | 0 | 0 | 0 | 0 | 0 | 0 | 0 | 0 | 0 | 0 | 0 | 0 | 0
F5_Residential_CZ1 - Multi Family_Existing_Appliances_Natural Gas_Clothes Dryer_Maximum Achievable Potential | F5 | Residential | CZ1 - Multi Family | Existing | Appliances | Natural Gas | Clothes Dryer | Maximum Achievable Potential | Turnover | 0 | 0 | 0 | 0 | 0 | 0 | 0 | 0 | 0 | 0 | 0 | 0 | 0 | 0 | 0 | 0 | 0 | 0 | 0 | 0 | 0 | 0 | 0 | 0 | 0 | 0 | 0 | 0 | 0 | 0
F6_Residential_CZ1 - Multi Family_Existing_Appliances_Natural Gas_Clothes Dryer_Maximum Achievable Potential | F6 | Residential | CZ1 - Multi Family | Existing | Appliances | Natural Gas | Clothes Dryer | Maximum Achievable Potential | Avg. Replacement Usage | 0 | 0 | 0 | 0 | 0 | 0 | 0 | 0 | 0 | 0 | 0 | 0 | 0 | 0 | 0 | 0 | 0 | 0 | 0 | 0 | 0 | 0 | 0 | 0 | 0 | 0 | 0 | 0 | 0 | 0
F7_Residential_CZ1 - Multi Family_Existing_Appliances_Natural Gas_Clothes Dryer_Maximum Achievable Potential | F7 | Residential | CZ1 - Multi Family | Existing | Appliances | Natural Gas | Clothes Dryer | Maximum Achievable Potential | Avg. Replacement Demand (S) | 0 | 0 | 0 | 0 | 0 | 0 | 0 | 0 | 0 | 0 | 0 | 0 | 0 | 0 | 0 | 0 | 0 | 0 | 0 | 0 | 0 | 0 | 0 | 0 | 0 | 0 | 0 | 0 | 0 | 0
F8_Residential_CZ1 - Multi Family_Existing_Appliances_Natural Gas_Clothes Dryer_Maximum Achievable Potential | F8 | Residential | CZ1 - Multi Family | Existing | Appliances | Natural Gas | Clothes Dryer | Maximum Achievable Potential | Avg. Replacement Demand (W) | 0 | 0 | 0 | 0 | 0 | 0 | 0 | 0 | 0 | 0 | 0 | 0 | 0 | 0 | 0 | 0 | 0 | 0 | 0 | 0 | 0 | 0 | 0 | 0 | 0 | 0 | 0 | 0 | 0 | 0
F1_Residential_CZ1 - Multi Family_Existing_Appliances_Natural Gas_Stove/Oven_Maximum Achievable Potential | F1 | Residential | CZ1 - Multi Family | Existing | Appliances | Natural Gas | Stove/Oven | Maximum Achievable Potential | Units | 0 | 0 | 0 | 0 | 0 | 0 | 0 | 0 | 0 | 0 | 0 | 0 | 0 | 0 | 0 | 0 | 0 | 0 | 0 | 0 | 0 | 0 | 0 | 0 | 0 | 0 | 0 | 0 | 0 | 0
F2_Residential_CZ1 - Multi Family_Existing_Appliances_Natural Gas_Stove/Oven_Maximum Achievable Potential | F2 | Residential | CZ1 - Multi Family | Existing | Appliances | Natural Gas | Stove/Oven | Maximum Achievable Potential | Usage (MMtherm) | 0 | 0 | 0 | 0 | 0 | 0 | 0 | 0 | 0 | 0 | 0 | 0 | 0 | 0 | 0 | 0 | 0 | 0 | 0 | 0 | 0 | 0 | 0 | 0 | 0 | 0 | 0 | 0 | 0 | 0
F3_Residential_CZ1 - Multi Family_Existing_Appliances_Natural Gas_Stove/Oven_Maximum Achievable Potential | F3 | Residential | CZ1 - Multi Family | Existing | Appliances | Natural Gas | Stove/Oven | Maximum Achievable Potential | Peak Demand (S) | 0 | 0 | 0 | 0 | 0 | 0 | 0 | 0 | 0 | 0 | 0 | 0 | 0 | 0 | 0 | 0 | 0 | 0 | 0 | 0 | 0 | 0 | 0 | 0 | 0 | 0 | 0 | 0 | 0 | 0
F4_Residential_CZ1 - Multi Family_Existing_Appliances_Natural Gas_Stove/Oven_Maximum Achievable Potential | F4 | Residential | CZ1 - Multi Family | Existing | Appliances | Natural Gas | Stove/Oven | Maximum Achievable Potential | Peak Demand (W) | 0 | 0 | 0 | 0 | 0 | 0 | 0 | 0 | 0 | 0 | 0 | 0 | 0 | 0 | 0 | 0 | 0 | 0 | 0 | 0 | 0 | 0 | 0 | 0 | 0 | 0 | 0 | 0 | 0 | 0
F5_Residential_CZ1 - Multi Family_Existing_Appliances_Natural Gas_Stove/Oven_Maximum Achievable Potential | F5 | Residential | CZ1 - Multi Family | Existing | Appliances | Natural Gas | Stove/Oven | Maximum Achievable Potential | Turnover | 0 | 0 | 0 | 0 | 0 | 0 | 0 | 0 | 0 | 0 | 0 | 0 | 0 | 0 | 0 | 0 | 0 | 0 | 0 | 0 | 0 | 0 | 0 | 0 | 0 | 0 | 0 | 0 | 0 | 0
F6_Residential_CZ1 - Multi Family_Existing_Appliances_Natural Gas_Stove/Oven_Maximum Achievable Potential | F6 | Residential | CZ1 - Multi Family | Existing | Appliances | Natural Gas | Stove/Oven | Maximum Achievable Potential | Avg. Replacement Usage | 0 | 0 | 0 | 0 | 0 | 0 | 0 | 0 | 0 | 0 | 0 | 0 | 0 | 0 | 0 | 0 | 0 | 0 | 0 | 0 | 0 | 0 | 0 | 0 | 0 | 0 | 0 | 0 | 0 | 0
F7_Residential_CZ1 - Multi Family_Existing_Appliances_Natural Gas_Stove/Oven_Maximum Achievable Potential | F7 | Residential | CZ1 - Multi Family | Existing | Appliances | Natural Gas | Stove/Oven | Maximum Achievable Potential | Avg. Replacement Demand (S) | 0 | 0 | 0 | 0 | 0 | 0 | 0 | 0 | 0 | 0 | 0 | 0 | 0 | 0 | 0 | 0 | 0 | 0 | 0 | 0 | 0 | 0 | 0 | 0 | 0 | 0 | 0 | 0 | 0 | 0
F8_Residential_CZ1 - Multi Family_Existing_Appliances_Natural Gas_Stove/Oven_Maximum Achievable Potential | F8 | Residential | CZ1 - Multi Family | Existing | Appliances | Natural Gas | Stove/Oven | Maximum Achievable Potential | Avg. Replacement Demand (W) | 0 | 0 | 0 | 0 | 0 | 0 | 0 | 0 | 0 | 0 | 0 | 0 | 0 | 0 | 0 | 0 | 0 | 0 | 0 | 0 | 0 | 0 | 0 | 0 | 0 | 0 | 0 | 0 | 0 | 0
F1_Residential_CZ1 - Multi Family_Existing_Miscellaneous_Natural Gas_Pool Heater_Maximum Achievable Potential | F1 | Residential | CZ1 - Multi Family | Existing | Miscellaneous | Natural Gas | Pool Heater | Maximum Achievable Potential | Units | 0 | 0 | 0 | 0 | 0 | 0 | 0 | 0 | 0 | 0 | 0 | 0 | 0 | 0 | 0 | 0 | 0 | 0 | 0 | 0 | 0 | 0 | 0 | 0 | 0 | 0 | 0 | 0 | 0 | 0
F2_Residential_CZ1 - Multi Family_Existing_Miscellaneous_Natural Gas_Pool Heater_Maximum Achievable Potential | F2 | Residential | CZ1 - Multi Family | Existing | Miscellaneous | Natural Gas | Pool Heater | Maximum Achievable Potential | Usage (MMtherm) | 0 | 0 | 0 | 0 | 0 | 0 | 0 | 0 | 0 | 0 | 0 | 0 | 0 | 0 | 0 | 0 | 0 | 0 | 0 | 0 | 0 | 0 | 0 | 0 | 0 | 0 | 0 | 0 | 0 | 0
F3_Residential_CZ1 - Multi Family_Existing_Miscellaneous_Natural Gas_Pool Heater_Maximum Achievable Potential | F3 | Residential | CZ1 - Multi Family | Existing | Miscellaneous | Natural Gas | Pool Heater | Maximum Achievable Potential | Peak Demand (S) | 0 | 0 | 0 | 0 | 0 | 0 | 0 | 0 | 0 | 0 | 0 | 0 | 0 | 0 | 0 | 0 | 0 | 0 | 0 | 0 | 0 | 0 | 0 | 0 | 0 | 0 | 0 | 0 | 0 | 0
F4_Residential_CZ1 - Multi Family_Existing_Miscellaneous_Natural Gas_Pool Heater_Maximum Achievable Potential | F4 | Residential | CZ1 - Multi Family | Existing | Miscellaneous | Natural Gas | Pool Heater | Maximum Achievable Potential | Peak Demand (W) | 0 | 0 | 0 | 0 | 0 | 0 | 0 | 0 | 0 | 0 | 0 | 0 | 0 | 0 | 0 | 0 | 0 | 0 | 0 | 0 | 0 | 0 | 0 | 0 | 0 | 0 | 0 | 0 | 0 | 0
F5_Residential_CZ1 - Multi Family_Existing_Miscellaneous_Natural Gas_Pool Heater_Maximum Achievable Potential | F5 | Residential | CZ1 - Multi Family | Existing | Miscellaneous | Natural Gas | Pool Heater | Maximum Achievable Potential | Turnover | 0 | 0 | 0 | 0 | 0 | 0 | 0 | 0 | 0 | 0 | 0 | 0 | 0 | 0 | 0 | 0 | 0 | 0 | 0 | 0 | 0 | 0 | 0 | 0 | 0 | 0 | 0 | 0 | 0 | 0
F6_Residential_CZ1 - Multi Family_Existing_Miscellaneous_Natural Gas_Pool Heater_Maximum Achievable Potential | F6 | Residential | CZ1 - Multi Family | Existing | Miscellaneous | Natural Gas | Pool Heater | Maximum Achievable Potential | Avg. Replacement Usage | 0 | 0 | 0 | 0 | 0 | 0 | 0 | 0 | 0 | 0 | 0 | 0 | 0 | 0 | 0 | 0 | 0 | 0 | 0 | 0 | 0 | 0 | 0 | 0 | 0 | 0 | 0 | 0 | 0 | 0
F7_Residential_CZ1 - Multi Family_Existing_Miscellaneous_Natural Gas_Pool Heater_Maximum Achievable Potential | F7 | Residential | CZ1 - Multi Family | Existing | Miscellaneous | Natural Gas | Pool Heater | Maximum Achievable Potential | Avg. Replacement Demand (S) | 0 | 0 | 0 | 0 | 0 | 0 | 0 | 0 | 0 | 0 | 0 | 0 | 0 | 0 | 0 | 0 | 0 | 0 | 0 | 0 | 0 | 0 | 0 | 0 | 0 | 0 | 0 | 0 | 0 | 0
F8_Residential_CZ1 - Multi Family_Existing_Miscellaneous_Natural Gas_Pool Heater_Maximum Achievable Potential | F8 | Residential | CZ1 - Multi Family | Existing | Miscellaneous | Natural Gas | Pool Heater | Maximum Achievable Potential | Avg. Replacement Demand (W) | 0 | 0 | 0 | 0 | 0 | 0 | 0 | 0 | 0 | 0 | 0 | 0 | 0 | 0 | 0 | 0 | 0 | 0 | 0 | 0 | 0 | 0 | 0 | 0 | 0 | 0 | 0 | 0 | 0 | 0
F1_Residential_CZ1 - Multi Family_Existing_Miscellaneous_Natural Gas_Miscellaneous_Maximum Achievable Potential | F1 | Residential | CZ1 - Multi Family | Existing | Miscellaneous | Natural Gas | Miscellaneous | Maximum Achievable Potential | Units | 0 | 0 | 0 | 0 | 0 | 0 | 0 | 0 | 0 | 0 | 0 | 0 | 0 | 0 | 0 | 0 | 0 | 0 | 0 | 0 | 0 | 0 | 0 | 0 | 0 | 0 | 0 | 0 | 0 | 0
F2_Residential_CZ1 - Multi Family_Existing_Miscellaneous_Natural Gas_Miscellaneous_Maximum Achievable Potential | F2 | Residential | CZ1 - Multi Family | Existing | Miscellaneous | Natural Gas | Miscellaneous | Maximum Achievable Potential | Usage (MMtherm) | 0 | 0 | 0 | 0 | 0 | 0 | 0 | 0 | 0 | 0 | 0 | 0 | 0 | 0 | 0 | 0 | 0 | 0 | 0 | 0 | 0 | 0 | 0 | 0 | 0 | 0 | 0 | 0 | 0 | 0
F3_Residential_CZ1 - Multi Family_Existing_Miscellaneous_Natural Gas_Miscellaneous_Maximum Achievable Potential | F3 | Residential | CZ1 - Multi Family | Existing | Miscellaneous | Natural Gas | Miscellaneous | Maximum Achievable Potential | Peak Demand (S) | 0 | 0 | 0 | 0 | 0 | 0 | 0 | 0 | 0 | 0 | 0 | 0 | 0 | 0 | 0 | 0 | 0 | 0 | 0 | 0 | 0 | 0 | 0 | 0 | 0 | 0 | 0 | 0 | 0 | 0
F4_Residential_CZ1 - Multi Family_Existing_Miscellaneous_Natural Gas_Miscellaneous_Maximum Achievable Potential | F4 | Residential | CZ1 - Multi Family | Existing | Miscellaneous | Natural Gas | Miscellaneous | Maximum Achievable Potential | Peak Demand (W) | 0 | 0 | 0 | 0 | 0 | 0 | 0 | 0 | 0 | 0 | 0 | 0 | 0 | 0 | 0 | 0 | 0 | 0 | 0 | 0 | 0 | 0 | 0 | 0 | 0 | 0 | 0 | 0 | 0 | 0
F5_Residential_CZ1 - Multi Family_Existing_Miscellaneous_Natural Gas_Miscellaneous_Maximum Achievable Potential | F5 | Residential | CZ1 - Multi Family | Existing | Miscellaneous | Natural Gas | Miscellaneous | Maximum Achievable Potential | Turnover | 0 | 0 | 0 | 0 | 0 | 0 | 0 | 0 | 0 | 0 | 0 | 0 | 0 | 0 | 0 | 0 | 0 | 0 | 0 | 0 | 0 | 0 | 0 | 0 | 0 | 0 | 0 | 0 | 0 | 0
F6_Residential_CZ1 - Multi Family_Existing_Miscellaneous_Natural Gas_Miscellaneous_Maximum Achievable Potential | F6 | Residential | CZ1 - Multi Family | Existing | Miscellaneous | Natural Gas | Miscellaneous | Maximum Achievable Potential | Avg. Replacement Usage | 0 | 0 | 0 | 0 | 0 | 0 | 0 | 0 | 0 | 0 | 0 | 0 | 0 | 0 | 0 | 0 | 0 | 0 | 0 | 0 | 0 | 0 | 0 | 0 | 0 | 0 | 0 | 0 | 0 | 0
F7_Residential_CZ1 - Multi Family_Existing_Miscellaneous_Natural Gas_Miscellaneous_Maximum Achievable Potential | F7 | Residential | CZ1 - Multi Family | Existing | Miscellaneous | Natural Gas | Miscellaneous | Maximum Achievable Potential | Avg. Replacement Demand (S) | 0 | 0 | 0 | 0 | 0 | 0 | 0 | 0 | 0 | 0 | 0 | 0 | 0 | 0 | 0 | 0 | 0 | 0 | 0 | 0 | 0 | 0 | 0 | 0 | 0 | 0 | 0 | 0 | 0 | 0
F8_Residential_CZ1 - Multi Family_Existing_Miscellaneous_Natural Gas_Miscellaneous_Maximum Achievable Potential | F8 | Residential | CZ1 - Multi Family | Existing | Miscellaneous | Natural Gas | Miscellaneous | Maximum Achievable Potential | Avg. Replacement Demand (W) | 0 | 0 | 0 | 0 | 0 | 0 | 0 | 0 | 0 | 0 | 0 | 0 | 0 | 0 | 0 | 0 | 0 | 0 | 0 | 0 | 0 | 0 | 0 | 0 | 0 | 0 | 0 | 0 | 0 | 0
F1_Residential_CZ1 - Multi Family_New_Space Heating_Natural Gas_Furnace - Direct Fuel_Maximum Achievable Potential | F1 | Residential | CZ1 - Multi Family | New | Space Heating | Natural Gas | Furnace - Direct Fuel | Maximum Achievable Potential | Units | 0 | 0 | 0 | 0 | 0 | 0 | 0 | 0 | 0 | 0 | 0 | 0 | 0 | 0 | 0 | 0 | 0 | 0 | 0 | 0 | 0 | 0 | 0 | 0 | 0 | 0 | 0 | 0 | 0 | 0
F2_Residential_CZ1 - Multi Family_New_Space Heating_Natural Gas_Furnace - Direct Fuel_Maximum Achievable Potential | F2 | Residential | CZ1 - Multi Family | New | Space Heating | Natural Gas | Furnace - Direct Fuel | Maximum Achievable Potential | Usage (MMtherm) | 0 | 0 | 0 | 0 | 0 | 0 | 0 | 0 | 0 | 0 | 0 | 0 | 0 | 0 | 0 | 0 | 0 | 0 | 0 | 0 | 0 | 0 | 0 | 0 | 0 | 0 | 0 | 0 | 0 | 0
F3_Residential_CZ1 - Multi Family_New_Space Heating_Natural Gas_Furnace - Direct Fuel_Maximum Achievable Potential | F3 | Residential | CZ1 - Multi Family | New | Space Heating | Natural Gas | Furnace - Direct Fuel | Maximum Achievable Potential | Peak Demand (S) | 0 | 0 | 0 | 0 | 0 | 0 | 0 | 0 | 0 | 0 | 0 | 0 | 0 | 0 | 0 | 0 | 0 | 0 | 0 | 0 | 0 | 0 | 0 | 0 | 0 | 0 | 0 | 0 | 0 | 0
F4_Residential_CZ1 - Multi Family_New_Space Heating_Natural Gas_Furnace - Direct Fuel_Maximum Achievable Potential | F4 | Residential | CZ1 - Multi Family | New | Space Heating | Natural Gas | Furnace - Direct Fuel | Maximum Achievable Potential | Peak Demand (W) | 0 | 0 | 0 | 0 | 0 | 0 | 0 | 0 | 0 | 0 | 0 | 0 | 0 | 0 | 0 | 0 | 0 | 0 | 0 | 0 | 0 | 0 | 0 | 0 | 0 | 0 | 0 | 0 | 0 | 0
F5_Residential_CZ1 - Multi Family_New_Space Heating_Natural Gas_Furnace - Direct Fuel_Maximum Achievable Potential | F5 | Residential | CZ1 - Multi Family | New | Space Heating | Natural Gas | Furnace - Direct Fuel | Maximum Achievable Potential | Turnover | 0 | 0 | 0 | 0 | 0 | 0 | 0 | 0 | 0 | 0 | 0 | 0 | 0 | 0 | 0 | 0 | 0 | 0 | 0 | 0 | 0 | 0 | 0 | 0 | 0 | 0 | 0 | 0 | 0 | 0
F6_Residential_CZ1 - Multi Family_New_Space Heating_Natural Gas_Furnace - Direct Fuel_Maximum Achievable Potential | F6 | Residential | CZ1 - Multi Family | New | Space Heating | Natural Gas | Furnace - Direct Fuel | Maximum Achievable Potential | Avg. Replacement Usage | 0 | 0 | 0 | 0 | 0 | 0 | 0 | 0 | 0 | 0 | 0 | 0 | 0 | 0 | 0 | 0 | 0 | 0 | 0 | 0 | 0 | 0 | 0 | 0 | 0 | 0 | 0 | 0 | 0 | 0
F7_Residential_CZ1 - Multi Family_New_Space Heating_Natural Gas_Furnace - Direct Fuel_Maximum Achievable Potential | F7 | Residential | CZ1 - Multi Family | New | Space Heating | Natural Gas | Furnace - Direct Fuel | Maximum Achievable Potential | Avg. Replacement Demand (S) | 0 | 0 | 0 | 0 | 0 | 0 | 0 | 0 | 0 | 0 | 0 | 0 | 0 | 0 | 0 | 0 | 0 | 0 | 0 | 0 | 0 | 0 | 0 | 0 | 0 | 0 | 0 | 0 | 0 | 0
F8_Residential_CZ1 - Multi Family_New_Space Heating_Natural Gas_Furnace - Direct Fuel_Maximum Achievable Potential | F8 | Residential | CZ1 - Multi Family | New | Space Heating | Natural Gas | Furnace - Direct Fuel | Maximum Achievable Potential | Avg. Replacement Demand (W) | 0 | 0 | 0 | 0 | 0 | 0 | 0 | 0 | 0 | 0 | 0 | 0 | 0 | 0 | 0 | 0 | 0 | 0 | 0 | 0 | 0 | 0 | 0 | 0 | 0 | 0 | 0 | 0 | 0 | 0
F1_Residential_CZ1 - Multi Family_New_Space Heating_Natural Gas_Boiler - Direct Fuel_Maximum Achievable Potential | F1 | Residential | CZ1 - Multi Family | New | Space Heating | Natural Gas | Boiler - Direct Fuel | Maximum Achievable Potential | Units | 0 | 0 | 0 | 0 | 0 | 0 | 0 | 0 | 0 | 0 | 0 | 0 | 0 | 0 | 0 | 0 | 0 | 0 | 0 | 0 | 0 | 0 | 0 | 0 | 0 | 0 | 0 | 0 | 0 | 0
F2_Residential_CZ1 - Multi Family_New_Space Heating_Natural Gas_Boiler - Direct Fuel_Maximum Achievable Potential | F2 | Residential | CZ1 - Multi Family | New | Space Heating | Natural Gas | Boiler - Direct Fuel | Maximum Achievable Potential | Usage (MMtherm) | 0 | 0 | 0 | 0 | 0 | 0 | 0 | 0 | 0 | 0 | 0 | 0 | 0 | 0 | 0 | 0 | 0 | 0 | 0 | 0 | 0 | 0 | 0 | 0 | 0 | 0 | 0 | 0 | 0 | 0
F3_Residential_CZ1 - Multi Family_New_Space Heating_Natural Gas_Boiler - Direct Fuel_Maximum Achievable Potential | F3 | Residential | CZ1 - Multi Family | New | Space Heating | Natural Gas | Boiler - Direct Fuel | Maximum Achievable Potential | Peak Demand (S) | 0 | 0 | 0 | 0 | 0 | 0 | 0 | 0 | 0 | 0 | 0 | 0 | 0 | 0 | 0 | 0 | 0 | 0 | 0 | 0 | 0 | 0 | 0 | 0 | 0 | 0 | 0 | 0 | 0 | 0
F4_Residential_CZ1 - Multi Family_New_Space Heating_Natural Gas_Boiler - Direct Fuel_Maximum Achievable Potential | F4 | Residential | CZ1 - Multi Family | New | Space Heating | Natural Gas | Boiler - Direct Fuel | Maximum Achievable Potential | Peak Demand (W) | 0 | 0 | 0 | 0 | 0 | 0 | 0 | 0 | 0 | 0 | 0 | 0 | 0 | 0 | 0 | 0 | 0 | 0 | 0 | 0 | 0 | 0 | 0 | 0 | 0 | 0 | 0 | 0 | 0 | 0
F5_Residential_CZ1 - Multi Family_New_Space Heating_Natural Gas_Boiler - Direct Fuel_Maximum Achievable Potential | F5 | Residential | CZ1 - Multi Family | New | Space Heating | Natural Gas | Boiler - Direct Fuel | Maximum Achievable Potential | Turnover | 0 | 0 | 0 | 0 | 0 | 0 | 0 | 0 | 0 | 0 | 0 | 0 | 0 | 0 | 0 | 0 | 0 | 0 | 0 | 0 | 0 | 0 | 0 | 0 | 0 | 0 | 0 | 0 | 0 | 0
F6_Residential_CZ1 - Multi Family_New_Space Heating_Natural Gas_Boiler - Direct Fuel_Maximum Achievable Potential | F6 | Residential | CZ1 - Multi Family | New | Space Heating | Natural Gas | Boiler - Direct Fuel | Maximum Achievable Potential | Avg. Replacement Usage | 0 | 0 | 0 | 0 | 0 | 0 | 0 | 0 | 0 | 0 | 0 | 0 | 0 | 0 | 0 | 0 | 0 | 0 | 0 | 0 | 0 | 0 | 0 | 0 | 0 | 0 | 0 | 0 | 0 | 0
F7_Residential_CZ1 - Multi Family_New_Space Heating_Natural Gas_Boiler - Direct Fuel_Maximum Achievable Potential | F7 | Residential | CZ1 - Multi Family | New | Space Heating | Natural Gas | Boiler - Direct Fuel | Maximum Achievable Potential | Avg. Replacement Demand (S) | 0 | 0 | 0 | 0 | 0 | 0 | 0 | 0 | 0 | 0 | 0 | 0 | 0 | 0 | 0 | 0 | 0 | 0 | 0 | 0 | 0 | 0 | 0 | 0 | 0 | 0 | 0 | 0 | 0 | 0
F8_Residential_CZ1 - Multi Family_New_Space Heating_Natural Gas_Boiler - Direct Fuel_Maximum Achievable Potential | F8 | Residential | CZ1 - Multi Family | New | Space Heating | Natural Gas | Boiler - Direct Fuel | Maximum Achievable Potential | Avg. Replacement Demand (W) | 0 | 0 | 0 | 0 | 0 | 0 | 0 | 0 | 0 | 0 | 0 | 0 | 0 | 0 | 0 | 0 | 0 | 0 | 0 | 0 | 0 | 0 | 0 | 0 | 0 | 0 | 0 | 0 | 0 | 0
F1_Residential_CZ1 - Multi Family_New_Secondary Heating_Natural Gas_Fireplace_Maximum Achievable Potential | F1 | Residential | CZ1 - Multi Family | New | Secondary Heating | Natural Gas | Fireplace | Maximum Achievable Potential | Units | 0 | 0 | 0 | 0 | 0 | 0 | 0 | 0 | 0 | 0 | 0 | 0 | 0 | 0 | 0 | 0 | 0 | 0 | 0 | 0 | 0 | 0 | 0 | 0 | 0 | 0 | 0 | 0 | 0 | 0
F2_Residential_CZ1 - Multi Family_New_Secondary Heating_Natural Gas_Fireplace_Maximum Achievable Potential | F2 | Residential | CZ1 - Multi Family | New | Secondary Heating | Natural Gas | Fireplace | Maximum Achievable Potential | Usage (MMtherm) | 0 | 0 | 0 | 0 | 0 | 0 | 0 | 0 | 0 | 0 | 0 | 0 | 0 | 0 | 0 | 0 | 0 | 0 | 0 | 0 | 0 | 0 | 0 | 0 | 0 | 0 | 0 | 0 | 0 | 0
F3_Residential_CZ1 - Multi Family_New_Secondary Heating_Natural Gas_Fireplace_Maximum Achievable Potential | F3 | Residential | CZ1 - Multi Family | New | Secondary Heating | Natural Gas | Fireplace | Maximum Achievable Potential | Peak Demand (S) | 0 | 0 | 0 | 0 | 0 | 0 | 0 | 0 | 0 | 0 | 0 | 0 | 0 | 0 | 0 | 0 | 0 | 0 | 0 | 0 | 0 | 0 | 0 | 0 | 0 | 0 | 0 | 0 | 0 | 0
F4_Residential_CZ1 - Multi Family_New_Secondary Heating_Natural Gas_Fireplace_Maximum Achievable Potential | F4 | Residential | CZ1 - Multi Family | New | Secondary Heating | Natural Gas | Fireplace | Maximum Achievable Potential | Peak Demand (W) | 0 | 0 | 0 | 0 | 0 | 0 | 0 | 0 | 0 | 0 | 0 | 0 | 0 | 0 | 0 | 0 | 0 | 0 | 0 | 0 | 0 | 0 | 0 | 0 | 0 | 0 | 0 | 0 | 0 | 0
F5_Residential_CZ1 - Multi Family_New_Secondary Heating_Natural Gas_Fireplace_Maximum Achievable Potential | F5 | Residential | CZ1 - Multi Family | New | Secondary Heating | Natural Gas | Fireplace | Maximum Achievable Potential | Turnover | 0 | 0 | 0 | 0 | 0 | 0 | 0 | 0 | 0 | 0 | 0 | 0 | 0 | 0 | 0 | 0 | 0 | 0 | 0 | 0 | 0 | 0 | 0 | 0 | 0 | 0 | 0 | 0 | 0 | 0
F6_Residential_CZ1 - Multi Family_New_Secondary Heating_Natural Gas_Fireplace_Maximum Achievable Potential | F6 | Residential | CZ1 - Multi Family | New | Secondary Heating | Natural Gas | Fireplace | Maximum Achievable Potential | Avg. Replacement Usage | 0 | 0 | 0 | 0 | 0 | 0 | 0 | 0 | 0 | 0 | 0 | 0 | 0 | 0 | 0 | 0 | 0 | 0 | 0 | 0 | 0 | 0 | 0 | 0 | 0 | 0 | 0 | 0 | 0 | 0
F7_Residential_CZ1 - Multi Family_New_Secondary Heating_Natural Gas_Fireplace_Maximum Achievable Potential | F7 | Residential | CZ1 - Multi Family | New | Secondary Heating | Natural Gas | Fireplace | Maximum Achievable Potential | Avg. Replacement Demand (S) | 0 | 0 | 0 | 0 | 0 | 0 | 0 | 0 | 0 | 0 | 0 | 0 | 0 | 0 | 0 | 0 | 0 | 0 | 0 | 0 | 0 | 0 | 0 | 0 | 0 | 0 | 0 | 0 | 0 | 0
F8_Residential_CZ1 - Multi Family_New_Secondary Heating_Natural Gas_Fireplace_Maximum Achievable Potential | F8 | Residential | CZ1 - Multi Family | New | Secondary Heating | Natural Gas | Fireplace | Maximum Achievable Potential | Avg. Replacement Demand (W) | 0 | 0 | 0 | 0 | 0 | 0 | 0 | 0 | 0 | 0 | 0 | 0 | 0 | 0 | 0 | 0 | 0 | 0 | 0 | 0 | 0 | 0 | 0 | 0 | 0 | 0 | 0 | 0 | 0 | 0
F1_Residential_CZ1 - Multi Family_New_Water Heating_Natural Gas_Water Heater <= 55 gal._Maximum Achievable Potential | F1 | Residential | CZ1 - Multi Family | New | Water Heating | Natural Gas | Water Heater <= 55 gal. | Maximum Achievable Potential | Units | 0 | 0 | 0 | 0 | 0 | 0 | 0 | 0 | 0 | 0 | 0 | 0 | 0 | 0 | 0 | 0 | 0 | 0 | 0 | 0 | 0 | 0 | 0 | 0 | 0 | 0 | 0 | 0 | 0 | 0
F2_Residential_CZ1 - Multi Family_New_Water Heating_Natural Gas_Water Heater <= 55 gal._Maximum Achievable Potential | F2 | Residential | CZ1 - Multi Family | New | Water Heating | Natural Gas | Water Heater <= 55 gal. | Maximum Achievable Potential | Usage (MMtherm) | 0 | 0 | 0 | 0 | 0 | 0 | 0 | 0 | 0 | 0 | 0 | 0 | 0 | 0 | 0 | 0 | 0 | 0 | 0 | 0 | 0 | 0 | 0 | 0 | 0 | 0 | 0 | 0 | 0 | 0
F3_Residential_CZ1 - Multi Family_New_Water Heating_Natural Gas_Water Heater <= 55 gal._Maximum Achievable Potential | F3 | Residential | CZ1 - Multi Family | New | Water Heating | Natural Gas | Water Heater <= 55 gal. | Maximum Achievable Potential | Peak Demand (S) | 0 | 0 | 0 | 0 | 0 | 0 | 0 | 0 | 0 | 0 | 0 | 0 | 0 | 0 | 0 | 0 | 0 | 0 | 0 | 0 | 0 | 0 | 0 | 0 | 0 | 0 | 0 | 0 | 0 | 0
F4_Residential_CZ1 - Multi Family_New_Water Heating_Natural Gas_Water Heater <= 55 gal._Maximum Achievable Potential | F4 | Residential | CZ1 - Multi Family | New | Water Heating | Natural Gas | Water Heater <= 55 gal. | Maximum Achievable Potential | Peak Demand (W) | 0 | 0 | 0 | 0 | 0 | 0 | 0 | 0 | 0 | 0 | 0 | 0 | 0 | 0 | 0 | 0 | 0 | 0 | 0 | 0 | 0 | 0 | 0 | 0 | 0 | 0 | 0 | 0 | 0 | 0
F5_Residential_CZ1 - Multi Family_New_Water Heating_Natural Gas_Water Heater <= 55 gal._Maximum Achievable Potential | F5 | Residential | CZ1 - Multi Family | New | Water Heating | Natural Gas | Water Heater <= 55 gal. | Maximum Achievable Potential | Turnover | 0 | 0 | 0 | 0 | 0 | 0 | 0 | 0 | 0 | 0 | 0 | 0 | 0 | 0 | 0 | 0 | 0 | 0 | 0 | 0 | 0 | 0 | 0 | 0 | 0 | 0 | 0 | 0 | 0 | 0
F6_Residential_CZ1 - Multi Family_New_Water Heating_Natural Gas_Water Heater <= 55 gal._Maximum Achievable Potential | F6 | Residential | CZ1 - Multi Family | New | Water Heating | Natural Gas | Water Heater <= 55 gal. | Maximum Achievable Potential | Avg. Replacement Usage | 0 | 0 | 0 | 0 | 0 | 0 | 0 | 0 | 0 | 0 | 0 | 0 | 0 | 0 | 0 | 0 | 0 | 0 | 0 | 0 | 0 | 0 | 0 | 0 | 0 | 0 | 0 | 0 | 0 | 0
F7_Residential_CZ1 - Multi Family_New_Water Heating_Natural Gas_Water Heater <= 55 gal._Maximum Achievable Potential | F7 | Residential | CZ1 - Multi Family | New | Water Heating | Natural Gas | Water Heater <= 55 gal. | Maximum Achievable Potential | Avg. Replacement Demand (S) | 0 | 0 | 0 | 0 | 0 | 0 | 0 | 0 | 0 | 0 | 0 | 0 | 0 | 0 | 0 | 0 | 0 | 0 | 0 | 0 | 0 | 0 | 0 | 0 | 0 | 0 | 0 | 0 | 0 | 0
F8_Residential_CZ1 - Multi Family_New_Water Heating_Natural Gas_Water Heater <= 55 gal._Maximum Achievable Potential | F8 | Residential | CZ1 - Multi Family | New | Water Heating | Natural Gas | Water Heater <= 55 gal. | Maximum Achievable Potential | Avg. Replacement Demand (W) | 0 | 0 | 0 | 0 | 0 | 0 | 0 | 0 | 0 | 0 | 0 | 0 | 0 | 0 | 0 | 0 | 0 | 0 | 0 | 0 | 0 | 0 | 0 | 0 | 0 | 0 | 0 | 0 | 0 | 0
F1_Residential_CZ1 - Multi Family_New_Water Heating_Natural Gas_Water Heater > 55 gal._Maximum Achievable Potential | F1 | Residential | CZ1 - Multi Family | New | Water Heating | Natural Gas | Water Heater > 55 gal. | Maximum Achievable Potential | Units | 0 | 0 | 0 | 0 | 0 | 0 | 0 | 0 | 0 | 0 | 0 | 0 | 0 | 0 | 0 | 0 | 0 | 0 | 0 | 0 | 0 | 0 | 0 | 0 | 0 | 0 | 0 | 0 | 0 | 0
F2_Residential_CZ1 - Multi Family_New_Water Heating_Natural Gas_Water Heater > 55 gal._Maximum Achievable Potential | F2 | Residential | CZ1 - Multi Family | New | Water Heating | Natural Gas | Water Heater > 55 gal. | Maximum Achievable Potential | Usage (MMtherm) | 0 | 0 | 0 | 0 | 0 | 0 | 0 | 0 | 0 | 0 | 0 | 0 | 0 | 0 | 0 | 0 | 0 | 0 | 0 | 0 | 0 | 0 | 0 | 0 | 0 | 0 | 0 | 0 | 0 | 0
F3_Residential_CZ1 - Multi Family_New_Water Heating_Natural Gas_Water Heater > 55 gal._Maximum Achievable Potential | F3 | Residential | CZ1 - Multi Family | New | Water Heating | Natural Gas | Water Heater > 55 gal. | Maximum Achievable Potential | Peak Demand (S) | 0 | 0 | 0 | 0 | 0 | 0 | 0 | 0 | 0 | 0 | 0 | 0 | 0 | 0 | 0 | 0 | 0 | 0 | 0 | 0 | 0 | 0 | 0 | 0 | 0 | 0 | 0 | 0 | 0 | 0
F4_Residential_CZ1 - Multi Family_New_Water Heating_Natural Gas_Water Heater > 55 gal._Maximum Achievable Potential | F4 | Residential | CZ1 - Multi Family | New | Water Heating | Natural Gas | Water Heater > 55 gal. | Maximum Achievable Potential | Peak Demand (W) | 0 | 0 | 0 | 0 | 0 | 0 | 0 | 0 | 0 | 0 | 0 | 0 | 0 | 0 | 0 | 0 | 0 | 0 | 0 | 0 | 0 | 0 | 0 | 0 | 0 | 0 | 0 | 0 | 0 | 0
F5_Residential_CZ1 - Multi Family_New_Water Heating_Natural Gas_Water Heater > 55 gal._Maximum Achievable Potential | F5 | Residential | CZ1 - Multi Family | New | Water Heating | Natural Gas | Water Heater > 55 gal. | Maximum Achievable Potential | Turnover | 0 | 0 | 0 | 0 | 0 | 0 | 0 | 0 | 0 | 0 | 0 | 0 | 0 | 0 | 0 | 0 | 0 | 0 | 0 | 0 | 0 | 0 | 0 | 0 | 0 | 0 | 0 | 0 | 0 | 0
F6_Residential_CZ1 - Multi Family_New_Water Heating_Natural Gas_Water Heater > 55 gal._Maximum Achievable Potential | F6 | Residential | CZ1 - Multi Family | New | Water Heating | Natural Gas | Water Heater > 55 gal. | Maximum Achievable Potential | Avg. Replacement Usage | 0 | 0 | 0 | 0 | 0 | 0 | 0 | 0 | 0 | 0 | 0 | 0 | 0 | 0 | 0 | 0 | 0 | 0 | 0 | 0 | 0 | 0 | 0 | 0 | 0 | 0 | 0 | 0 | 0 | 0
F7_Residential_CZ1 - Multi Family_New_Water Heating_Natural Gas_Water Heater > 55 gal._Maximum Achievable Potential | F7 | Residential | CZ1 - Multi Family | New | Water Heating | Natural Gas | Water Heater > 55 gal. | Maximum Achievable Potential | Avg. Replacement Demand (S) | 0 | 0 | 0 | 0 | 0 | 0 | 0 | 0 | 0 | 0 | 0 | 0 | 0 | 0 | 0 | 0 | 0 | 0 | 0 | 0 | 0 | 0 | 0 | 0 | 0 | 0 | 0 | 0 | 0 | 0
F8_Residential_CZ1 - Multi Family_New_Water Heating_Natural Gas_Water Heater > 55 gal._Maximum Achievable Potential | F8 | Residential | CZ1 - Multi Family | New | Water Heating | Natural Gas | Water Heater > 55 gal. | Maximum Achievable Potential | Avg. Replacement Demand (W) | 0 | 0 | 0 | 0 | 0 | 0 | 0 | 0 | 0 | 0 | 0 | 0 | 0 | 0 | 0 | 0 | 0 | 0 | 0 | 0 | 0 | 0 | 0 | 0 | 0 | 0 | 0 | 0 | 0 | 0
F1_Residential_CZ1 - Multi Family_New_Appliances_Natural Gas_Clothes Dryer_Maximum Achievable Potential | F1 | Residential | CZ1 - Multi Family | New | Appliances | Natural Gas | Clothes Dryer | Maximum Achievable Potential | Units | 0 | 0 | 0 | 0 | 0 | 0 | 0 | 0 | 0 | 0 | 0 | 0 | 0 | 0 | 0 | 0 | 0 | 0 | 0 | 0 | 0 | 0 | 0 | 0 | 0 | 0 | 0 | 0 | 0 | 0
F2_Residential_CZ1 - Multi Family_New_Appliances_Natural Gas_Clothes Dryer_Maximum Achievable Potential | F2 | Residential | CZ1 - Multi Family | New | Appliances | Natural Gas | Clothes Dryer | Maximum Achievable Potential | Usage (MMtherm) | 0 | 0 | 0 | 0 | 0 | 0 | 0 | 0 | 0 | 0 | 0 | 0 | 0 | 0 | 0 | 0 | 0 | 0 | 0 | 0 | 0 | 0 | 0 | 0 | 0 | 0 | 0 | 0 | 0 | 0
F3_Residential_CZ1 - Multi Family_New_Appliances_Natural Gas_Clothes Dryer_Maximum Achievable Potential | F3 | Residential | CZ1 - Multi Family | New | Appliances | Natural Gas | Clothes Dryer | Maximum Achievable Potential | Peak Demand (S) | 0 | 0 | 0 | 0 | 0 | 0 | 0 | 0 | 0 | 0 | 0 | 0 | 0 | 0 | 0 | 0 | 0 | 0 | 0 | 0 | 0 | 0 | 0 | 0 | 0 | 0 | 0 | 0 | 0 | 0
F4_Residential_CZ1 - Multi Family_New_Appliances_Natural Gas_Clothes Dryer_Maximum Achievable Potential | F4 | Residential | CZ1 - Multi Family | New | Appliances | Natural Gas | Clothes Dryer | Maximum Achievable Potential | Peak Demand (W) | 0 | 0 | 0 | 0 | 0 | 0 | 0 | 0 | 0 | 0 | 0 | 0 | 0 | 0 | 0 | 0 | 0 | 0 | 0 | 0 | 0 | 0 | 0 | 0 | 0 | 0 | 0 | 0 | 0 | 0
F5_Residential_CZ1 - Multi Family_New_Appliances_Natural Gas_Clothes Dryer_Maximum Achievable Potential | F5 | Residential | CZ1 - Multi Family | New | Appliances | Natural Gas | Clothes Dryer | Maximum Achievable Potential | Turnover | 0 | 0 | 0 | 0 | 0 | 0 | 0 | 0 | 0 | 0 | 0 | 0 | 0 | 0 | 0 | 0 | 0 | 0 | 0 | 0 | 0 | 0 | 0 | 0 | 0 | 0 | 0 | 0 | 0 | 0
F6_Residential_CZ1 - Multi Family_New_Appliances_Natural Gas_Clothes Dryer_Maximum Achievable Potential | F6 | Residential | CZ1 - Multi Family | New | Appliances | Natural Gas | Clothes Dryer | Maximum Achievable Potential | Avg. Replacement Usage | 0 | 0 | 0 | 0 | 0 | 0 | 0 | 0 | 0 | 0 | 0 | 0 | 0 | 0 | 0 | 0 | 0 | 0 | 0 | 0 | 0 | 0 | 0 | 0 | 0 | 0 | 0 | 0 | 0 | 0
F7_Residential_CZ1 - Multi Family_New_Appliances_Natural Gas_Clothes Dryer_Maximum Achievable Potential | F7 | Residential | CZ1 - Multi Family | New | Appliances | Natural Gas | Clothes Dryer | Maximum Achievable Potential | Avg. Replacement Demand (S) | 0 | 0 | 0 | 0 | 0 | 0 | 0 | 0 | 0 | 0 | 0 | 0 | 0 | 0 | 0 | 0 | 0 | 0 | 0 | 0 | 0 | 0 | 0 | 0 | 0 | 0 | 0 | 0 | 0 | 0
F8_Residential_CZ1 - Multi Family_New_Appliances_Natural Gas_Clothes Dryer_Maximum Achievable Potential | F8 | Residential | CZ1 - Multi Family | New | Appliances | Natural Gas | Clothes Dryer | Maximum Achievable Potential | Avg. Replacement Demand (W) | 0 | 0 | 0 | 0 | 0 | 0 | 0 | 0 | 0 | 0 | 0 | 0 | 0 | 0 | 0 | 0 | 0 | 0 | 0 | 0 | 0 | 0 | 0 | 0 | 0 | 0 | 0 | 0 | 0 | 0
F1_Residential_CZ1 - Multi Family_New_Appliances_Natural Gas_Stove/Oven_Maximum Achievable Potential | F1 | Residential | CZ1 - Multi Family | New | Appliances | Natural Gas | Stove/Oven | Maximum Achievable Potential | Units | 0 | 0 | 0 | 0 | 0 | 0 | 0 | 0 | 0 | 0 | 0 | 0 | 0 | 0 | 0 | 0 | 0 | 0 | 0 | 0 | 0 | 0 | 0 | 0 | 0 | 0 | 0 | 0 | 0 | 0
F2_Residential_CZ1 - Multi Family_New_Appliances_Natural Gas_Stove/Oven_Maximum Achievable Potential | F2 | Residential | CZ1 - Multi Family | New | Appliances | Natural Gas | Stove/Oven | Maximum Achievable Potential | Usage (MMtherm) | 0 | 0 | 0 | 0 | 0 | 0 | 0 | 0 | 0 | 0 | 0 | 0 | 0 | 0 | 0 | 0 | 0 | 0 | 0 | 0 | 0 | 0 | 0 | 0 | 0 | 0 | 0 | 0 | 0 | 0
F3_Residential_CZ1 - Multi Family_New_Appliances_Natural Gas_Stove/Oven_Maximum Achievable Potential | F3 | Residential | CZ1 - Multi Family | New | Appliances | Natural Gas | Stove/Oven | Maximum Achievable Potential | Peak Demand (S) | 0 | 0 | 0 | 0 | 0 | 0 | 0 | 0 | 0 | 0 | 0 | 0 | 0 | 0 | 0 | 0 | 0 | 0 | 0 | 0 | 0 | 0 | 0 | 0 | 0 | 0 | 0 | 0 | 0 | 0
F4_Residential_CZ1 - Multi Family_New_Appliances_Natural Gas_Stove/Oven_Maximum Achievable Potential | F4 | Residential | CZ1 - Multi Family | New | Appliances | Natural Gas | Stove/Oven | Maximum Achievable Potential | Peak Demand (W) | 0 | 0 | 0 | 0 | 0 | 0 | 0 | 0 | 0 | 0 | 0 | 0 | 0 | 0 | 0 | 0 | 0 | 0 | 0 | 0 | 0 | 0 | 0 | 0 | 0 | 0 | 0 | 0 | 0 | 0
F5_Residential_CZ1 - Multi Family_New_Appliances_Natural Gas_Stove/Oven_Maximum Achievable Potential | F5 | Residential | CZ1 - Multi Family | New | Appliances | Natural Gas | Stove/Oven | Maximum Achievable Potential | Turnover | 0 | 0 | 0 | 0 | 0 | 0 | 0 | 0 | 0 | 0 | 0 | 0 | 0 | 0 | 0 | 0 | 0 | 0 | 0 | 0 | 0 | 0 | 0 | 0 | 0 | 0 | 0 | 0 | 0 | 0
F6_Residential_CZ1 - Multi Family_New_Appliances_Natural Gas_Stove/Oven_Maximum Achievable Potential | F6 | Residential | CZ1 - Multi Family | New | Appliances | Natural Gas | Stove/Oven | Maximum Achievable Potential | Avg. Replacement Usage | 0 | 0 | 0 | 0 | 0 | 0 | 0 | 0 | 0 | 0 | 0 | 0 | 0 | 0 | 0 | 0 | 0 | 0 | 0 | 0 | 0 | 0 | 0 | 0 | 0 | 0 | 0 | 0 | 0 | 0
F7_Residential_CZ1 - Multi Family_New_Appliances_Natural Gas_Stove/Oven_Maximum Achievable Potential | F7 | Residential | CZ1 - Multi Family | New | Appliances | Natural Gas | Stove/Oven | Maximum Achievable Potential | Avg. Replacement Demand (S) | 0 | 0 | 0 | 0 | 0 | 0 | 0 | 0 | 0 | 0 | 0 | 0 | 0 | 0 | 0 | 0 | 0 | 0 | 0 | 0 | 0 | 0 | 0 | 0 | 0 | 0 | 0 | 0 | 0 | 0
F8_Residential_CZ1 - Multi Family_New_Appliances_Natural Gas_Stove/Oven_Maximum Achievable Potential | F8 | Residential | CZ1 - Multi Family | New | Appliances | Natural Gas | Stove/Oven | Maximum Achievable Potential | Avg. Replacement Demand (W) | 0 | 0 | 0 | 0 | 0 | 0 | 0 | 0 | 0 | 0 | 0 | 0 | 0 | 0 | 0 | 0 | 0 | 0 | 0 | 0 | 0 | 0 | 0 | 0 | 0 | 0 | 0 | 0 | 0 | 0
F1_Residential_CZ1 - Multi Family_New_Miscellaneous_Natural Gas_Pool Heater_Maximum Achievable Potential | F1 | Residential | CZ1 - Multi Family | New | Miscellaneous | Natural Gas | Pool Heater | Maximum Achievable Potential | Units | 0 | 0 | 0 | 0 | 0 | 0 | 0 | 0 | 0 | 0 | 0 | 0 | 0 | 0 | 0 | 0 | 0 | 0 | 0 | 0 | 0 | 0 | 0 | 0 | 0 | 0 | 0 | 0 | 0 | 0
F2_Residential_CZ1 - Multi Family_New_Miscellaneous_Natural Gas_Pool Heater_Maximum Achievable Potential | F2 | Residential | CZ1 - Multi Family | New | Miscellaneous | Natural Gas | Pool Heater | Maximum Achievable Potential | Usage (MMtherm) | 0 | 0 | 0 | 0 | 0 | 0 | 0 | 0 | 0 | 0 | 0 | 0 | 0 | 0 | 0 | 0 | 0 | 0 | 0 | 0 | 0 | 0 | 0 | 0 | 0 | 0 | 0 | 0 | 0 | 0
F3_Residential_CZ1 - Multi Family_New_Miscellaneous_Natural Gas_Pool Heater_Maximum Achievable Potential | F3 | Residential | CZ1 - Multi Family | New | Miscellaneous | Natural Gas | Pool Heater | Maximum Achievable Potential | Peak Demand (S) | 0 | 0 | 0 | 0 | 0 | 0 | 0 | 0 | 0 | 0 | 0 | 0 | 0 | 0 | 0 | 0 | 0 | 0 | 0 | 0 | 0 | 0 | 0 | 0 | 0 | 0 | 0 | 0 | 0 | 0
F4_Residential_CZ1 - Multi Family_New_Miscellaneous_Natural Gas_Pool Heater_Maximum Achievable Potential | F4 | Residential | CZ1 - Multi Family | New | Miscellaneous | Natural Gas | Pool Heater | Maximum Achievable Potential | Peak Demand (W) | 0 | 0 | 0 | 0 | 0 | 0 | 0 | 0 | 0 | 0 | 0 | 0 | 0 | 0 | 0 | 0 | 0 | 0 | 0 | 0 | 0 | 0 | 0 | 0 | 0 | 0 | 0 | 0 | 0 | 0
F5_Residential_CZ1 - Multi Family_New_Miscellaneous_Natural Gas_Pool Heater_Maximum Achievable Potential | F5 | Residential | CZ1 - Multi Family | New | Miscellaneous | Natural Gas | Pool Heater | Maximum Achievable Potential | Turnover | 0 | 0 | 0 | 0 | 0 | 0 | 0 | 0 | 0 | 0 | 0 | 0 | 0 | 0 | 0 | 0 | 0 | 0 | 0 | 0 | 0 | 0 | 0 | 0 | 0 | 0 | 0 | 0 | 0 | 0
F6_Residential_CZ1 - Multi Family_New_Miscellaneous_Natural Gas_Pool Heater_Maximum Achievable Potential | F6 | Residential | CZ1 - Multi Family | New | Miscellaneous | Natural Gas | Pool Heater | Maximum Achievable Potential | Avg. Replacement Usage | 0 | 0 | 0 | 0 | 0 | 0 | 0 | 0 | 0 | 0 | 0 | 0 | 0 | 0 | 0 | 0 | 0 | 0 | 0 | 0 | 0 | 0 | 0 | 0 | 0 | 0 | 0 | 0 | 0 | 0
F7_Residential_CZ1 - Multi Family_New_Miscellaneous_Natural Gas_Pool Heater_Maximum Achievable Potential | F7 | Residential | CZ1 - Multi Family | New | Miscellaneous | Natural Gas | Pool Heater | Maximum Achievable Potential | Avg. Replacement Demand (S) | 0 | 0 | 0 | 0 | 0 | 0 | 0 | 0 | 0 | 0 | 0 | 0 | 0 | 0 | 0 | 0 | 0 | 0 | 0 | 0 | 0 | 0 | 0 | 0 | 0 | 0 | 0 | 0 | 0 | 0
F8_Residential_CZ1 - Multi Family_New_Miscellaneous_Natural Gas_Pool Heater_Maximum Achievable Potential | F8 | Residential | CZ1 - Multi Family | New | Miscellaneous | Natural Gas | Pool Heater | Maximum Achievable Potential | Avg. Replacement Demand (W) | 0 | 0 | 0 | 0 | 0 | 0 | 0 | 0 | 0 | 0 | 0 | 0 | 0 | 0 | 0 | 0 | 0 | 0 | 0 | 0 | 0 | 0 | 0 | 0 | 0 | 0 | 0 | 0 | 0 | 0
F1_Residential_CZ1 - Multi Family_New_Miscellaneous_Natural Gas_Miscellaneous_Maximum Achievable Potential | F1 | Residential | CZ1 - Multi Family | New | Miscellaneous | Natural Gas | Miscellaneous | Maximum Achievable Potential | Units | 0 | 0 | 0 | 0 | 0 | 0 | 0 | 0 | 0 | 0 | 0 | 0 | 0 | 0 | 0 | 0 | 0 | 0 | 0 | 0 | 0 | 0 | 0 | 0 | 0 | 0 | 0 | 0 | 0 | 0
F2_Residential_CZ1 - Multi Family_New_Miscellaneous_Natural Gas_Miscellaneous_Maximum Achievable Potential | F2 | Residential | CZ1 - Multi Family | New | Miscellaneous | Natural Gas | Miscellaneous | Maximum Achievable Potential | Usage (MMtherm) | 0 | 0 | 0 | 0 | 0 | 0 | 0 | 0 | 0 | 0 | 0 | 0 | 0 | 0 | 0 | 0 | 0 | 0 | 0 | 0 | 0 | 0 | 0 | 0 | 0 | 0 | 0 | 0 | 0 | 0
F3_Residential_CZ1 - Multi Family_New_Miscellaneous_Natural Gas_Miscellaneous_Maximum Achievable Potential | F3 | Residential | CZ1 - Multi Family | New | Miscellaneous | Natural Gas | Miscellaneous | Maximum Achievable Potential | Peak Demand (S) | 0 | 0 | 0 | 0 | 0 | 0 | 0 | 0 | 0 | 0 | 0 | 0 | 0 | 0 | 0 | 0 | 0 | 0 | 0 | 0 | 0 | 0 | 0 | 0 | 0 | 0 | 0 | 0 | 0 | 0
F4_Residential_CZ1 - Multi Family_New_Miscellaneous_Natural Gas_Miscellaneous_Maximum Achievable Potential | F4 | Residential | CZ1 - Multi Family | New | Miscellaneous | Natural Gas | Miscellaneous | Maximum Achievable Potential | Peak Demand (W) | 0 | 0 | 0 | 0 | 0 | 0 | 0 | 0 | 0 | 0 | 0 | 0 | 0 | 0 | 0 | 0 | 0 | 0 | 0 | 0 | 0 | 0 | 0 | 0 | 0 | 0 | 0 | 0 | 0 | 0
F5_Residential_CZ1 - Multi Family_New_Miscellaneous_Natural Gas_Miscellaneous_Maximum Achievable Potential | F5 | Residential | CZ1 - Multi Family | New | Miscellaneous | Natural Gas | Miscellaneous | Maximum Achievable Potential | Turnover | 0 | 0 | 0 | 0 | 0 | 0 | 0 | 0 | 0 | 0 | 0 | 0 | 0 | 0 | 0 | 0 | 0 | 0 | 0 | 0 | 0 | 0 | 0 | 0 | 0 | 0 | 0 | 0 | 0 | 0
F6_Residential_CZ1 - Multi Family_New_Miscellaneous_Natural Gas_Miscellaneous_Maximum Achievable Potential | F6 | Residential | CZ1 - Multi Family | New | Miscellaneous | Natural Gas | Miscellaneous | Maximum Achievable Potential | Avg. Replacement Usage | 0 | 0 | 0 | 0 | 0 | 0 | 0 | 0 | 0 | 0 | 0 | 0 | 0 | 0 | 0 | 0 | 0 | 0 | 0 | 0 | 0 | 0 | 0 | 0 | 0 | 0 | 0 | 0 | 0 | 0
F7_Residential_CZ1 - Multi Family_New_Miscellaneous_Natural Gas_Miscellaneous_Maximum Achievable Potential | F7 | Residential | CZ1 - Multi Family | New | Miscellaneous | Natural Gas | Miscellaneous | Maximum Achievable Potential | Avg. Replacement Demand (S) | 0 | 0 | 0 | 0 | 0 | 0 | 0 | 0 | 0 | 0 | 0 | 0 | 0 | 0 | 0 | 0 | 0 | 0 | 0 | 0 | 0 | 0 | 0 | 0 | 0 | 0 | 0 | 0 | 0 | 0
F8_Residential_CZ1 - Multi Family_New_Miscellaneous_Natural Gas_Miscellaneous_Maximum Achievable Potential | F8 | Residential | CZ1 - Multi Family | New | Miscellaneous | Natural Gas | Miscellaneous | Maximum Achievable Potential | Avg. Replacement Demand (W) | 0 | 0 | 0 | 0 | 0 | 0 | 0 | 0 | 0 | 0 | 0 | 0 | 0 | 0 | 0 | 0 | 0 | 0 | 0 | 0 | 0 | 0 | 0 | 0 | 0 | 0 | 0 | 0 | 0 | 0
F1_Residential_CZ2 - Single Family_Existing_Space Heating_Natural Gas_Furnace - Direct Fuel_Maximum Achievable Potential | F1 | Residential | CZ2 - Single Family | Existing | Space Heating | Natural Gas | Furnace - Direct Fuel | Maximum Achievable Potential | Units | 0 | 0 | 0 | 0 | 0 | 0 | 0 | 0 | 0 | 0 | 0 | 0 | 0 | 0 | 0 | 0 | 0 | 0 | 0 | 0 | 0 | 0 | 0 | 0 | 0 | 0 | 0 | 0 | 0 | 0
F2_Residential_CZ2 - Single Family_Existing_Space Heating_Natural Gas_Furnace - Direct Fuel_Maximum Achievable Potential | F2 | Residential | CZ2 - Single Family | Existing | Space Heating | Natural Gas | Furnace - Direct Fuel | Maximum Achievable Potential | Usage (MMtherm) | 0 | 0 | 0 | 0 | 0 | 0 | 0 | 0 | 0 | 0 | 0 | 0 | 0 | 0 | 0 | 0 | 0 | 0 | 0 | 0 | 0 | 0 | 0 | 0 | 0 | 0 | 0 | 0 | 0 | 0
F3_Residential_CZ2 - Single Family_Existing_Space Heating_Natural Gas_Furnace - Direct Fuel_Maximum Achievable Potential | F3 | Residential | CZ2 - Single Family | Existing | Space Heating | Natural Gas | Furnace - Direct Fuel | Maximum Achievable Potential | Peak Demand (S) | 0 | 0 | 0 | 0 | 0 | 0 | 0 | 0 | 0 | 0 | 0 | 0 | 0 | 0 | 0 | 0 | 0 | 0 | 0 | 0 | 0 | 0 | 0 | 0 | 0 | 0 | 0 | 0 | 0 | 0
F4_Residential_CZ2 - Single Family_Existing_Space Heating_Natural Gas_Furnace - Direct Fuel_Maximum Achievable Potential | F4 | Residential | CZ2 - Single Family | Existing | Space Heating | Natural Gas | Furnace - Direct Fuel | Maximum Achievable Potential | Peak Demand (W) | 0 | 0 | 0 | 0 | 0 | 0 | 0 | 0 | 0 | 0 | 0 | 0 | 0 | 0 | 0 | 0 | 0 | 0 | 0 | 0 | 0 | 0 | 0 | 0 | 0 | 0 | 0 | 0 | 0 | 0
F5_Residential_CZ2 - Single Family_Existing_Space Heating_Natural Gas_Furnace - Direct Fuel_Maximum Achievable Potential | F5 | Residential | CZ2 - Single Family | Existing | Space Heating | Natural Gas | Furnace - Direct Fuel | Maximum Achievable Potential | Turnover | 0 | 0 | 0 | 0 | 0 | 0 | 0 | 0 | 0 | 0 | 0 | 0 | 0 | 0 | 0 | 0 | 0 | 0 | 0 | 0 | 0 | 0 | 0 | 0 | 0 | 0 | 0 | 0 | 0 | 0
F6_Residential_CZ2 - Single Family_Existing_Space Heating_Natural Gas_Furnace - Direct Fuel_Maximum Achievable Potential | F6 | Residential | CZ2 - Single Family | Existing | Space Heating | Natural Gas | Furnace - Direct Fuel | Maximum Achievable Potential | Avg. Replacement Usage | 0 | 0 | 0 | 0 | 0 | 0 | 0 | 0 | 0 | 0 | 0 | 0 | 0 | 0 | 0 | 0 | 0 | 0 | 0 | 0 | 0 | 0 | 0 | 0 | 0 | 0 | 0 | 0 | 0 | 0
F7_Residential_CZ2 - Single Family_Existing_Space Heating_Natural Gas_Furnace - Direct Fuel_Maximum Achievable Potential | F7 | Residential | CZ2 - Single Family | Existing | Space Heating | Natural Gas | Furnace - Direct Fuel | Maximum Achievable Potential | Avg. Replacement Demand (S) | 0 | 0 | 0 | 0 | 0 | 0 | 0 | 0 | 0 | 0 | 0 | 0 | 0 | 0 | 0 | 0 | 0 | 0 | 0 | 0 | 0 | 0 | 0 | 0 | 0 | 0 | 0 | 0 | 0 | 0
F8_Residential_CZ2 - Single Family_Existing_Space Heating_Natural Gas_Furnace - Direct Fuel_Maximum Achievable Potential | F8 | Residential | CZ2 - Single Family | Existing | Space Heating | Natural Gas | Furnace - Direct Fuel | Maximum Achievable Potential | Avg. Replacement Demand (W) | 0 | 0 | 0 | 0 | 0 | 0 | 0 | 0 | 0 | 0 | 0 | 0 | 0 | 0 | 0 | 0 | 0 | 0 | 0 | 0 | 0 | 0 | 0 | 0 | 0 | 0 | 0 | 0 | 0 | 0
F1_Residential_CZ2 - Single Family_Existing_Space Heating_Natural Gas_Boiler - Direct Fuel_Maximum Achievable Potential | F1 | Residential | CZ2 - Single Family | Existing | Space Heating | Natural Gas | Boiler - Direct Fuel | Maximum Achievable Potential | Units | 0 | 0 | 0 | 0 | 0 | 0 | 0 | 0 | 0 | 0 | 0 | 0 | 0 | 0 | 0 | 0 | 0 | 0 | 0 | 0 | 0 | 0 | 0 | 0 | 0 | 0 | 0 | 0 | 0 | 0
F2_Residential_CZ2 - Single Family_Existing_Space Heating_Natural Gas_Boiler - Direct Fuel_Maximum Achievable Potential | F2 | Residential | CZ2 - Single Family | Existing | Space Heating | Natural Gas | Boiler - Direct Fuel | Maximum Achievable Potential | Usage (MMtherm) | 0 | 0 | 0 | 0 | 0 | 0 | 0 | 0 | 0 | 0 | 0 | 0 | 0 | 0 | 0 | 0 | 0 | 0 | 0 | 0 | 0 | 0 | 0 | 0 | 0 | 0 | 0 | 0 | 0 | 0
F3_Residential_CZ2 - Single Family_Existing_Space Heating_Natural Gas_Boiler - Direct Fuel_Maximum Achievable Potential | F3 | Residential | CZ2 - Single Family | Existing | Space Heating | Natural Gas | Boiler - Direct Fuel | Maximum Achievable Potential | Peak Demand (S) | 0 | 0 | 0 | 0 | 0 | 0 | 0 | 0 | 0 | 0 | 0 | 0 | 0 | 0 | 0 | 0 | 0 | 0 | 0 | 0 | 0 | 0 | 0 | 0 | 0 | 0 | 0 | 0 | 0 | 0
F4_Residential_CZ2 - Single Family_Existing_Space Heating_Natural Gas_Boiler - Direct Fuel_Maximum Achievable Potential | F4 | Residential | CZ2 - Single Family | Existing | Space Heating | Natural Gas | Boiler - Direct Fuel | Maximum Achievable Potential | Peak Demand (W) | 0 | 0 | 0 | 0 | 0 | 0 | 0 | 0 | 0 | 0 | 0 | 0 | 0 | 0 | 0 | 0 | 0 | 0 | 0 | 0 | 0 | 0 | 0 | 0 | 0 | 0 | 0 | 0 | 0 | 0
F5_Residential_CZ2 - Single Family_Existing_Space Heating_Natural Gas_Boiler - Direct Fuel_Maximum Achievable Potential | F5 | Residential | CZ2 - Single Family | Existing | Space Heating | Natural Gas | Boiler - Direct Fuel | Maximum Achievable Potential | Turnover | 0 | 0 | 0 | 0 | 0 | 0 | 0 | 0 | 0 | 0 | 0 | 0 | 0 | 0 | 0 | 0 | 0 | 0 | 0 | 0 | 0 | 0 | 0 | 0 | 0 | 0 | 0 | 0 | 0 | 0
F6_Residential_CZ2 - Single Family_Existing_Space Heating_Natural Gas_Boiler - Direct Fuel_Maximum Achievable Potential | F6 | Residential | CZ2 - Single Family | Existing | Space Heating | Natural Gas | Boiler - Direct Fuel | Maximum Achievable Potential | Avg. Replacement Usage | 0 | 0 | 0 | 0 | 0 | 0 | 0 | 0 | 0 | 0 | 0 | 0 | 0 | 0 | 0 | 0 | 0 | 0 | 0 | 0 | 0 | 0 | 0 | 0 | 0 | 0 | 0 | 0 | 0 | 0
F7_Residential_CZ2 - Single Family_Existing_Space Heating_Natural Gas_Boiler - Direct Fuel_Maximum Achievable Potential | F7 | Residential | CZ2 - Single Family | Existing | Space Heating | Natural Gas | Boiler - Direct Fuel | Maximum Achievable Potential | Avg. Replacement Demand (S) | 0 | 0 | 0 | 0 | 0 | 0 | 0 | 0 | 0 | 0 | 0 | 0 | 0 | 0 | 0 | 0 | 0 | 0 | 0 | 0 | 0 | 0 | 0 | 0 | 0 | 0 | 0 | 0 | 0 | 0
F8_Residential_CZ2 - Single Family_Existing_Space Heating_Natural Gas_Boiler - Direct Fuel_Maximum Achievable Potential | F8 | Residential | CZ2 - Single Family | Existing | Space Heating | Natural Gas | Boiler - Direct Fuel | Maximum Achievable Potential | Avg. Replacement Demand (W) | 0 | 0 | 0 | 0 | 0 | 0 | 0 | 0 | 0 | 0 | 0 | 0 | 0 | 0 | 0 | 0 | 0 | 0 | 0 | 0 | 0 | 0 | 0 | 0 | 0 | 0 | 0 | 0 | 0 | 0
F1_Residential_CZ2 - Single Family_Existing_Secondary Heating_Natural Gas_Fireplace_Maximum Achievable Potential | F1 | Residential | CZ2 - Single Family | Existing | Secondary Heating | Natural Gas | Fireplace | Maximum Achievable Potential | Units | 0 | 0 | 0 | 0 | 0 | 0 | 0 | 0 | 0 | 0 | 0 | 0 | 0 | 0 | 0 | 0 | 0 | 0 | 0 | 0 | 0 | 0 | 0 | 0 | 0 | 0 | 0 | 0 | 0 | 0
F2_Residential_CZ2 - Single Family_Existing_Secondary Heating_Natural Gas_Fireplace_Maximum Achievable Potential | F2 | Residential | CZ2 - Single Family | Existing | Secondary Heating | Natural Gas | Fireplace | Maximum Achievable Potential | Usage (MMtherm) | 0 | 0 | 0 | 0 | 0 | 0 | 0 | 0 | 0 | 0 | 0 | 0 | 0 | 0 | 0 | 0 | 0 | 0 | 0 | 0 | 0 | 0 | 0 | 0 | 0 | 0 | 0 | 0 | 0 | 0
F3_Residential_CZ2 - Single Family_Existing_Secondary Heating_Natural Gas_Fireplace_Maximum Achievable Potential | F3 | Residential | CZ2 - Single Family | Existing | Secondary Heating | Natural Gas | Fireplace | Maximum Achievable Potential | Peak Demand (S) | 0 | 0 | 0 | 0 | 0 | 0 | 0 | 0 | 0 | 0 | 0 | 0 | 0 | 0 | 0 | 0 | 0 | 0 | 0 | 0 | 0 | 0 | 0 | 0 | 0 | 0 | 0 | 0 | 0 | 0
F4_Residential_CZ2 - Single Family_Existing_Secondary Heating_Natural Gas_Fireplace_Maximum Achievable Potential | F4 | Residential | CZ2 - Single Family | Existing | Secondary Heating | Natural Gas | Fireplace | Maximum Achievable Potential | Peak Demand (W) | 0 | 0 | 0 | 0 | 0 | 0 | 0 | 0 | 0 | 0 | 0 | 0 | 0 | 0 | 0 | 0 | 0 | 0 | 0 | 0 | 0 | 0 | 0 | 0 | 0 | 0 | 0 | 0 | 0 | 0
F5_Residential_CZ2 - Single Family_Existing_Secondary Heating_Natural Gas_Fireplace_Maximum Achievable Potential | F5 | Residential | CZ2 - Single Family | Existing | Secondary Heating | Natural Gas | Fireplace | Maximum Achievable Potential | Turnover | 0 | 0 | 0 | 0 | 0 | 0 | 0 | 0 | 0 | 0 | 0 | 0 | 0 | 0 | 0 | 0 | 0 | 0 | 0 | 0 | 0 | 0 | 0 | 0 | 0 | 0 | 0 | 0 | 0 | 0
F6_Residential_CZ2 - Single Family_Existing_Secondary Heating_Natural Gas_Fireplace_Maximum Achievable Potential | F6 | Residential | CZ2 - Single Family | Existing | Secondary Heating | Natural Gas | Fireplace | Maximum Achievable Potential | Avg. Replacement Usage | 0 | 0 | 0 | 0 | 0 | 0 | 0 | 0 | 0 | 0 | 0 | 0 | 0 | 0 | 0 | 0 | 0 | 0 | 0 | 0 | 0 | 0 | 0 | 0 | 0 | 0 | 0 | 0 | 0 | 0
F7_Residential_CZ2 - Single Family_Existing_Secondary Heating_Natural Gas_Fireplace_Maximum Achievable Potential | F7 | Residential | CZ2 - Single Family | Existing | Secondary Heating | Natural Gas | Fireplace | Maximum Achievable Potential | Avg. Replacement Demand (S) | 0 | 0 | 0 | 0 | 0 | 0 | 0 | 0 | 0 | 0 | 0 | 0 | 0 | 0 | 0 | 0 | 0 | 0 | 0 | 0 | 0 | 0 | 0 | 0 | 0 | 0 | 0 | 0 | 0 | 0
F8_Residential_CZ2 - Single Family_Existing_Secondary Heating_Natural Gas_Fireplace_Maximum Achievable Potential | F8 | Residential | CZ2 - Single Family | Existing | Secondary Heating | Natural Gas | Fireplace | Maximum Achievable Potential | Avg. Replacement Demand (W) | 0 | 0 | 0 | 0 | 0 | 0 | 0 | 0 | 0 | 0 | 0 | 0 | 0 | 0 | 0 | 0 | 0 | 0 | 0 | 0 | 0 | 0 | 0 | 0 | 0 | 0 | 0 | 0 | 0 | 0
F1_Residential_CZ2 - Single Family_Existing_Water Heating_Natural Gas_Water Heater <= 55 gal._Maximum Achievable Potential | F1 | Residential | CZ2 - Single Family | Existing | Water Heating | Natural Gas | Water Heater <= 55 gal. | Maximum Achievable Potential | Units | 0 | 0 | 0 | 0 | 0 | 0 | 0 | 0 | 0 | 0 | 0 | 0 | 0 | 0 | 0 | 0 | 0 | 0 | 0 | 0 | 0 | 0 | 0 | 0 | 0 | 0 | 0 | 0 | 0 | 0
F2_Residential_CZ2 - Single Family_Existing_Water Heating_Natural Gas_Water Heater <= 55 gal._Maximum Achievable Potential | F2 | Residential | CZ2 - Single Family | Existing | Water Heating | Natural Gas | Water Heater <= 55 gal. | Maximum Achievable Potential | Usage (MMtherm) | 0 | 0 | 0 | 0 | 0 | 0 | 0 | 0 | 0 | 0 | 0 | 0 | 0 | 0 | 0 | 0 | 0 | 0 | 0 | 0 | 0 | 0 | 0 | 0 | 0 | 0 | 0 | 0 | 0 | 0
F3_Residential_CZ2 - Single Family_Existing_Water Heating_Natural Gas_Water Heater <= 55 gal._Maximum Achievable Potential | F3 | Residential | CZ2 - Single Family | Existing | Water Heating | Natural Gas | Water Heater <= 55 gal. | Maximum Achievable Potential | Peak Demand (S) | 0 | 0 | 0 | 0 | 0 | 0 | 0 | 0 | 0 | 0 | 0 | 0 | 0 | 0 | 0 | 0 | 0 | 0 | 0 | 0 | 0 | 0 | 0 | 0 | 0 | 0 | 0 | 0 | 0 | 0
F4_Residential_CZ2 - Single Family_Existing_Water Heating_Natural Gas_Water Heater <= 55 gal._Maximum Achievable Potential | F4 | Residential | CZ2 - Single Family | Existing | Water Heating | Natural Gas | Water Heater <= 55 gal. | Maximum Achievable Potential | Peak Demand (W) | 0 | 0 | 0 | 0 | 0 | 0 | 0 | 0 | 0 | 0 | 0 | 0 | 0 | 0 | 0 | 0 | 0 | 0 | 0 | 0 | 0 | 0 | 0 | 0 | 0 | 0 | 0 | 0 | 0 | 0
F5_Residential_CZ2 - Single Family_Existing_Water Heating_Natural Gas_Water Heater <= 55 gal._Maximum Achievable Potential | F5 | Residential | CZ2 - Single Family | Existing | Water Heating | Natural Gas | Water Heater <= 55 gal. | Maximum Achievable Potential | Turnover | 0 | 0 | 0 | 0 | 0 | 0 | 0 | 0 | 0 | 0 | 0 | 0 | 0 | 0 | 0 | 0 | 0 | 0 | 0 | 0 | 0 | 0 | 0 | 0 | 0 | 0 | 0 | 0 | 0 | 0
F6_Residential_CZ2 - Single Family_Existing_Water Heating_Natural Gas_Water Heater <= 55 gal._Maximum Achievable Potential | F6 | Residential | CZ2 - Single Family | Existing | Water Heating | Natural Gas | Water Heater <= 55 gal. | Maximum Achievable Potential | Avg. Replacement Usage | 0 | 0 | 0 | 0 | 0 | 0 | 0 | 0 | 0 | 0 | 0 | 0 | 0 | 0 | 0 | 0 | 0 | 0 | 0 | 0 | 0 | 0 | 0 | 0 | 0 | 0 | 0 | 0 | 0 | 0
F7_Residential_CZ2 - Single Family_Existing_Water Heating_Natural Gas_Water Heater <= 55 gal._Maximum Achievable Potential | F7 | Residential | CZ2 - Single Family | Existing | Water Heating | Natural Gas | Water Heater <= 55 gal. | Maximum Achievable Potential | Avg. Replacement Demand (S) | 0 | 0 | 0 | 0 | 0 | 0 | 0 | 0 | 0 | 0 | 0 | 0 | 0 | 0 | 0 | 0 | 0 | 0 | 0 | 0 | 0 | 0 | 0 | 0 | 0 | 0 | 0 | 0 | 0 | 0
F8_Residential_CZ2 - Single Family_Existing_Water Heating_Natural Gas_Water Heater <= 55 gal._Maximum Achievable Potential | F8 | Residential | CZ2 - Single Family | Existing | Water Heating | Natural Gas | Water Heater <= 55 gal. | Maximum Achievable Potential | Avg. Replacement Demand (W) | 0 | 0 | 0 | 0 | 0 | 0 | 0 | 0 | 0 | 0 | 0 | 0 | 0 | 0 | 0 | 0 | 0 | 0 | 0 | 0 | 0 | 0 | 0 | 0 | 0 | 0 | 0 | 0 | 0 | 0
F1_Residential_CZ2 - Single Family_Existing_Water Heating_Natural Gas_Water Heater > 55 gal._Maximum Achievable Potential | F1 | Residential | CZ2 - Single Family | Existing | Water Heating | Natural Gas | Water Heater > 55 gal. | Maximum Achievable Potential | Units | 0 | 0 | 0 | 0 | 0 | 0 | 0 | 0 | 0 | 0 | 0 | 0 | 0 | 0 | 0 | 0 | 0 | 0 | 0 | 0 | 0 | 0 | 0 | 0 | 0 | 0 | 0 | 0 | 0 | 0
F2_Residential_CZ2 - Single Family_Existing_Water Heating_Natural Gas_Water Heater > 55 gal._Maximum Achievable Potential | F2 | Residential | CZ2 - Single Family | Existing | Water Heating | Natural Gas | Water Heater > 55 gal. | Maximum Achievable Potential | Usage (MMtherm) | 0 | 0 | 0 | 0 | 0 | 0 | 0 | 0 | 0 | 0 | 0 | 0 | 0 | 0 | 0 | 0 | 0 | 0 | 0 | 0 | 0 | 0 | 0 | 0 | 0 | 0 | 0 | 0 | 0 | 0
F3_Residential_CZ2 - Single Family_Existing_Water Heating_Natural Gas_Water Heater > 55 gal._Maximum Achievable Potential | F3 | Residential | CZ2 - Single Family | Existing | Water Heating | Natural Gas | Water Heater > 55 gal. | Maximum Achievable Potential | Peak Demand (S) | 0 | 0 | 0 | 0 | 0 | 0 | 0 | 0 | 0 | 0 | 0 | 0 | 0 | 0 | 0 | 0 | 0 | 0 | 0 | 0 | 0 | 0 | 0 | 0 | 0 | 0 | 0 | 0 | 0 | 0
F4_Residential_CZ2 - Single Family_Existing_Water Heating_Natural Gas_Water Heater > 55 gal._Maximum Achievable Potential | F4 | Residential | CZ2 - Single Family | Existing | Water Heating | Natural Gas | Water Heater > 55 gal. | Maximum Achievable Potential | Peak Demand (W) | 0 | 0 | 0 | 0 | 0 | 0 | 0 | 0 | 0 | 0 | 0 | 0 | 0 | 0 | 0 | 0 | 0 | 0 | 0 | 0 | 0 | 0 | 0 | 0 | 0 | 0 | 0 | 0 | 0 | 0
F5_Residential_CZ2 - Single Family_Existing_Water Heating_Natural Gas_Water Heater > 55 gal._Maximum Achievable Potential | F5 | Residential | CZ2 - Single Family | Existing | Water Heating | Natural Gas | Water Heater > 55 gal. | Maximum Achievable Potential | Turnover | 0 | 0 | 0 | 0 | 0 | 0 | 0 | 0 | 0 | 0 | 0 | 0 | 0 | 0 | 0 | 0 | 0 | 0 | 0 | 0 | 0 | 0 | 0 | 0 | 0 | 0 | 0 | 0 | 0 | 0
F6_Residential_CZ2 - Single Family_Existing_Water Heating_Natural Gas_Water Heater > 55 gal._Maximum Achievable Potential | F6 | Residential | CZ2 - Single Family | Existing | Water Heating | Natural Gas | Water Heater > 55 gal. | Maximum Achievable Potential | Avg. Replacement Usage | 0 | 0 | 0 | 0 | 0 | 0 | 0 | 0 | 0 | 0 | 0 | 0 | 0 | 0 | 0 | 0 | 0 | 0 | 0 | 0 | 0 | 0 | 0 | 0 | 0 | 0 | 0 | 0 | 0 | 0
F7_Residential_CZ2 - Single Family_Existing_Water Heating_Natural Gas_Water Heater > 55 gal._Maximum Achievable Potential | F7 | Residential | CZ2 - Single Family | Existing | Water Heating | Natural Gas | Water Heater > 55 gal. | Maximum Achievable Potential | Avg. Replacement Demand (S) | 0 | 0 | 0 | 0 | 0 | 0 | 0 | 0 | 0 | 0 | 0 | 0 | 0 | 0 | 0 | 0 | 0 | 0 | 0 | 0 | 0 | 0 | 0 | 0 | 0 | 0 | 0 | 0 | 0 | 0
F8_Residential_CZ2 - Single Family_Existing_Water Heating_Natural Gas_Water Heater > 55 gal._Maximum Achievable Potential | F8 | Residential | CZ2 - Single Family | Existing | Water Heating | Natural Gas | Water Heater > 55 gal. | Maximum Achievable Potential | Avg. Replacement Demand (W) | 0 | 0 | 0 | 0 | 0 | 0 | 0 | 0 | 0 | 0 | 0 | 0 | 0 | 0 | 0 | 0 | 0 | 0 | 0 | 0 | 0 | 0 | 0 | 0 | 0 | 0 | 0 | 0 | 0 | 0
F1_Residential_CZ2 - Single Family_Existing_Appliances_Natural Gas_Clothes Dryer_Maximum Achievable Potential | F1 | Residential | CZ2 - Single Family | Existing | Appliances | Natural Gas | Clothes Dryer | Maximum Achievable Potential | Units | 0 | 0 | 0 | 0 | 0 | 0 | 0 | 0 | 0 | 0 | 0 | 0 | 0 | 0 | 0 | 0 | 0 | 0 | 0 | 0 | 0 | 0 | 0 | 0 | 0 | 0 | 0 | 0 | 0 | 0
F2_Residential_CZ2 - Single Family_Existing_Appliances_Natural Gas_Clothes Dryer_Maximum Achievable Potential | F2 | Residential | CZ2 - Single Family | Existing | Appliances | Natural Gas | Clothes Dryer | Maximum Achievable Potential | Usage (MMtherm) | 0 | 0 | 0 | 0 | 0 | 0 | 0 | 0 | 0 | 0 | 0 | 0 | 0 | 0 | 0 | 0 | 0 | 0 | 0 | 0 | 0 | 0 | 0 | 0 | 0 | 0 | 0 | 0 | 0 | 0
F3_Residential_CZ2 - Single Family_Existing_Appliances_Natural Gas_Clothes Dryer_Maximum Achievable Potential | F3 | Residential | CZ2 - Single Family | Existing | Appliances | Natural Gas | Clothes Dryer | Maximum Achievable Potential | Peak Demand (S) | 0 | 0 | 0 | 0 | 0 | 0 | 0 | 0 | 0 | 0 | 0 | 0 | 0 | 0 | 0 | 0 | 0 | 0 | 0 | 0 | 0 | 0 | 0 | 0 | 0 | 0 | 0 | 0 | 0 | 0
F4_Residential_CZ2 - Single Family_Existing_Appliances_Natural Gas_Clothes Dryer_Maximum Achievable Potential | F4 | Residential | CZ2 - Single Family | Existing | Appliances | Natural Gas | Clothes Dryer | Maximum Achievable Potential | Peak Demand (W) | 0 | 0 | 0 | 0 | 0 | 0 | 0 | 0 | 0 | 0 | 0 | 0 | 0 | 0 | 0 | 0 | 0 | 0 | 0 | 0 | 0 | 0 | 0 | 0 | 0 | 0 | 0 | 0 | 0 | 0
F5_Residential_CZ2 - Single Family_Existing_Appliances_Natural Gas_Clothes Dryer_Maximum Achievable Potential | F5 | Residential | CZ2 - Single Family | Existing | Appliances | Natural Gas | Clothes Dryer | Maximum Achievable Potential | Turnover | 0 | 0 | 0 | 0 | 0 | 0 | 0 | 0 | 0 | 0 | 0 | 0 | 0 | 0 | 0 | 0 | 0 | 0 | 0 | 0 | 0 | 0 | 0 | 0 | 0 | 0 | 0 | 0 | 0 | 0
F6_Residential_CZ2 - Single Family_Existing_Appliances_Natural Gas_Clothes Dryer_Maximum Achievable Potential | F6 | Residential | CZ2 - Single Family | Existing | Appliances | Natural Gas | Clothes Dryer | Maximum Achievable Potential | Avg. Replacement Usage | 0 | 0 | 0 | 0 | 0 | 0 | 0 | 0 | 0 | 0 | 0 | 0 | 0 | 0 | 0 | 0 | 0 | 0 | 0 | 0 | 0 | 0 | 0 | 0 | 0 | 0 | 0 | 0 | 0 | 0
F7_Residential_CZ2 - Single Family_Existing_Appliances_Natural Gas_Clothes Dryer_Maximum Achievable Potential | F7 | Residential | CZ2 - Single Family | Existing | Appliances | Natural Gas | Clothes Dryer | Maximum Achievable Potential | Avg. Replacement Demand (S) | 0 | 0 | 0 | 0 | 0 | 0 | 0 | 0 | 0 | 0 | 0 | 0 | 0 | 0 | 0 | 0 | 0 | 0 | 0 | 0 | 0 | 0 | 0 | 0 | 0 | 0 | 0 | 0 | 0 | 0
F8_Residential_CZ2 - Single Family_Existing_Appliances_Natural Gas_Clothes Dryer_Maximum Achievable Potential | F8 | Residential | CZ2 - Single Family | Existing | Appliances | Natural Gas | Clothes Dryer | Maximum Achievable Potential | Avg. Replacement Demand (W) | 0 | 0 | 0 | 0 | 0 | 0 | 0 | 0 | 0 | 0 | 0 | 0 | 0 | 0 | 0 | 0 | 0 | 0 | 0 | 0 | 0 | 0 | 0 | 0 | 0 | 0 | 0 | 0 | 0 | 0
F1_Residential_CZ2 - Single Family_Existing_Appliances_Natural Gas_Stove/Oven_Maximum Achievable Potential | F1 | Residential | CZ2 - Single Family | Existing | Appliances | Natural Gas | Stove/Oven | Maximum Achievable Potential | Units | 0 | 0 | 0 | 0 | 0 | 0 | 0 | 0 | 0 | 0 | 0 | 0 | 0 | 0 | 0 | 0 | 0 | 0 | 0 | 0 | 0 | 0 | 0 | 0 | 0 | 0 | 0 | 0 | 0 | 0
F2_Residential_CZ2 - Single Family_Existing_Appliances_Natural Gas_Stove/Oven_Maximum Achievable Potential | F2 | Residential | CZ2 - Single Family | Existing | Appliances | Natural Gas | Stove/Oven | Maximum Achievable Potential | Usage (MMtherm) | 0 | 0 | 0 | 0 | 0 | 0 | 0 | 0 | 0 | 0 | 0 | 0 | 0 | 0 | 0 | 0 | 0 | 0 | 0 | 0 | 0 | 0 | 0 | 0 | 0 | 0 | 0 | 0 | 0 | 0
F3_Residential_CZ2 - Single Family_Existing_Appliances_Natural Gas_Stove/Oven_Maximum Achievable Potential | F3 | Residential | CZ2 - Single Family | Existing | Appliances | Natural Gas | Stove/Oven | Maximum Achievable Potential | Peak Demand (S) | 0 | 0 | 0 | 0 | 0 | 0 | 0 | 0 | 0 | 0 | 0 | 0 | 0 | 0 | 0 | 0 | 0 | 0 | 0 | 0 | 0 | 0 | 0 | 0 | 0 | 0 | 0 | 0 | 0 | 0
F4_Residential_CZ2 - Single Family_Existing_Appliances_Natural Gas_Stove/Oven_Maximum Achievable Potential | F4 | Residential | CZ2 - Single Family | Existing | Appliances | Natural Gas | Stove/Oven | Maximum Achievable Potential | Peak Demand (W) | 0 | 0 | 0 | 0 | 0 | 0 | 0 | 0 | 0 | 0 | 0 | 0 | 0 | 0 | 0 | 0 | 0 | 0 | 0 | 0 | 0 | 0 | 0 | 0 | 0 | 0 | 0 | 0 | 0 | 0
F5_Residential_CZ2 - Single Family_Existing_Appliances_Natural Gas_Stove/Oven_Maximum Achievable Potential | F5 | Residential | CZ2 - Single Family | Existing | Appliances | Natural Gas | Stove/Oven | Maximum Achievable Potential | Turnover | 0 | 0 | 0 | 0 | 0 | 0 | 0 | 0 | 0 | 0 | 0 | 0 | 0 | 0 | 0 | 0 | 0 | 0 | 0 | 0 | 0 | 0 | 0 | 0 | 0 | 0 | 0 | 0 | 0 | 0
F6_Residential_CZ2 - Single Family_Existing_Appliances_Natural Gas_Stove/Oven_Maximum Achievable Potential | F6 | Residential | CZ2 - Single Family | Existing | Appliances | Natural Gas | Stove/Oven | Maximum Achievable Potential | Avg. Replacement Usage | 0 | 0 | 0 | 0 | 0 | 0 | 0 | 0 | 0 | 0 | 0 | 0 | 0 | 0 | 0 | 0 | 0 | 0 | 0 | 0 | 0 | 0 | 0 | 0 | 0 | 0 | 0 | 0 | 0 | 0
F7_Residential_CZ2 - Single Family_Existing_Appliances_Natural Gas_Stove/Oven_Maximum Achievable Potential | F7 | Residential | CZ2 - Single Family | Existing | Appliances | Natural Gas | Stove/Oven | Maximum Achievable Potential | Avg. Replacement Demand (S) | 0 | 0 | 0 | 0 | 0 | 0 | 0 | 0 | 0 | 0 | 0 | 0 | 0 | 0 | 0 | 0 | 0 | 0 | 0 | 0 | 0 | 0 | 0 | 0 | 0 | 0 | 0 | 0 | 0 | 0
F8_Residential_CZ2 - Single Family_Existing_Appliances_Natural Gas_Stove/Oven_Maximum Achievable Potential | F8 | Residential | CZ2 - Single Family | Existing | Appliances | Natural Gas | Stove/Oven | Maximum Achievable Potential | Avg. Replacement Demand (W) | 0 | 0 | 0 | 0 | 0 | 0 | 0 | 0 | 0 | 0 | 0 | 0 | 0 | 0 | 0 | 0 | 0 | 0 | 0 | 0 | 0 | 0 | 0 | 0 | 0 | 0 | 0 | 0 | 0 | 0
F1_Residential_CZ2 - Single Family_Existing_Miscellaneous_Natural Gas_Pool Heater_Maximum Achievable Potential | F1 | Residential | CZ2 - Single Family | Existing | Miscellaneous | Natural Gas | Pool Heater | Maximum Achievable Potential | Units | 0 | 0 | 0 | 0 | 0 | 0 | 0 | 0 | 0 | 0 | 0 | 0 | 0 | 0 | 0 | 0 | 0 | 0 | 0 | 0 | 0 | 0 | 0 | 0 | 0 | 0 | 0 | 0 | 0 | 0
F2_Residential_CZ2 - Single Family_Existing_Miscellaneous_Natural Gas_Pool Heater_Maximum Achievable Potential | F2 | Residential | CZ2 - Single Family | Existing | Miscellaneous | Natural Gas | Pool Heater | Maximum Achievable Potential | Usage (MMtherm) | 0 | 0 | 0 | 0 | 0 | 0 | 0 | 0 | 0 | 0 | 0 | 0 | 0 | 0 | 0 | 0 | 0 | 0 | 0 | 0 | 0 | 0 | 0 | 0 | 0 | 0 | 0 | 0 | 0 | 0
F3_Residential_CZ2 - Single Family_Existing_Miscellaneous_Natural Gas_Pool Heater_Maximum Achievable Potential | F3 | Residential | CZ2 - Single Family | Existing | Miscellaneous | Natural Gas | Pool Heater | Maximum Achievable Potential | Peak Demand (S) | 0 | 0 | 0 | 0 | 0 | 0 | 0 | 0 | 0 | 0 | 0 | 0 | 0 | 0 | 0 | 0 | 0 | 0 | 0 | 0 | 0 | 0 | 0 | 0 | 0 | 0 | 0 | 0 | 0 | 0
F4_Residential_CZ2 - Single Family_Existing_Miscellaneous_Natural Gas_Pool Heater_Maximum Achievable Potential | F4 | Residential | CZ2 - Single Family | Existing | Miscellaneous | Natural Gas | Pool Heater | Maximum Achievable Potential | Peak Demand (W) | 0 | 0 | 0 | 0 | 0 | 0 | 0 | 0 | 0 | 0 | 0 | 0 | 0 | 0 | 0 | 0 | 0 | 0 | 0 | 0 | 0 | 0 | 0 | 0 | 0 | 0 | 0 | 0 | 0 | 0
F5_Residential_CZ2 - Single Family_Existing_Miscellaneous_Natural Gas_Pool Heater_Maximum Achievable Potential | F5 | Residential | CZ2 - Single Family | Existing | Miscellaneous | Natural Gas | Pool Heater | Maximum Achievable Potential | Turnover | 0 | 0 | 0 | 0 | 0 | 0 | 0 | 0 | 0 | 0 | 0 | 0 | 0 | 0 | 0 | 0 | 0 | 0 | 0 | 0 | 0 | 0 | 0 | 0 | 0 | 0 | 0 | 0 | 0 | 0
F6_Residential_CZ2 - Single Family_Existing_Miscellaneous_Natural Gas_Pool Heater_Maximum Achievable Potential | F6 | Residential | CZ2 - Single Family | Existing | Miscellaneous | Natural Gas | Pool Heater | Maximum Achievable Potential | Avg. Replacement Usage | 0 | 0 | 0 | 0 | 0 | 0 | 0 | 0 | 0 | 0 | 0 | 0 | 0 | 0 | 0 | 0 | 0 | 0 | 0 | 0 | 0 | 0 | 0 | 0 | 0 | 0 | 0 | 0 | 0 | 0
F7_Residential_CZ2 - Single Family_Existing_Miscellaneous_Natural Gas_Pool Heater_Maximum Achievable Potential | F7 | Residential | CZ2 - Single Family | Existing | Miscellaneous | Natural Gas | Pool Heater | Maximum Achievable Potential | Avg. Replacement Demand (S) | 0 | 0 | 0 | 0 | 0 | 0 | 0 | 0 | 0 | 0 | 0 | 0 | 0 | 0 | 0 | 0 | 0 | 0 | 0 | 0 | 0 | 0 | 0 | 0 | 0 | 0 | 0 | 0 | 0 | 0
F8_Residential_CZ2 - Single Family_Existing_Miscellaneous_Natural Gas_Pool Heater_Maximum Achievable Potential | F8 | Residential | CZ2 - Single Family | Existing | Miscellaneous | Natural Gas | Pool Heater | Maximum Achievable Potential | Avg. Replacement Demand (W) | 0 | 0 | 0 | 0 | 0 | 0 | 0 | 0 | 0 | 0 | 0 | 0 | 0 | 0 | 0 | 0 | 0 | 0 | 0 | 0 | 0 | 0 | 0 | 0 | 0 | 0 | 0 | 0 | 0 | 0
F1_Residential_CZ2 - Single Family_Existing_Miscellaneous_Natural Gas_Miscellaneous_Maximum Achievable Potential | F1 | Residential | CZ2 - Single Family | Existing | Miscellaneous | Natural Gas | Miscellaneous | Maximum Achievable Potential | Units | 0 | 0 | 0 | 0 | 0 | 0 | 0 | 0 | 0 | 0 | 0 | 0 | 0 | 0 | 0 | 0 | 0 | 0 | 0 | 0 | 0 | 0 | 0 | 0 | 0 | 0 | 0 | 0 | 0 | 0
F2_Residential_CZ2 - Single Family_Existing_Miscellaneous_Natural Gas_Miscellaneous_Maximum Achievable Potential | F2 | Residential | CZ2 - Single Family | Existing | Miscellaneous | Natural Gas | Miscellaneous | Maximum Achievable Potential | Usage (MMtherm) | 0 | 0 | 0 | 0 | 0 | 0 | 0 | 0 | 0 | 0 | 0 | 0 | 0 | 0 | 0 | 0 | 0 | 0 | 0 | 0 | 0 | 0 | 0 | 0 | 0 | 0 | 0 | 0 | 0 | 0
F3_Residential_CZ2 - Single Family_Existing_Miscellaneous_Natural Gas_Miscellaneous_Maximum Achievable Potential | F3 | Residential | CZ2 - Single Family | Existing | Miscellaneous | Natural Gas | Miscellaneous | Maximum Achievable Potential | Peak Demand (S) | 0 | 0 | 0 | 0 | 0 | 0 | 0 | 0 | 0 | 0 | 0 | 0 | 0 | 0 | 0 | 0 | 0 | 0 | 0 | 0 | 0 | 0 | 0 | 0 | 0 | 0 | 0 | 0 | 0 | 0
F4_Residential_CZ2 - Single Family_Existing_Miscellaneous_Natural Gas_Miscellaneous_Maximum Achievable Potential | F4 | Residential | CZ2 - Single Family | Existing | Miscellaneous | Natural Gas | Miscellaneous | Maximum Achievable Potential | Peak Demand (W) | 0 | 0 | 0 | 0 | 0 | 0 | 0 | 0 | 0 | 0 | 0 | 0 | 0 | 0 | 0 | 0 | 0 | 0 | 0 | 0 | 0 | 0 | 0 | 0 | 0 | 0 | 0 | 0 | 0 | 0
F5_Residential_CZ2 - Single Family_Existing_Miscellaneous_Natural Gas_Miscellaneous_Maximum Achievable Potential | F5 | Residential | CZ2 - Single Family | Existing | Miscellaneous | Natural Gas | Miscellaneous | Maximum Achievable Potential | Turnover | 0 | 0 | 0 | 0 | 0 | 0 | 0 | 0 | 0 | 0 | 0 | 0 | 0 | 0 | 0 | 0 | 0 | 0 | 0 | 0 | 0 | 0 | 0 | 0 | 0 | 0 | 0 | 0 | 0 | 0
F6_Residential_CZ2 - Single Family_Existing_Miscellaneous_Natural Gas_Miscellaneous_Maximum Achievable Potential | F6 | Residential | CZ2 - Single Family | Existing | Miscellaneous | Natural Gas | Miscellaneous | Maximum Achievable Potential | Avg. Replacement Usage | 0 | 0 | 0 | 0 | 0 | 0 | 0 | 0 | 0 | 0 | 0 | 0 | 0 | 0 | 0 | 0 | 0 | 0 | 0 | 0 | 0 | 0 | 0 | 0 | 0 | 0 | 0 | 0 | 0 | 0
F7_Residential_CZ2 - Single Family_Existing_Miscellaneous_Natural Gas_Miscellaneous_Maximum Achievable Potential | F7 | Residential | CZ2 - Single Family | Existing | Miscellaneous | Natural Gas | Miscellaneous | Maximum Achievable Potential | Avg. Replacement Demand (S) | 0 | 0 | 0 | 0 | 0 | 0 | 0 | 0 | 0 | 0 | 0 | 0 | 0 | 0 | 0 | 0 | 0 | 0 | 0 | 0 | 0 | 0 | 0 | 0 | 0 | 0 | 0 | 0 | 0 | 0
F8_Residential_CZ2 - Single Family_Existing_Miscellaneous_Natural Gas_Miscellaneous_Maximum Achievable Potential | F8 | Residential | CZ2 - Single Family | Existing | Miscellaneous | Natural Gas | Miscellaneous | Maximum Achievable Potential | Avg. Replacement Demand (W) | 0 | 0 | 0 | 0 | 0 | 0 | 0 | 0 | 0 | 0 | 0 | 0 | 0 | 0 | 0 | 0 | 0 | 0 | 0 | 0 | 0 | 0 | 0 | 0 | 0 | 0 | 0 | 0 | 0 | 0
F1_Residential_CZ2 - Single Family_New_Space Heating_Natural Gas_Furnace - Direct Fuel_Maximum Achievable Potential | F1 | Residential | CZ2 - Single Family | New | Space Heating | Natural Gas | Furnace - Direct Fuel | Maximum Achievable Potential | Units | 0 | 0 | 0 | 0 | 0 | 0 | 0 | 0 | 0 | 0 | 0 | 0 | 0 | 0 | 0 | 0 | 0 | 0 | 0 | 0 | 0 | 0 | 0 | 0 | 0 | 0 | 0 | 0 | 0 | 0
F2_Residential_CZ2 - Single Family_New_Space Heating_Natural Gas_Furnace - Direct Fuel_Maximum Achievable Potential | F2 | Residential | CZ2 - Single Family | New | Space Heating | Natural Gas | Furnace - Direct Fuel | Maximum Achievable Potential | Usage (MMtherm) | 0 | 0 | 0 | 0 | 0 | 0 | 0 | 0 | 0 | 0 | 0 | 0 | 0 | 0 | 0 | 0 | 0 | 0 | 0 | 0 | 0 | 0 | 0 | 0 | 0 | 0 | 0 | 0 | 0 | 0
F3_Residential_CZ2 - Single Family_New_Space Heating_Natural Gas_Furnace - Direct Fuel_Maximum Achievable Potential | F3 | Residential | CZ2 - Single Family | New | Space Heating | Natural Gas | Furnace - Direct Fuel | Maximum Achievable Potential | Peak Demand (S) | 0 | 0 | 0 | 0 | 0 | 0 | 0 | 0 | 0 | 0 | 0 | 0 | 0 | 0 | 0 | 0 | 0 | 0 | 0 | 0 | 0 | 0 | 0 | 0 | 0 | 0 | 0 | 0 | 0 | 0
F4_Residential_CZ2 - Single Family_New_Space Heating_Natural Gas_Furnace - Direct Fuel_Maximum Achievable Potential | F4 | Residential | CZ2 - Single Family | New | Space Heating | Natural Gas | Furnace - Direct Fuel | Maximum Achievable Potential | Peak Demand (W) | 0 | 0 | 0 | 0 | 0 | 0 | 0 | 0 | 0 | 0 | 0 | 0 | 0 | 0 | 0 | 0 | 0 | 0 | 0 | 0 | 0 | 0 | 0 | 0 | 0 | 0 | 0 | 0 | 0 | 0
F5_Residential_CZ2 - Single Family_New_Space Heating_Natural Gas_Furnace - Direct Fuel_Maximum Achievable Potential | F5 | Residential | CZ2 - Single Family | New | Space Heating | Natural Gas | Furnace - Direct Fuel | Maximum Achievable Potential | Turnover | 0 | 0 | 0 | 0 | 0 | 0 | 0 | 0 | 0 | 0 | 0 | 0 | 0 | 0 | 0 | 0 | 0 | 0 | 0 | 0 | 0 | 0 | 0 | 0 | 0 | 0 | 0 | 0 | 0 | 0
F6_Residential_CZ2 - Single Family_New_Space Heating_Natural Gas_Furnace - Direct Fuel_Maximum Achievable Potential | F6 | Residential | CZ2 - Single Family | New | Space Heating | Natural Gas | Furnace - Direct Fuel | Maximum Achievable Potential | Avg. Replacement Usage | 0 | 0 | 0 | 0 | 0 | 0 | 0 | 0 | 0 | 0 | 0 | 0 | 0 | 0 | 0 | 0 | 0 | 0 | 0 | 0 | 0 | 0 | 0 | 0 | 0 | 0 | 0 | 0 | 0 | 0
F7_Residential_CZ2 - Single Family_New_Space Heating_Natural Gas_Furnace - Direct Fuel_Maximum Achievable Potential | F7 | Residential | CZ2 - Single Family | New | Space Heating | Natural Gas | Furnace - Direct Fuel | Maximum Achievable Potential | Avg. Replacement Demand (S) | 0 | 0 | 0 | 0 | 0 | 0 | 0 | 0 | 0 | 0 | 0 | 0 | 0 | 0 | 0 | 0 | 0 | 0 | 0 | 0 | 0 | 0 | 0 | 0 | 0 | 0 | 0 | 0 | 0 | 0
F8_Residential_CZ2 - Single Family_New_Space Heating_Natural Gas_Furnace - Direct Fuel_Maximum Achievable Potential | F8 | Residential | CZ2 - Single Family | New | Space Heating | Natural Gas | Furnace - Direct Fuel | Maximum Achievable Potential | Avg. Replacement Demand (W) | 0 | 0 | 0 | 0 | 0 | 0 | 0 | 0 | 0 | 0 | 0 | 0 | 0 | 0 | 0 | 0 | 0 | 0 | 0 | 0 | 0 | 0 | 0 | 0 | 0 | 0 | 0 | 0 | 0 | 0
F1_Residential_CZ2 - Single Family_New_Space Heating_Natural Gas_Boiler - Direct Fuel_Maximum Achievable Potential | F1 | Residential | CZ2 - Single Family | New | Space Heating | Natural Gas | Boiler - Direct Fuel | Maximum Achievable Potential | Units | 0 | 0 | 0 | 0 | 0 | 0 | 0 | 0 | 0 | 0 | 0 | 0 | 0 | 0 | 0 | 0 | 0 | 0 | 0 | 0 | 0 | 0 | 0 | 0 | 0 | 0 | 0 | 0 | 0 | 0
F2_Residential_CZ2 - Single Family_New_Space Heating_Natural Gas_Boiler - Direct Fuel_Maximum Achievable Potential | F2 | Residential | CZ2 - Single Family | New | Space Heating | Natural Gas | Boiler - Direct Fuel | Maximum Achievable Potential | Usage (MMtherm) | 0 | 0 | 0 | 0 | 0 | 0 | 0 | 0 | 0 | 0 | 0 | 0 | 0 | 0 | 0 | 0 | 0 | 0 | 0 | 0 | 0 | 0 | 0 | 0 | 0 | 0 | 0 | 0 | 0 | 0
F3_Residential_CZ2 - Single Family_New_Space Heating_Natural Gas_Boiler - Direct Fuel_Maximum Achievable Potential | F3 | Residential | CZ2 - Single Family | New | Space Heating | Natural Gas | Boiler - Direct Fuel | Maximum Achievable Potential | Peak Demand (S) | 0 | 0 | 0 | 0 | 0 | 0 | 0 | 0 | 0 | 0 | 0 | 0 | 0 | 0 | 0 | 0 | 0 | 0 | 0 | 0 | 0 | 0 | 0 | 0 | 0 | 0 | 0 | 0 | 0 | 0
F4_Residential_CZ2 - Single Family_New_Space Heating_Natural Gas_Boiler - Direct Fuel_Maximum Achievable Potential | F4 | Residential | CZ2 - Single Family | New | Space Heating | Natural Gas | Boiler - Direct Fuel | Maximum Achievable Potential | Peak Demand (W) | 0 | 0 | 0 | 0 | 0 | 0 | 0 | 0 | 0 | 0 | 0 | 0 | 0 | 0 | 0 | 0 | 0 | 0 | 0 | 0 | 0 | 0 | 0 | 0 | 0 | 0 | 0 | 0 | 0 | 0
F5_Residential_CZ2 - Single Family_New_Space Heating_Natural Gas_Boiler - Direct Fuel_Maximum Achievable Potential | F5 | Residential | CZ2 - Single Family | New | Space Heating | Natural Gas | Boiler - Direct Fuel | Maximum Achievable Potential | Turnover | 0 | 0 | 0 | 0 | 0 | 0 | 0 | 0 | 0 | 0 | 0 | 0 | 0 | 0 | 0 | 0 | 0 | 0 | 0 | 0 | 0 | 0 | 0 | 0 | 0 | 0 | 0 | 0 | 0 | 0
F6_Residential_CZ2 - Single Family_New_Space Heating_Natural Gas_Boiler - Direct Fuel_Maximum Achievable Potential | F6 | Residential | CZ2 - Single Family | New | Space Heating | Natural Gas | Boiler - Direct Fuel | Maximum Achievable Potential | Avg. Replacement Usage | 0 | 0 | 0 | 0 | 0 | 0 | 0 | 0 | 0 | 0 | 0 | 0 | 0 | 0 | 0 | 0 | 0 | 0 | 0 | 0 | 0 | 0 | 0 | 0 | 0 | 0 | 0 | 0 | 0 | 0
F7_Residential_CZ2 - Single Family_New_Space Heating_Natural Gas_Boiler - Direct Fuel_Maximum Achievable Potential | F7 | Residential | CZ2 - Single Family | New | Space Heating | Natural Gas | Boiler - Direct Fuel | Maximum Achievable Potential | Avg. Replacement Demand (S) | 0 | 0 | 0 | 0 | 0 | 0 | 0 | 0 | 0 | 0 | 0 | 0 | 0 | 0 | 0 | 0 | 0 | 0 | 0 | 0 | 0 | 0 | 0 | 0 | 0 | 0 | 0 | 0 | 0 | 0
F8_Residential_CZ2 - Single Family_New_Space Heating_Natural Gas_Boiler - Direct Fuel_Maximum Achievable Potential | F8 | Residential | CZ2 - Single Family | New | Space Heating | Natural Gas | Boiler - Direct Fuel | Maximum Achievable Potential | Avg. Replacement Demand (W) | 0 | 0 | 0 | 0 | 0 | 0 | 0 | 0 | 0 | 0 | 0 | 0 | 0 | 0 | 0 | 0 | 0 | 0 | 0 | 0 | 0 | 0 | 0 | 0 | 0 | 0 | 0 | 0 | 0 | 0
F1_Residential_CZ2 - Single Family_New_Secondary Heating_Natural Gas_Fireplace_Maximum Achievable Potential | F1 | Residential | CZ2 - Single Family | New | Secondary Heating | Natural Gas | Fireplace | Maximum Achievable Potential | Units | 0 | 0 | 0 | 0 | 0 | 0 | 0 | 0 | 0 | 0 | 0 | 0 | 0 | 0 | 0 | 0 | 0 | 0 | 0 | 0 | 0 | 0 | 0 | 0 | 0 | 0 | 0 | 0 | 0 | 0
F2_Residential_CZ2 - Single Family_New_Secondary Heating_Natural Gas_Fireplace_Maximum Achievable Potential | F2 | Residential | CZ2 - Single Family | New | Secondary Heating | Natural Gas | Fireplace | Maximum Achievable Potential | Usage (MMtherm) | 0 | 0 | 0 | 0 | 0 | 0 | 0 | 0 | 0 | 0 | 0 | 0 | 0 | 0 | 0 | 0 | 0 | 0 | 0 | 0 | 0 | 0 | 0 | 0 | 0 | 0 | 0 | 0 | 0 | 0
F3_Residential_CZ2 - Single Family_New_Secondary Heating_Natural Gas_Fireplace_Maximum Achievable Potential | F3 | Residential | CZ2 - Single Family | New | Secondary Heating | Natural Gas | Fireplace | Maximum Achievable Potential | Peak Demand (S) | 0 | 0 | 0 | 0 | 0 | 0 | 0 | 0 | 0 | 0 | 0 | 0 | 0 | 0 | 0 | 0 | 0 | 0 | 0 | 0 | 0 | 0 | 0 | 0 | 0 | 0 | 0 | 0 | 0 | 0
F4_Residential_CZ2 - Single Family_New_Secondary Heating_Natural Gas_Fireplace_Maximum Achievable Potential | F4 | Residential | CZ2 - Single Family | New | Secondary Heating | Natural Gas | Fireplace | Maximum Achievable Potential | Peak Demand (W) | 0 | 0 | 0 | 0 | 0 | 0 | 0 | 0 | 0 | 0 | 0 | 0 | 0 | 0 | 0 | 0 | 0 | 0 | 0 | 0 | 0 | 0 | 0 | 0 | 0 | 0 | 0 | 0 | 0 | 0
F5_Residential_CZ2 - Single Family_New_Secondary Heating_Natural Gas_Fireplace_Maximum Achievable Potential | F5 | Residential | CZ2 - Single Family | New | Secondary Heating | Natural Gas | Fireplace | Maximum Achievable Potential | Turnover | 0 | 0 | 0 | 0 | 0 | 0 | 0 | 0 | 0 | 0 | 0 | 0 | 0 | 0 | 0 | 0 | 0 | 0 | 0 | 0 | 0 | 0 | 0 | 0 | 0 | 0 | 0 | 0 | 0 | 0
F6_Residential_CZ2 - Single Family_New_Secondary Heating_Natural Gas_Fireplace_Maximum Achievable Potential | F6 | Residential | CZ2 - Single Family | New | Secondary Heating | Natural Gas | Fireplace | Maximum Achievable Potential | Avg. Replacement Usage | 0 | 0 | 0 | 0 | 0 | 0 | 0 | 0 | 0 | 0 | 0 | 0 | 0 | 0 | 0 | 0 | 0 | 0 | 0 | 0 | 0 | 0 | 0 | 0 | 0 | 0 | 0 | 0 | 0 | 0
F7_Residential_CZ2 - Single Family_New_Secondary Heating_Natural Gas_Fireplace_Maximum Achievable Potential | F7 | Residential | CZ2 - Single Family | New | Secondary Heating | Natural Gas | Fireplace | Maximum Achievable Potential | Avg. Replacement Demand (S) | 0 | 0 | 0 | 0 | 0 | 0 | 0 | 0 | 0 | 0 | 0 | 0 | 0 | 0 | 0 | 0 | 0 | 0 | 0 | 0 | 0 | 0 | 0 | 0 | 0 | 0 | 0 | 0 | 0 | 0
F8_Residential_CZ2 - Single Family_New_Secondary Heating_Natural Gas_Fireplace_Maximum Achievable Potential | F8 | Residential | CZ2 - Single Family | New | Secondary Heating | Natural Gas | Fireplace | Maximum Achievable Potential | Avg. Replacement Demand (W) | 0 | 0 | 0 | 0 | 0 | 0 | 0 | 0 | 0 | 0 | 0 | 0 | 0 | 0 | 0 | 0 | 0 | 0 | 0 | 0 | 0 | 0 | 0 | 0 | 0 | 0 | 0 | 0 | 0 | 0
F1_Residential_CZ2 - Single Family_New_Water Heating_Natural Gas_Water Heater <= 55 gal._Maximum Achievable Potential | F1 | Residential | CZ2 - Single Family | New | Water Heating | Natural Gas | Water Heater <= 55 gal. | Maximum Achievable Potential | Units | 0 | 0 | 0 | 0 | 0 | 0 | 0 | 0 | 0 | 0 | 0 | 0 | 0 | 0 | 0 | 0 | 0 | 0 | 0 | 0 | 0 | 0 | 0 | 0 | 0 | 0 | 0 | 0 | 0 | 0
F2_Residential_CZ2 - Single Family_New_Water Heating_Natural Gas_Water Heater <= 55 gal._Maximum Achievable Potential | F2 | Residential | CZ2 - Single Family | New | Water Heating | Natural Gas | Water Heater <= 55 gal. | Maximum Achievable Potential | Usage (MMtherm) | 0 | 0 | 0 | 0 | 0 | 0 | 0 | 0 | 0 | 0 | 0 | 0 | 0 | 0 | 0 | 0 | 0 | 0 | 0 | 0 | 0 | 0 | 0 | 0 | 0 | 0 | 0 | 0 | 0 | 0
F3_Residential_CZ2 - Single Family_New_Water Heating_Natural Gas_Water Heater <= 55 gal._Maximum Achievable Potential | F3 | Residential | CZ2 - Single Family | New | Water Heating | Natural Gas | Water Heater <= 55 gal. | Maximum Achievable Potential | Peak Demand (S) | 0 | 0 | 0 | 0 | 0 | 0 | 0 | 0 | 0 | 0 | 0 | 0 | 0 | 0 | 0 | 0 | 0 | 0 | 0 | 0 | 0 | 0 | 0 | 0 | 0 | 0 | 0 | 0 | 0 | 0
F4_Residential_CZ2 - Single Family_New_Water Heating_Natural Gas_Water Heater <= 55 gal._Maximum Achievable Potential | F4 | Residential | CZ2 - Single Family | New | Water Heating | Natural Gas | Water Heater <= 55 gal. | Maximum Achievable Potential | Peak Demand (W) | 0 | 0 | 0 | 0 | 0 | 0 | 0 | 0 | 0 | 0 | 0 | 0 | 0 | 0 | 0 | 0 | 0 | 0 | 0 | 0 | 0 | 0 | 0 | 0 | 0 | 0 | 0 | 0 | 0 | 0
F5_Residential_CZ2 - Single Family_New_Water Heating_Natural Gas_Water Heater <= 55 gal._Maximum Achievable Potential | F5 | Residential | CZ2 - Single Family | New | Water Heating | Natural Gas | Water Heater <= 55 gal. | Maximum Achievable Potential | Turnover | 0 | 0 | 0 | 0 | 0 | 0 | 0 | 0 | 0 | 0 | 0 | 0 | 0 | 0 | 0 | 0 | 0 | 0 | 0 | 0 | 0 | 0 | 0 | 0 | 0 | 0 | 0 | 0 | 0 | 0
F6_Residential_CZ2 - Single Family_New_Water Heating_Natural Gas_Water Heater <= 55 gal._Maximum Achievable Potential | F6 | Residential | CZ2 - Single Family | New | Water Heating | Natural Gas | Water Heater <= 55 gal. | Maximum Achievable Potential | Avg. Replacement Usage | 0 | 0 | 0 | 0 | 0 | 0 | 0 | 0 | 0 | 0 | 0 | 0 | 0 | 0 | 0 | 0 | 0 | 0 | 0 | 0 | 0 | 0 | 0 | 0 | 0 | 0 | 0 | 0 | 0 | 0
F7_Residential_CZ2 - Single Family_New_Water Heating_Natural Gas_Water Heater <= 55 gal._Maximum Achievable Potential | F7 | Residential | CZ2 - Single Family | New | Water Heating | Natural Gas | Water Heater <= 55 gal. | Maximum Achievable Potential | Avg. Replacement Demand (S) | 0 | 0 | 0 | 0 | 0 | 0 | 0 | 0 | 0 | 0 | 0 | 0 | 0 | 0 | 0 | 0 | 0 | 0 | 0 | 0 | 0 | 0 | 0 | 0 | 0 | 0 | 0 | 0 | 0 | 0
F8_Residential_CZ2 - Single Family_New_Water Heating_Natural Gas_Water Heater <= 55 gal._Maximum Achievable Potential | F8 | Residential | CZ2 - Single Family | New | Water Heating | Natural Gas | Water Heater <= 55 gal. | Maximum Achievable Potential | Avg. Replacement Demand (W) | 0 | 0 | 0 | 0 | 0 | 0 | 0 | 0 | 0 | 0 | 0 | 0 | 0 | 0 | 0 | 0 | 0 | 0 | 0 | 0 | 0 | 0 | 0 | 0 | 0 | 0 | 0 | 0 | 0 | 0
F1_Residential_CZ2 - Single Family_New_Water Heating_Natural Gas_Water Heater > 55 gal._Maximum Achievable Potential | F1 | Residential | CZ2 - Single Family | New | Water Heating | Natural Gas | Water Heater > 55 gal. | Maximum Achievable Potential | Units | 0 | 0 | 0 | 0 | 0 | 0 | 0 | 0 | 0 | 0 | 0 | 0 | 0 | 0 | 0 | 0 | 0 | 0 | 0 | 0 | 0 | 0 | 0 | 0 | 0 | 0 | 0 | 0 | 0 | 0
F2_Residential_CZ2 - Single Family_New_Water Heating_Natural Gas_Water Heater > 55 gal._Maximum Achievable Potential | F2 | Residential | CZ2 - Single Family | New | Water Heating | Natural Gas | Water Heater > 55 gal. | Maximum Achievable Potential | Usage (MMtherm) | 0 | 0 | 0 | 0 | 0 | 0 | 0 | 0 | 0 | 0 | 0 | 0 | 0 | 0 | 0 | 0 | 0 | 0 | 0 | 0 | 0 | 0 | 0 | 0 | 0 | 0 | 0 | 0 | 0 | 0
F3_Residential_CZ2 - Single Family_New_Water Heating_Natural Gas_Water Heater > 55 gal._Maximum Achievable Potential | F3 | Residential | CZ2 - Single Family | New | Water Heating | Natural Gas | Water Heater > 55 gal. | Maximum Achievable Potential | Peak Demand (S) | 0 | 0 | 0 | 0 | 0 | 0 | 0 | 0 | 0 | 0 | 0 | 0 | 0 | 0 | 0 | 0 | 0 | 0 | 0 | 0 | 0 | 0 | 0 | 0 | 0 | 0 | 0 | 0 | 0 | 0
F4_Residential_CZ2 - Single Family_New_Water Heating_Natural Gas_Water Heater > 55 gal._Maximum Achievable Potential | F4 | Residential | CZ2 - Single Family | New | Water Heating | Natural Gas | Water Heater > 55 gal. | Maximum Achievable Potential | Peak Demand (W) | 0 | 0 | 0 | 0 | 0 | 0 | 0 | 0 | 0 | 0 | 0 | 0 | 0 | 0 | 0 | 0 | 0 | 0 | 0 | 0 | 0 | 0 | 0 | 0 | 0 | 0 | 0 | 0 | 0 | 0
F5_Residential_CZ2 - Single Family_New_Water Heating_Natural Gas_Water Heater > 55 gal._Maximum Achievable Potential | F5 | Residential | CZ2 - Single Family | New | Water Heating | Natural Gas | Water Heater > 55 gal. | Maximum Achievable Potential | Turnover | 0 | 0 | 0 | 0 | 0 | 0 | 0 | 0 | 0 | 0 | 0 | 0 | 0 | 0 | 0 | 0 | 0 | 0 | 0 | 0 | 0 | 0 | 0 | 0 | 0 | 0 | 0 | 0 | 0 | 0
F6_Residential_CZ2 - Single Family_New_Water Heating_Natural Gas_Water Heater > 55 gal._Maximum Achievable Potential | F6 | Residential | CZ2 - Single Family | New | Water Heating | Natural Gas | Water Heater > 55 gal. | Maximum Achievable Potential | Avg. Replacement Usage | 0 | 0 | 0 | 0 | 0 | 0 | 0 | 0 | 0 | 0 | 0 | 0 | 0 | 0 | 0 | 0 | 0 | 0 | 0 | 0 | 0 | 0 | 0 | 0 | 0 | 0 | 0 | 0 | 0 | 0
F7_Residential_CZ2 - Single Family_New_Water Heating_Natural Gas_Water Heater > 55 gal._Maximum Achievable Potential | F7 | Residential | CZ2 - Single Family | New | Water Heating | Natural Gas | Water Heater > 55 gal. | Maximum Achievable Potential | Avg. Replacement Demand (S) | 0 | 0 | 0 | 0 | 0 | 0 | 0 | 0 | 0 | 0 | 0 | 0 | 0 | 0 | 0 | 0 | 0 | 0 | 0 | 0 | 0 | 0 | 0 | 0 | 0 | 0 | 0 | 0 | 0 | 0
F8_Residential_CZ2 - Single Family_New_Water Heating_Natural Gas_Water Heater > 55 gal._Maximum Achievable Potential | F8 | Residential | CZ2 - Single Family | New | Water Heating | Natural Gas | Water Heater > 55 gal. | Maximum Achievable Potential | Avg. Replacement Demand (W) | 0 | 0 | 0 | 0 | 0 | 0 | 0 | 0 | 0 | 0 | 0 | 0 | 0 | 0 | 0 | 0 | 0 | 0 | 0 | 0 | 0 | 0 | 0 | 0 | 0 | 0 | 0 | 0 | 0 | 0
F1_Residential_CZ2 - Single Family_New_Appliances_Natural Gas_Clothes Dryer_Maximum Achievable Potential | F1 | Residential | CZ2 - Single Family | New | Appliances | Natural Gas | Clothes Dryer | Maximum Achievable Potential | Units | 0 | 0 | 0 | 0 | 0 | 0 | 0 | 0 | 0 | 0 | 0 | 0 | 0 | 0 | 0 | 0 | 0 | 0 | 0 | 0 | 0 | 0 | 0 | 0 | 0 | 0 | 0 | 0 | 0 | 0
F2_Residential_CZ2 - Single Family_New_Appliances_Natural Gas_Clothes Dryer_Maximum Achievable Potential | F2 | Residential | CZ2 - Single Family | New | Appliances | Natural Gas | Clothes Dryer | Maximum Achievable Potential | Usage (MMtherm) | 0 | 0 | 0 | 0 | 0 | 0 | 0 | 0 | 0 | 0 | 0 | 0 | 0 | 0 | 0 | 0 | 0 | 0 | 0 | 0 | 0 | 0 | 0 | 0 | 0 | 0 | 0 | 0 | 0 | 0
F3_Residential_CZ2 - Single Family_New_Appliances_Natural Gas_Clothes Dryer_Maximum Achievable Potential | F3 | Residential | CZ2 - Single Family | New | Appliances | Natural Gas | Clothes Dryer | Maximum Achievable Potential | Peak Demand (S) | 0 | 0 | 0 | 0 | 0 | 0 | 0 | 0 | 0 | 0 | 0 | 0 | 0 | 0 | 0 | 0 | 0 | 0 | 0 | 0 | 0 | 0 | 0 | 0 | 0 | 0 | 0 | 0 | 0 | 0
F4_Residential_CZ2 - Single Family_New_Appliances_Natural Gas_Clothes Dryer_Maximum Achievable Potential | F4 | Residential | CZ2 - Single Family | New | Appliances | Natural Gas | Clothes Dryer | Maximum Achievable Potential | Peak Demand (W) | 0 | 0 | 0 | 0 | 0 | 0 | 0 | 0 | 0 | 0 | 0 | 0 | 0 | 0 | 0 | 0 | 0 | 0 | 0 | 0 | 0 | 0 | 0 | 0 | 0 | 0 | 0 | 0 | 0 | 0
F5_Residential_CZ2 - Single Family_New_Appliances_Natural Gas_Clothes Dryer_Maximum Achievable Potential | F5 | Residential | CZ2 - Single Family | New | Appliances | Natural Gas | Clothes Dryer | Maximum Achievable Potential | Turnover | 0 | 0 | 0 | 0 | 0 | 0 | 0 | 0 | 0 | 0 | 0 | 0 | 0 | 0 | 0 | 0 | 0 | 0 | 0 | 0 | 0 | 0 | 0 | 0 | 0 | 0 | 0 | 0 | 0 | 0
F6_Residential_CZ2 - Single Family_New_Appliances_Natural Gas_Clothes Dryer_Maximum Achievable Potential | F6 | Residential | CZ2 - Single Family | New | Appliances | Natural Gas | Clothes Dryer | Maximum Achievable Potential | Avg. Replacement Usage | 0 | 0 | 0 | 0 | 0 | 0 | 0 | 0 | 0 | 0 | 0 | 0 | 0 | 0 | 0 | 0 | 0 | 0 | 0 | 0 | 0 | 0 | 0 | 0 | 0 | 0 | 0 | 0 | 0 | 0
F7_Residential_CZ2 - Single Family_New_Appliances_Natural Gas_Clothes Dryer_Maximum Achievable Potential | F7 | Residential | CZ2 - Single Family | New | Appliances | Natural Gas | Clothes Dryer | Maximum Achievable Potential | Avg. Replacement Demand (S) | 0 | 0 | 0 | 0 | 0 | 0 | 0 | 0 | 0 | 0 | 0 | 0 | 0 | 0 | 0 | 0 | 0 | 0 | 0 | 0 | 0 | 0 | 0 | 0 | 0 | 0 | 0 | 0 | 0 | 0
F8_Residential_CZ2 - Single Family_New_Appliances_Natural Gas_Clothes Dryer_Maximum Achievable Potential | F8 | Residential | CZ2 - Single Family | New | Appliances | Natural Gas | Clothes Dryer | Maximum Achievable Potential | Avg. Replacement Demand (W) | 0 | 0 | 0 | 0 | 0 | 0 | 0 | 0 | 0 | 0 | 0 | 0 | 0 | 0 | 0 | 0 | 0 | 0 | 0 | 0 | 0 | 0 | 0 | 0 | 0 | 0 | 0 | 0 | 0 | 0
F1_Residential_CZ2 - Single Family_New_Appliances_Natural Gas_Stove/Oven_Maximum Achievable Potential | F1 | Residential | CZ2 - Single Family | New | Appliances | Natural Gas | Stove/Oven | Maximum Achievable Potential | Units | 0 | 0 | 0 | 0 | 0 | 0 | 0 | 0 | 0 | 0 | 0 | 0 | 0 | 0 | 0 | 0 | 0 | 0 | 0 | 0 | 0 | 0 | 0 | 0 | 0 | 0 | 0 | 0 | 0 | 0
F2_Residential_CZ2 - Single Family_New_Appliances_Natural Gas_Stove/Oven_Maximum Achievable Potential | F2 | Residential | CZ2 - Single Family | New | Appliances | Natural Gas | Stove/Oven | Maximum Achievable Potential | Usage (MMtherm) | 0 | 0 | 0 | 0 | 0 | 0 | 0 | 0 | 0 | 0 | 0 | 0 | 0 | 0 | 0 | 0 | 0 | 0 | 0 | 0 | 0 | 0 | 0 | 0 | 0 | 0 | 0 | 0 | 0 | 0
F3_Residential_CZ2 - Single Family_New_Appliances_Natural Gas_Stove/Oven_Maximum Achievable Potential | F3 | Residential | CZ2 - Single Family | New | Appliances | Natural Gas | Stove/Oven | Maximum Achievable Potential | Peak Demand (S) | 0 | 0 | 0 | 0 | 0 | 0 | 0 | 0 | 0 | 0 | 0 | 0 | 0 | 0 | 0 | 0 | 0 | 0 | 0 | 0 | 0 | 0 | 0 | 0 | 0 | 0 | 0 | 0 | 0 | 0
F4_Residential_CZ2 - Single Family_New_Appliances_Natural Gas_Stove/Oven_Maximum Achievable Potential | F4 | Residential | CZ2 - Single Family | New | Appliances | Natural Gas | Stove/Oven | Maximum Achievable Potential | Peak Demand (W) | 0 | 0 | 0 | 0 | 0 | 0 | 0 | 0 | 0 | 0 | 0 | 0 | 0 | 0 | 0 | 0 | 0 | 0 | 0 | 0 | 0 | 0 | 0 | 0 | 0 | 0 | 0 | 0 | 0 | 0
F5_Residential_CZ2 - Single Family_New_Appliances_Natural Gas_Stove/Oven_Maximum Achievable Potential | F5 | Residential | CZ2 - Single Family | New | Appliances | Natural Gas | Stove/Oven | Maximum Achievable Potential | Turnover | 0 | 0 | 0 | 0 | 0 | 0 | 0 | 0 | 0 | 0 | 0 | 0 | 0 | 0 | 0 | 0 | 0 | 0 | 0 | 0 | 0 | 0 | 0 | 0 | 0 | 0 | 0 | 0 | 0 | 0
F6_Residential_CZ2 - Single Family_New_Appliances_Natural Gas_Stove/Oven_Maximum Achievable Potential | F6 | Residential | CZ2 - Single Family | New | Appliances | Natural Gas | Stove/Oven | Maximum Achievable Potential | Avg. Replacement Usage | 0 | 0 | 0 | 0 | 0 | 0 | 0 | 0 | 0 | 0 | 0 | 0 | 0 | 0 | 0 | 0 | 0 | 0 | 0 | 0 | 0 | 0 | 0 | 0 | 0 | 0 | 0 | 0 | 0 | 0
F7_Residential_CZ2 - Single Family_New_Appliances_Natural Gas_Stove/Oven_Maximum Achievable Potential | F7 | Residential | CZ2 - Single Family | New | Appliances | Natural Gas | Stove/Oven | Maximum Achievable Potential | Avg. Replacement Demand (S) | 0 | 0 | 0 | 0 | 0 | 0 | 0 | 0 | 0 | 0 | 0 | 0 | 0 | 0 | 0 | 0 | 0 | 0 | 0 | 0 | 0 | 0 | 0 | 0 | 0 | 0 | 0 | 0 | 0 | 0
F8_Residential_CZ2 - Single Family_New_Appliances_Natural Gas_Stove/Oven_Maximum Achievable Potential | F8 | Residential | CZ2 - Single Family | New | Appliances | Natural Gas | Stove/Oven | Maximum Achievable Potential | Avg. Replacement Demand (W) | 0 | 0 | 0 | 0 | 0 | 0 | 0 | 0 | 0 | 0 | 0 | 0 | 0 | 0 | 0 | 0 | 0 | 0 | 0 | 0 | 0 | 0 | 0 | 0 | 0 | 0 | 0 | 0 | 0 | 0
F1_Residential_CZ2 - Single Family_New_Miscellaneous_Natural Gas_Pool Heater_Maximum Achievable Potential | F1 | Residential | CZ2 - Single Family | New | Miscellaneous | Natural Gas | Pool Heater | Maximum Achievable Potential | Units | 0 | 0 | 0 | 0 | 0 | 0 | 0 | 0 | 0 | 0 | 0 | 0 | 0 | 0 | 0 | 0 | 0 | 0 | 0 | 0 | 0 | 0 | 0 | 0 | 0 | 0 | 0 | 0 | 0 | 0
F2_Residential_CZ2 - Single Family_New_Miscellaneous_Natural Gas_Pool Heater_Maximum Achievable Potential | F2 | Residential | CZ2 - Single Family | New | Miscellaneous | Natural Gas | Pool Heater | Maximum Achievable Potential | Usage (MMtherm) | 0 | 0 | 0 | 0 | 0 | 0 | 0 | 0 | 0 | 0 | 0 | 0 | 0 | 0 | 0 | 0 | 0 | 0 | 0 | 0 | 0 | 0 | 0 | 0 | 0 | 0 | 0 | 0 | 0 | 0
F3_Residential_CZ2 - Single Family_New_Miscellaneous_Natural Gas_Pool Heater_Maximum Achievable Potential | F3 | Residential | CZ2 - Single Family | New | Miscellaneous | Natural Gas | Pool Heater | Maximum Achievable Potential | Peak Demand (S) | 0 | 0 | 0 | 0 | 0 | 0 | 0 | 0 | 0 | 0 | 0 | 0 | 0 | 0 | 0 | 0 | 0 | 0 | 0 | 0 | 0 | 0 | 0 | 0 | 0 | 0 | 0 | 0 | 0 | 0
F4_Residential_CZ2 - Single Family_New_Miscellaneous_Natural Gas_Pool Heater_Maximum Achievable Potential | F4 | Residential | CZ2 - Single Family | New | Miscellaneous | Natural Gas | Pool Heater | Maximum Achievable Potential | Peak Demand (W) | 0 | 0 | 0 | 0 | 0 | 0 | 0 | 0 | 0 | 0 | 0 | 0 | 0 | 0 | 0 | 0 | 0 | 0 | 0 | 0 | 0 | 0 | 0 | 0 | 0 | 0 | 0 | 0 | 0 | 0
F5_Residential_CZ2 - Single Family_New_Miscellaneous_Natural Gas_Pool Heater_Maximum Achievable Potential | F5 | Residential | CZ2 - Single Family | New | Miscellaneous | Natural Gas | Pool Heater | Maximum Achievable Potential | Turnover | 0 | 0 | 0 | 0 | 0 | 0 | 0 | 0 | 0 | 0 | 0 | 0 | 0 | 0 | 0 | 0 | 0 | 0 | 0 | 0 | 0 | 0 | 0 | 0 | 0 | 0 | 0 | 0 | 0 | 0
F6_Residential_CZ2 - Single Family_New_Miscellaneous_Natural Gas_Pool Heater_Maximum Achievable Potential | F6 | Residential | CZ2 - Single Family | New | Miscellaneous | Natural Gas | Pool Heater | Maximum Achievable Potential | Avg. Replacement Usage | 0 | 0 | 0 | 0 | 0 | 0 | 0 | 0 | 0 | 0 | 0 | 0 | 0 | 0 | 0 | 0 | 0 | 0 | 0 | 0 | 0 | 0 | 0 | 0 | 0 | 0 | 0 | 0 | 0 | 0
F7_Residential_CZ2 - Single Family_New_Miscellaneous_Natural Gas_Pool Heater_Maximum Achievable Potential | F7 | Residential | CZ2 - Single Family | New | Miscellaneous | Natural Gas | Pool Heater | Maximum Achievable Potential | Avg. Replacement Demand (S) | 0 | 0 | 0 | 0 | 0 | 0 | 0 | 0 | 0 | 0 | 0 | 0 | 0 | 0 | 0 | 0 | 0 | 0 | 0 | 0 | 0 | 0 | 0 | 0 | 0 | 0 | 0 | 0 | 0 | 0
F8_Residential_CZ2 - Single Family_New_Miscellaneous_Natural Gas_Pool Heater_Maximum Achievable Potential | F8 | Residential | CZ2 - Single Family | New | Miscellaneous | Natural Gas | Pool Heater | Maximum Achievable Potential | Avg. Replacement Demand (W) | 0 | 0 | 0 | 0 | 0 | 0 | 0 | 0 | 0 | 0 | 0 | 0 | 0 | 0 | 0 | 0 | 0 | 0 | 0 | 0 | 0 | 0 | 0 | 0 | 0 | 0 | 0 | 0 | 0 | 0
F1_Residential_CZ2 - Single Family_New_Miscellaneous_Natural Gas_Miscellaneous_Maximum Achievable Potential | F1 | Residential | CZ2 - Single Family | New | Miscellaneous | Natural Gas | Miscellaneous | Maximum Achievable Potential | Units | 0 | 0 | 0 | 0 | 0 | 0 | 0 | 0 | 0 | 0 | 0 | 0 | 0 | 0 | 0 | 0 | 0 | 0 | 0 | 0 | 0 | 0 | 0 | 0 | 0 | 0 | 0 | 0 | 0 | 0
F2_Residential_CZ2 - Single Family_New_Miscellaneous_Natural Gas_Miscellaneous_Maximum Achievable Potential | F2 | Residential | CZ2 - Single Family | New | Miscellaneous | Natural Gas | Miscellaneous | Maximum Achievable Potential | Usage (MMtherm) | 0 | 0 | 0 | 0 | 0 | 0 | 0 | 0 | 0 | 0 | 0 | 0 | 0 | 0 | 0 | 0 | 0 | 0 | 0 | 0 | 0 | 0 | 0 | 0 | 0 | 0 | 0 | 0 | 0 | 0
F3_Residential_CZ2 - Single Family_New_Miscellaneous_Natural Gas_Miscellaneous_Maximum Achievable Potential | F3 | Residential | CZ2 - Single Family | New | Miscellaneous | Natural Gas | Miscellaneous | Maximum Achievable Potential | Peak Demand (S) | 0 | 0 | 0 | 0 | 0 | 0 | 0 | 0 | 0 | 0 | 0 | 0 | 0 | 0 | 0 | 0 | 0 | 0 | 0 | 0 | 0 | 0 | 0 | 0 | 0 | 0 | 0 | 0 | 0 | 0
F4_Residential_CZ2 - Single Family_New_Miscellaneous_Natural Gas_Miscellaneous_Maximum Achievable Potential | F4 | Residential | CZ2 - Single Family | New | Miscellaneous | Natural Gas | Miscellaneous | Maximum Achievable Potential | Peak Demand (W) | 0 | 0 | 0 | 0 | 0 | 0 | 0 | 0 | 0 | 0 | 0 | 0 | 0 | 0 | 0 | 0 | 0 | 0 | 0 | 0 | 0 | 0 | 0 | 0 | 0 | 0 | 0 | 0 | 0 | 0
F5_Residential_CZ2 - Single Family_New_Miscellaneous_Natural Gas_Miscellaneous_Maximum Achievable Potential | F5 | Residential | CZ2 - Single Family | New | Miscellaneous | Natural Gas | Miscellaneous | Maximum Achievable Potential | Turnover | 0 | 0 | 0 | 0 | 0 | 0 | 0 | 0 | 0 | 0 | 0 | 0 | 0 | 0 | 0 | 0 | 0 | 0 | 0 | 0 | 0 | 0 | 0 | 0 | 0 | 0 | 0 | 0 | 0 | 0
F6_Residential_CZ2 - Single Family_New_Miscellaneous_Natural Gas_Miscellaneous_Maximum Achievable Potential | F6 | Residential | CZ2 - Single Family | New | Miscellaneous | Natural Gas | Miscellaneous | Maximum Achievable Potential | Avg. Replacement Usage | 0 | 0 | 0 | 0 | 0 | 0 | 0 | 0 | 0 | 0 | 0 | 0 | 0 | 0 | 0 | 0 | 0 | 0 | 0 | 0 | 0 | 0 | 0 | 0 | 0 | 0 | 0 | 0 | 0 | 0
F7_Residential_CZ2 - Single Family_New_Miscellaneous_Natural Gas_Miscellaneous_Maximum Achievable Potential | F7 | Residential | CZ2 - Single Family | New | Miscellaneous | Natural Gas | Miscellaneous | Maximum Achievable Potential | Avg. Replacement Demand (S) | 0 | 0 | 0 | 0 | 0 | 0 | 0 | 0 | 0 | 0 | 0 | 0 | 0 | 0 | 0 | 0 | 0 | 0 | 0 | 0 | 0 | 0 | 0 | 0 | 0 | 0 | 0 | 0 | 0 | 0
F8_Residential_CZ2 - Single Family_New_Miscellaneous_Natural Gas_Miscellaneous_Maximum Achievable Potential | F8 | Residential | CZ2 - Single Family | New | Miscellaneous | Natural Gas | Miscellaneous | Maximum Achievable Potential | Avg. Replacement Demand (W) | 0 | 0 | 0 | 0 | 0 | 0 | 0 | 0 | 0 | 0 | 0 | 0 | 0 | 0 | 0 | 0 | 0 | 0 | 0 | 0 | 0 | 0 | 0 | 0 | 0 | 0 | 0 | 0 | 0 | 0
F1_Residential_CZ2 - Multi Family_Existing_Space Heating_Natural Gas_Furnace - Direct Fuel_Maximum Achievable Potential | F1 | Residential | CZ2 - Multi Family | Existing | Space Heating | Natural Gas | Furnace - Direct Fuel | Maximum Achievable Potential | Units | 0 | 0 | 0 | 0 | 0 | 0 | 0 | 0 | 0 | 0 | 0 | 0 | 0 | 0 | 0 | 0 | 0 | 0 | 0 | 0 | 0 | 0 | 0 | 0 | 0 | 0 | 0 | 0 | 0 | 0
F2_Residential_CZ2 - Multi Family_Existing_Space Heating_Natural Gas_Furnace - Direct Fuel_Maximum Achievable Potential | F2 | Residential | CZ2 - Multi Family | Existing | Space Heating | Natural Gas | Furnace - Direct Fuel | Maximum Achievable Potential | Usage (MMtherm) | 0 | 0 | 0 | 0 | 0 | 0 | 0 | 0 | 0 | 0 | 0 | 0 | 0 | 0 | 0 | 0 | 0 | 0 | 0 | 0 | 0 | 0 | 0 | 0 | 0 | 0 | 0 | 0 | 0 | 0
F3_Residential_CZ2 - Multi Family_Existing_Space Heating_Natural Gas_Furnace - Direct Fuel_Maximum Achievable Potential | F3 | Residential | CZ2 - Multi Family | Existing | Space Heating | Natural Gas | Furnace - Direct Fuel | Maximum Achievable Potential | Peak Demand (S) | 0 | 0 | 0 | 0 | 0 | 0 | 0 | 0 | 0 | 0 | 0 | 0 | 0 | 0 | 0 | 0 | 0 | 0 | 0 | 0 | 0 | 0 | 0 | 0 | 0 | 0 | 0 | 0 | 0 | 0
F4_Residential_CZ2 - Multi Family_Existing_Space Heating_Natural Gas_Furnace - Direct Fuel_Maximum Achievable Potential | F4 | Residential | CZ2 - Multi Family | Existing | Space Heating | Natural Gas | Furnace - Direct Fuel | Maximum Achievable Potential | Peak Demand (W) | 0 | 0 | 0 | 0 | 0 | 0 | 0 | 0 | 0 | 0 | 0 | 0 | 0 | 0 | 0 | 0 | 0 | 0 | 0 | 0 | 0 | 0 | 0 | 0 | 0 | 0 | 0 | 0 | 0 | 0
F5_Residential_CZ2 - Multi Family_Existing_Space Heating_Natural Gas_Furnace - Direct Fuel_Maximum Achievable Potential | F5 | Residential | CZ2 - Multi Family | Existing | Space Heating | Natural Gas | Furnace - Direct Fuel | Maximum Achievable Potential | Turnover | 0 | 0 | 0 | 0 | 0 | 0 | 0 | 0 | 0 | 0 | 0 | 0 | 0 | 0 | 0 | 0 | 0 | 0 | 0 | 0 | 0 | 0 | 0 | 0 | 0 | 0 | 0 | 0 | 0 | 0
F6_Residential_CZ2 - Multi Family_Existing_Space Heating_Natural Gas_Furnace - Direct Fuel_Maximum Achievable Potential | F6 | Residential | CZ2 - Multi Family | Existing | Space Heating | Natural Gas | Furnace - Direct Fuel | Maximum Achievable Potential | Avg. Replacement Usage | 0 | 0 | 0 | 0 | 0 | 0 | 0 | 0 | 0 | 0 | 0 | 0 | 0 | 0 | 0 | 0 | 0 | 0 | 0 | 0 | 0 | 0 | 0 | 0 | 0 | 0 | 0 | 0 | 0 | 0
F7_Residential_CZ2 - Multi Family_Existing_Space Heating_Natural Gas_Furnace - Direct Fuel_Maximum Achievable Potential | F7 | Residential | CZ2 - Multi Family | Existing | Space Heating | Natural Gas | Furnace - Direct Fuel | Maximum Achievable Potential | Avg. Replacement Demand (S) | 0 | 0 | 0 | 0 | 0 | 0 | 0 | 0 | 0 | 0 | 0 | 0 | 0 | 0 | 0 | 0 | 0 | 0 | 0 | 0 | 0 | 0 | 0 | 0 | 0 | 0 | 0 | 0 | 0 | 0
F8_Residential_CZ2 - Multi Family_Existing_Space Heating_Natural Gas_Furnace - Direct Fuel_Maximum Achievable Potential | F8 | Residential | CZ2 - Multi Family | Existing | Space Heating | Natural Gas | Furnace - Direct Fuel | Maximum Achievable Potential | Avg. Replacement Demand (W) | 0 | 0 | 0 | 0 | 0 | 0 | 0 | 0 | 0 | 0 | 0 | 0 | 0 | 0 | 0 | 0 | 0 | 0 | 0 | 0 | 0 | 0 | 0 | 0 | 0 | 0 | 0 | 0 | 0 | 0
F1_Residential_CZ2 - Multi Family_Existing_Space Heating_Natural Gas_Boiler - Direct Fuel_Maximum Achievable Potential | F1 | Residential | CZ2 - Multi Family | Existing | Space Heating | Natural Gas | Boiler - Direct Fuel | Maximum Achievable Potential | Units | 0 | 0 | 0 | 0 | 0 | 0 | 0 | 0 | 0 | 0 | 0 | 0 | 0 | 0 | 0 | 0 | 0 | 0 | 0 | 0 | 0 | 0 | 0 | 0 | 0 | 0 | 0 | 0 | 0 | 0
F2_Residential_CZ2 - Multi Family_Existing_Space Heating_Natural Gas_Boiler - Direct Fuel_Maximum Achievable Potential | F2 | Residential | CZ2 - Multi Family | Existing | Space Heating | Natural Gas | Boiler - Direct Fuel | Maximum Achievable Potential | Usage (MMtherm) | 0 | 0 | 0 | 0 | 0 | 0 | 0 | 0 | 0 | 0 | 0 | 0 | 0 | 0 | 0 | 0 | 0 | 0 | 0 | 0 | 0 | 0 | 0 | 0 | 0 | 0 | 0 | 0 | 0 | 0
F3_Residential_CZ2 - Multi Family_Existing_Space Heating_Natural Gas_Boiler - Direct Fuel_Maximum Achievable Potential | F3 | Residential | CZ2 - Multi Family | Existing | Space Heating | Natural Gas | Boiler - Direct Fuel | Maximum Achievable Potential | Peak Demand (S) | 0 | 0 | 0 | 0 | 0 | 0 | 0 | 0 | 0 | 0 | 0 | 0 | 0 | 0 | 0 | 0 | 0 | 0 | 0 | 0 | 0 | 0 | 0 | 0 | 0 | 0 | 0 | 0 | 0 | 0
F4_Residential_CZ2 - Multi Family_Existing_Space Heating_Natural Gas_Boiler - Direct Fuel_Maximum Achievable Potential | F4 | Residential | CZ2 - Multi Family | Existing | Space Heating | Natural Gas | Boiler - Direct Fuel | Maximum Achievable Potential | Peak Demand (W) | 0 | 0 | 0 | 0 | 0 | 0 | 0 | 0 | 0 | 0 | 0 | 0 | 0 | 0 | 0 | 0 | 0 | 0 | 0 | 0 | 0 | 0 | 0 | 0 | 0 | 0 | 0 | 0 | 0 | 0
F5_Residential_CZ2 - Multi Family_Existing_Space Heating_Natural Gas_Boiler - Direct Fuel_Maximum Achievable Potential | F5 | Residential | CZ2 - Multi Family | Existing | Space Heating | Natural Gas | Boiler - Direct Fuel | Maximum Achievable Potential | Turnover | 0 | 0 | 0 | 0 | 0 | 0 | 0 | 0 | 0 | 0 | 0 | 0 | 0 | 0 | 0 | 0 | 0 | 0 | 0 | 0 | 0 | 0 | 0 | 0 | 0 | 0 | 0 | 0 | 0 | 0
F6_Residential_CZ2 - Multi Family_Existing_Space Heating_Natural Gas_Boiler - Direct Fuel_Maximum Achievable Potential | F6 | Residential | CZ2 - Multi Family | Existing | Space Heating | Natural Gas | Boiler - Direct Fuel | Maximum Achievable Potential | Avg. Replacement Usage | 0 | 0 | 0 | 0 | 0 | 0 | 0 | 0 | 0 | 0 | 0 | 0 | 0 | 0 | 0 | 0 | 0 | 0 | 0 | 0 | 0 | 0 | 0 | 0 | 0 | 0 | 0 | 0 | 0 | 0
F7_Residential_CZ2 - Multi Family_Existing_Space Heating_Natural Gas_Boiler - Direct Fuel_Maximum Achievable Potential | F7 | Residential | CZ2 - Multi Family | Existing | Space Heating | Natural Gas | Boiler - Direct Fuel | Maximum Achievable Potential | Avg. Replacement Demand (S) | 0 | 0 | 0 | 0 | 0 | 0 | 0 | 0 | 0 | 0 | 0 | 0 | 0 | 0 | 0 | 0 | 0 | 0 | 0 | 0 | 0 | 0 | 0 | 0 | 0 | 0 | 0 | 0 | 0 | 0
F8_Residential_CZ2 - Multi Family_Existing_Space Heating_Natural Gas_Boiler - Direct Fuel_Maximum Achievable Potential | F8 | Residential | CZ2 - Multi Family | Existing | Space Heating | Natural Gas | Boiler - Direct Fuel | Maximum Achievable Potential | Avg. Replacement Demand (W) | 0 | 0 | 0 | 0 | 0 | 0 | 0 | 0 | 0 | 0 | 0 | 0 | 0 | 0 | 0 | 0 | 0 | 0 | 0 | 0 | 0 | 0 | 0 | 0 | 0 | 0 | 0 | 0 | 0 | 0
F1_Residential_CZ2 - Multi Family_Existing_Secondary Heating_Natural Gas_Fireplace_Maximum Achievable Potential | F1 | Residential | CZ2 - Multi Family | Existing | Secondary Heating | Natural Gas | Fireplace | Maximum Achievable Potential | Units | 0 | 0 | 0 | 0 | 0 | 0 | 0 | 0 | 0 | 0 | 0 | 0 | 0 | 0 | 0 | 0 | 0 | 0 | 0 | 0 | 0 | 0 | 0 | 0 | 0 | 0 | 0 | 0 | 0 | 0
F2_Residential_CZ2 - Multi Family_Existing_Secondary Heating_Natural Gas_Fireplace_Maximum Achievable Potential | F2 | Residential | CZ2 - Multi Family | Existing | Secondary Heating | Natural Gas | Fireplace | Maximum Achievable Potential | Usage (MMtherm) | 0 | 0 | 0 | 0 | 0 | 0 | 0 | 0 | 0 | 0 | 0 | 0 | 0 | 0 | 0 | 0 | 0 | 0 | 0 | 0 | 0 | 0 | 0 | 0 | 0 | 0 | 0 | 0 | 0 | 0
F3_Residential_CZ2 - Multi Family_Existing_Secondary Heating_Natural Gas_Fireplace_Maximum Achievable Potential | F3 | Residential | CZ2 - Multi Family | Existing | Secondary Heating | Natural Gas | Fireplace | Maximum Achievable Potential | Peak Demand (S) | 0 | 0 | 0 | 0 | 0 | 0 | 0 | 0 | 0 | 0 | 0 | 0 | 0 | 0 | 0 | 0 | 0 | 0 | 0 | 0 | 0 | 0 | 0 | 0 | 0 | 0 | 0 | 0 | 0 | 0
F4_Residential_CZ2 - Multi Family_Existing_Secondary Heating_Natural Gas_Fireplace_Maximum Achievable Potential | F4 | Residential | CZ2 - Multi Family | Existing | Secondary Heating | Natural Gas | Fireplace | Maximum Achievable Potential | Peak Demand (W) | 0 | 0 | 0 | 0 | 0 | 0 | 0 | 0 | 0 | 0 | 0 | 0 | 0 | 0 | 0 | 0 | 0 | 0 | 0 | 0 | 0 | 0 | 0 | 0 | 0 | 0 | 0 | 0 | 0 | 0
F5_Residential_CZ2 - Multi Family_Existing_Secondary Heating_Natural Gas_Fireplace_Maximum Achievable Potential | F5 | Residential | CZ2 - Multi Family | Existing | Secondary Heating | Natural Gas | Fireplace | Maximum Achievable Potential | Turnover | 0 | 0 | 0 | 0 | 0 | 0 | 0 | 0 | 0 | 0 | 0 | 0 | 0 | 0 | 0 | 0 | 0 | 0 | 0 | 0 | 0 | 0 | 0 | 0 | 0 | 0 | 0 | 0 | 0 | 0
F6_Residential_CZ2 - Multi Family_Existing_Secondary Heating_Natural Gas_Fireplace_Maximum Achievable Potential | F6 | Residential | CZ2 - Multi Family | Existing | Secondary Heating | Natural Gas | Fireplace | Maximum Achievable Potential | Avg. Replacement Usage | 0 | 0 | 0 | 0 | 0 | 0 | 0 | 0 | 0 | 0 | 0 | 0 | 0 | 0 | 0 | 0 | 0 | 0 | 0 | 0 | 0 | 0 | 0 | 0 | 0 | 0 | 0 | 0 | 0 | 0
F7_Residential_CZ2 - Multi Family_Existing_Secondary Heating_Natural Gas_Fireplace_Maximum Achievable Potential | F7 | Residential | CZ2 - Multi Family | Existing | Secondary Heating | Natural Gas | Fireplace | Maximum Achievable Potential | Avg. Replacement Demand (S) | 0 | 0 | 0 | 0 | 0 | 0 | 0 | 0 | 0 | 0 | 0 | 0 | 0 | 0 | 0 | 0 | 0 | 0 | 0 | 0 | 0 | 0 | 0 | 0 | 0 | 0 | 0 | 0 | 0 | 0
F8_Residential_CZ2 - Multi Family_Existing_Secondary Heating_Natural Gas_Fireplace_Maximum Achievable Potential | F8 | Residential | CZ2 - Multi Family | Existing | Secondary Heating | Natural Gas | Fireplace | Maximum Achievable Potential | Avg. Replacement Demand (W) | 0 | 0 | 0 | 0 | 0 | 0 | 0 | 0 | 0 | 0 | 0 | 0 | 0 | 0 | 0 | 0 | 0 | 0 | 0 | 0 | 0 | 0 | 0 | 0 | 0 | 0 | 0 | 0 | 0 | 0
F1_Residential_CZ2 - Multi Family_Existing_Water Heating_Natural Gas_Water Heater <= 55 gal._Maximum Achievable Potential | F1 | Residential | CZ2 - Multi Family | Existing | Water Heating | Natural Gas | Water Heater <= 55 gal. | Maximum Achievable Potential | Units | 0 | 0 | 0 | 0 | 0 | 0 | 0 | 0 | 0 | 0 | 0 | 0 | 0 | 0 | 0 | 0 | 0 | 0 | 0 | 0 | 0 | 0 | 0 | 0 | 0 | 0 | 0 | 0 | 0 | 0
F2_Residential_CZ2 - Multi Family_Existing_Water Heating_Natural Gas_Water Heater <= 55 gal._Maximum Achievable Potential | F2 | Residential | CZ2 - Multi Family | Existing | Water Heating | Natural Gas | Water Heater <= 55 gal. | Maximum Achievable Potential | Usage (MMtherm) | 0 | 0 | 0 | 0 | 0 | 0 | 0 | 0 | 0 | 0 | 0 | 0 | 0 | 0 | 0 | 0 | 0 | 0 | 0 | 0 | 0 | 0 | 0 | 0 | 0 | 0 | 0 | 0 | 0 | 0
F3_Residential_CZ2 - Multi Family_Existing_Water Heating_Natural Gas_Water Heater <= 55 gal._Maximum Achievable Potential | F3 | Residential | CZ2 - Multi Family | Existing | Water Heating | Natural Gas | Water Heater <= 55 gal. | Maximum Achievable Potential | Peak Demand (S) | 0 | 0 | 0 | 0 | 0 | 0 | 0 | 0 | 0 | 0 | 0 | 0 | 0 | 0 | 0 | 0 | 0 | 0 | 0 | 0 | 0 | 0 | 0 | 0 | 0 | 0 | 0 | 0 | 0 | 0
F4_Residential_CZ2 - Multi Family_Existing_Water Heating_Natural Gas_Water Heater <= 55 gal._Maximum Achievable Potential | F4 | Residential | CZ2 - Multi Family | Existing | Water Heating | Natural Gas | Water Heater <= 55 gal. | Maximum Achievable Potential | Peak Demand (W) | 0 | 0 | 0 | 0 | 0 | 0 | 0 | 0 | 0 | 0 | 0 | 0 | 0 | 0 | 0 | 0 | 0 | 0 | 0 | 0 | 0 | 0 | 0 | 0 | 0 | 0 | 0 | 0 | 0 | 0
F5_Residential_CZ2 - Multi Family_Existing_Water Heating_Natural Gas_Water Heater <= 55 gal._Maximum Achievable Potential | F5 | Residential | CZ2 - Multi Family | Existing | Water Heating | Natural Gas | Water Heater <= 55 gal. | Maximum Achievable Potential | Turnover | 0 | 0 | 0 | 0 | 0 | 0 | 0 | 0 | 0 | 0 | 0 | 0 | 0 | 0 | 0 | 0 | 0 | 0 | 0 | 0 | 0 | 0 | 0 | 0 | 0 | 0 | 0 | 0 | 0 | 0
F6_Residential_CZ2 - Multi Family_Existing_Water Heating_Natural Gas_Water Heater <= 55 gal._Maximum Achievable Potential | F6 | Residential | CZ2 - Multi Family | Existing | Water Heating | Natural Gas | Water Heater <= 55 gal. | Maximum Achievable Potential | Avg. Replacement Usage | 0 | 0 | 0 | 0 | 0 | 0 | 0 | 0 | 0 | 0 | 0 | 0 | 0 | 0 | 0 | 0 | 0 | 0 | 0 | 0 | 0 | 0 | 0 | 0 | 0 | 0 | 0 | 0 | 0 | 0
F7_Residential_CZ2 - Multi Family_Existing_Water Heating_Natural Gas_Water Heater <= 55 gal._Maximum Achievable Potential | F7 | Residential | CZ2 - Multi Family | Existing | Water Heating | Natural Gas | Water Heater <= 55 gal. | Maximum Achievable Potential | Avg. Replacement Demand (S) | 0 | 0 | 0 | 0 | 0 | 0 | 0 | 0 | 0 | 0 | 0 | 0 | 0 | 0 | 0 | 0 | 0 | 0 | 0 | 0 | 0 | 0 | 0 | 0 | 0 | 0 | 0 | 0 | 0 | 0
F8_Residential_CZ2 - Multi Family_Existing_Water Heating_Natural Gas_Water Heater <= 55 gal._Maximum Achievable Potential | F8 | Residential | CZ2 - Multi Family | Existing | Water Heating | Natural Gas | Water Heater <= 55 gal. | Maximum Achievable Potential | Avg. Replacement Demand (W) | 0 | 0 | 0 | 0 | 0 | 0 | 0 | 0 | 0 | 0 | 0 | 0 | 0 | 0 | 0 | 0 | 0 | 0 | 0 | 0 | 0 | 0 | 0 | 0 | 0 | 0 | 0 | 0 | 0 | 0
F1_Residential_CZ2 - Multi Family_Existing_Water Heating_Natural Gas_Water Heater > 55 gal._Maximum Achievable Potential | F1 | Residential | CZ2 - Multi Family | Existing | Water Heating | Natural Gas | Water Heater > 55 gal. | Maximum Achievable Potential | Units | 0 | 0 | 0 | 0 | 0 | 0 | 0 | 0 | 0 | 0 | 0 | 0 | 0 | 0 | 0 | 0 | 0 | 0 | 0 | 0 | 0 | 0 | 0 | 0 | 0 | 0 | 0 | 0 | 0 | 0
F2_Residential_CZ2 - Multi Family_Existing_Water Heating_Natural Gas_Water Heater > 55 gal._Maximum Achievable Potential | F2 | Residential | CZ2 - Multi Family | Existing | Water Heating | Natural Gas | Water Heater > 55 gal. | Maximum Achievable Potential | Usage (MMtherm) | 0 | 0 | 0 | 0 | 0 | 0 | 0 | 0 | 0 | 0 | 0 | 0 | 0 | 0 | 0 | 0 | 0 | 0 | 0 | 0 | 0 | 0 | 0 | 0 | 0 | 0 | 0 | 0 | 0 | 0
F3_Residential_CZ2 - Multi Family_Existing_Water Heating_Natural Gas_Water Heater > 55 gal._Maximum Achievable Potential | F3 | Residential | CZ2 - Multi Family | Existing | Water Heating | Natural Gas | Water Heater > 55 gal. | Maximum Achievable Potential | Peak Demand (S) | 0 | 0 | 0 | 0 | 0 | 0 | 0 | 0 | 0 | 0 | 0 | 0 | 0 | 0 | 0 | 0 | 0 | 0 | 0 | 0 | 0 | 0 | 0 | 0 | 0 | 0 | 0 | 0 | 0 | 0
F4_Residential_CZ2 - Multi Family_Existing_Water Heating_Natural Gas_Water Heater > 55 gal._Maximum Achievable Potential | F4 | Residential | CZ2 - Multi Family | Existing | Water Heating | Natural Gas | Water Heater > 55 gal. | Maximum Achievable Potential | Peak Demand (W) | 0 | 0 | 0 | 0 | 0 | 0 | 0 | 0 | 0 | 0 | 0 | 0 | 0 | 0 | 0 | 0 | 0 | 0 | 0 | 0 | 0 | 0 | 0 | 0 | 0 | 0 | 0 | 0 | 0 | 0
F5_Residential_CZ2 - Multi Family_Existing_Water Heating_Natural Gas_Water Heater > 55 gal._Maximum Achievable Potential | F5 | Residential | CZ2 - Multi Family | Existing | Water Heating | Natural Gas | Water Heater > 55 gal. | Maximum Achievable Potential | Turnover | 0 | 0 | 0 | 0 | 0 | 0 | 0 | 0 | 0 | 0 | 0 | 0 | 0 | 0 | 0 | 0 | 0 | 0 | 0 | 0 | 0 | 0 | 0 | 0 | 0 | 0 | 0 | 0 | 0 | 0
F6_Residential_CZ2 - Multi Family_Existing_Water Heating_Natural Gas_Water Heater > 55 gal._Maximum Achievable Potential | F6 | Residential | CZ2 - Multi Family | Existing | Water Heating | Natural Gas | Water Heater > 55 gal. | Maximum Achievable Potential | Avg. Replacement Usage | 0 | 0 | 0 | 0 | 0 | 0 | 0 | 0 | 0 | 0 | 0 | 0 | 0 | 0 | 0 | 0 | 0 | 0 | 0 | 0 | 0 | 0 | 0 | 0 | 0 | 0 | 0 | 0 | 0 | 0
F7_Residential_CZ2 - Multi Family_Existing_Water Heating_Natural Gas_Water Heater > 55 gal._Maximum Achievable Potential | F7 | Residential | CZ2 - Multi Family | Existing | Water Heating | Natural Gas | Water Heater > 55 gal. | Maximum Achievable Potential | Avg. Replacement Demand (S) | 0 | 0 | 0 | 0 | 0 | 0 | 0 | 0 | 0 | 0 | 0 | 0 | 0 | 0 | 0 | 0 | 0 | 0 | 0 | 0 | 0 | 0 | 0 | 0 | 0 | 0 | 0 | 0 | 0 | 0
F8_Residential_CZ2 - Multi Family_Existing_Water Heating_Natural Gas_Water Heater > 55 gal._Maximum Achievable Potential | F8 | Residential | CZ2 - Multi Family | Existing | Water Heating | Natural Gas | Water Heater > 55 gal. | Maximum Achievable Potential | Avg. Replacement Demand (W) | 0 | 0 | 0 | 0 | 0 | 0 | 0 | 0 | 0 | 0 | 0 | 0 | 0 | 0 | 0 | 0 | 0 | 0 | 0 | 0 | 0 | 0 | 0 | 0 | 0 | 0 | 0 | 0 | 0 | 0
F1_Residential_CZ2 - Multi Family_Existing_Appliances_Natural Gas_Clothes Dryer_Maximum Achievable Potential | F1 | Residential | CZ2 - Multi Family | Existing | Appliances | Natural Gas | Clothes Dryer | Maximum Achievable Potential | Units | 0 | 0 | 0 | 0 | 0 | 0 | 0 | 0 | 0 | 0 | 0 | 0 | 0 | 0 | 0 | 0 | 0 | 0 | 0 | 0 | 0 | 0 | 0 | 0 | 0 | 0 | 0 | 0 | 0 | 0
F2_Residential_CZ2 - Multi Family_Existing_Appliances_Natural Gas_Clothes Dryer_Maximum Achievable Potential | F2 | Residential | CZ2 - Multi Family | Existing | Appliances | Natural Gas | Clothes Dryer | Maximum Achievable Potential | Usage (MMtherm) | 0 | 0 | 0 | 0 | 0 | 0 | 0 | 0 | 0 | 0 | 0 | 0 | 0 | 0 | 0 | 0 | 0 | 0 | 0 | 0 | 0 | 0 | 0 | 0 | 0 | 0 | 0 | 0 | 0 | 0
F3_Residential_CZ2 - Multi Family_Existing_Appliances_Natural Gas_Clothes Dryer_Maximum Achievable Potential | F3 | Residential | CZ2 - Multi Family | Existing | Appliances | Natural Gas | Clothes Dryer | Maximum Achievable Potential | Peak Demand (S) | 0 | 0 | 0 | 0 | 0 | 0 | 0 | 0 | 0 | 0 | 0 | 0 | 0 | 0 | 0 | 0 | 0 | 0 | 0 | 0 | 0 | 0 | 0 | 0 | 0 | 0 | 0 | 0 | 0 | 0
F4_Residential_CZ2 - Multi Family_Existing_Appliances_Natural Gas_Clothes Dryer_Maximum Achievable Potential | F4 | Residential | CZ2 - Multi Family | Existing | Appliances | Natural Gas | Clothes Dryer | Maximum Achievable Potential | Peak Demand (W) | 0 | 0 | 0 | 0 | 0 | 0 | 0 | 0 | 0 | 0 | 0 | 0 | 0 | 0 | 0 | 0 | 0 | 0 | 0 | 0 | 0 | 0 | 0 | 0 | 0 | 0 | 0 | 0 | 0 | 0
F5_Residential_CZ2 - Multi Family_Existing_Appliances_Natural Gas_Clothes Dryer_Maximum Achievable Potential | F5 | Residential | CZ2 - Multi Family | Existing | Appliances | Natural Gas | Clothes Dryer | Maximum Achievable Potential | Turnover | 0 | 0 | 0 | 0 | 0 | 0 | 0 | 0 | 0 | 0 | 0 | 0 | 0 | 0 | 0 | 0 | 0 | 0 | 0 | 0 | 0 | 0 | 0 | 0 | 0 | 0 | 0 | 0 | 0 | 0
F6_Residential_CZ2 - Multi Family_Existing_Appliances_Natural Gas_Clothes Dryer_Maximum Achievable Potential | F6 | Residential | CZ2 - Multi Family | Existing | Appliances | Natural Gas | Clothes Dryer | Maximum Achievable Potential | Avg. Replacement Usage | 0 | 0 | 0 | 0 | 0 | 0 | 0 | 0 | 0 | 0 | 0 | 0 | 0 | 0 | 0 | 0 | 0 | 0 | 0 | 0 | 0 | 0 | 0 | 0 | 0 | 0 | 0 | 0 | 0 | 0
F7_Residential_CZ2 - Multi Family_Existing_Appliances_Natural Gas_Clothes Dryer_Maximum Achievable Potential | F7 | Residential | CZ2 - Multi Family | Existing | Appliances | Natural Gas | Clothes Dryer | Maximum Achievable Potential | Avg. Replacement Demand (S) | 0 | 0 | 0 | 0 | 0 | 0 | 0 | 0 | 0 | 0 | 0 | 0 | 0 | 0 | 0 | 0 | 0 | 0 | 0 | 0 | 0 | 0 | 0 | 0 | 0 | 0 | 0 | 0 | 0 | 0
F8_Residential_CZ2 - Multi Family_Existing_Appliances_Natural Gas_Clothes Dryer_Maximum Achievable Potential | F8 | Residential | CZ2 - Multi Family | Existing | Appliances | Natural Gas | Clothes Dryer | Maximum Achievable Potential | Avg. Replacement Demand (W) | 0 | 0 | 0 | 0 | 0 | 0 | 0 | 0 | 0 | 0 | 0 | 0 | 0 | 0 | 0 | 0 | 0 | 0 | 0 | 0 | 0 | 0 | 0 | 0 | 0 | 0 | 0 | 0 | 0 | 0
F1_Residential_CZ2 - Multi Family_Existing_Appliances_Natural Gas_Stove/Oven_Maximum Achievable Potential | F1 | Residential | CZ2 - Multi Family | Existing | Appliances | Natural Gas | Stove/Oven | Maximum Achievable Potential | Units | 0 | 0 | 0 | 0 | 0 | 0 | 0 | 0 | 0 | 0 | 0 | 0 | 0 | 0 | 0 | 0 | 0 | 0 | 0 | 0 | 0 | 0 | 0 | 0 | 0 | 0 | 0 | 0 | 0 | 0
F2_Residential_CZ2 - Multi Family_Existing_Appliances_Natural Gas_Stove/Oven_Maximum Achievable Potential | F2 | Residential | CZ2 - Multi Family | Existing | Appliances | Natural Gas | Stove/Oven | Maximum Achievable Potential | Usage (MMtherm) | 0 | 0 | 0 | 0 | 0 | 0 | 0 | 0 | 0 | 0 | 0 | 0 | 0 | 0 | 0 | 0 | 0 | 0 | 0 | 0 | 0 | 0 | 0 | 0 | 0 | 0 | 0 | 0 | 0 | 0
F3_Residential_CZ2 - Multi Family_Existing_Appliances_Natural Gas_Stove/Oven_Maximum Achievable Potential | F3 | Residential | CZ2 - Multi Family | Existing | Appliances | Natural Gas | Stove/Oven | Maximum Achievable Potential | Peak Demand (S) | 0 | 0 | 0 | 0 | 0 | 0 | 0 | 0 | 0 | 0 | 0 | 0 | 0 | 0 | 0 | 0 | 0 | 0 | 0 | 0 | 0 | 0 | 0 | 0 | 0 | 0 | 0 | 0 | 0 | 0
F4_Residential_CZ2 - Multi Family_Existing_Appliances_Natural Gas_Stove/Oven_Maximum Achievable Potential | F4 | Residential | CZ2 - Multi Family | Existing | Appliances | Natural Gas | Stove/Oven | Maximum Achievable Potential | Peak Demand (W) | 0 | 0 | 0 | 0 | 0 | 0 | 0 | 0 | 0 | 0 | 0 | 0 | 0 | 0 | 0 | 0 | 0 | 0 | 0 | 0 | 0 | 0 | 0 | 0 | 0 | 0 | 0 | 0 | 0 | 0
F5_Residential_CZ2 - Multi Family_Existing_Appliances_Natural Gas_Stove/Oven_Maximum Achievable Potential | F5 | Residential | CZ2 - Multi Family | Existing | Appliances | Natural Gas | Stove/Oven | Maximum Achievable Potential | Turnover | 0 | 0 | 0 | 0 | 0 | 0 | 0 | 0 | 0 | 0 | 0 | 0 | 0 | 0 | 0 | 0 | 0 | 0 | 0 | 0 | 0 | 0 | 0 | 0 | 0 | 0 | 0 | 0 | 0 | 0
F6_Residential_CZ2 - Multi Family_Existing_Appliances_Natural Gas_Stove/Oven_Maximum Achievable Potential | F6 | Residential | CZ2 - Multi Family | Existing | Appliances | Natural Gas | Stove/Oven | Maximum Achievable Potential | Avg. Replacement Usage | 0 | 0 | 0 | 0 | 0 | 0 | 0 | 0 | 0 | 0 | 0 | 0 | 0 | 0 | 0 | 0 | 0 | 0 | 0 | 0 | 0 | 0 | 0 | 0 | 0 | 0 | 0 | 0 | 0 | 0
F7_Residential_CZ2 - Multi Family_Existing_Appliances_Natural Gas_Stove/Oven_Maximum Achievable Potential | F7 | Residential | CZ2 - Multi Family | Existing | Appliances | Natural Gas | Stove/Oven | Maximum Achievable Potential | Avg. Replacement Demand (S) | 0 | 0 | 0 | 0 | 0 | 0 | 0 | 0 | 0 | 0 | 0 | 0 | 0 | 0 | 0 | 0 | 0 | 0 | 0 | 0 | 0 | 0 | 0 | 0 | 0 | 0 | 0 | 0 | 0 | 0
F8_Residential_CZ2 - Multi Family_Existing_Appliances_Natural Gas_Stove/Oven_Maximum Achievable Potential | F8 | Residential | CZ2 - Multi Family | Existing | Appliances | Natural Gas | Stove/Oven | Maximum Achievable Potential | Avg. Replacement Demand (W) | 0 | 0 | 0 | 0 | 0 | 0 | 0 | 0 | 0 | 0 | 0 | 0 | 0 | 0 | 0 | 0 | 0 | 0 | 0 | 0 | 0 | 0 | 0 | 0 | 0 | 0 | 0 | 0 | 0 | 0
F1_Residential_CZ2 - Multi Family_Existing_Miscellaneous_Natural Gas_Pool Heater_Maximum Achievable Potential | F1 | Residential | CZ2 - Multi Family | Existing | Miscellaneous | Natural Gas | Pool Heater | Maximum Achievable Potential | Units | 0 | 0 | 0 | 0 | 0 | 0 | 0 | 0 | 0 | 0 | 0 | 0 | 0 | 0 | 0 | 0 | 0 | 0 | 0 | 0 | 0 | 0 | 0 | 0 | 0 | 0 | 0 | 0 | 0 | 0
F2_Residential_CZ2 - Multi Family_Existing_Miscellaneous_Natural Gas_Pool Heater_Maximum Achievable Potential | F2 | Residential | CZ2 - Multi Family | Existing | Miscellaneous | Natural Gas | Pool Heater | Maximum Achievable Potential | Usage (MMtherm) | 0 | 0 | 0 | 0 | 0 | 0 | 0 | 0 | 0 | 0 | 0 | 0 | 0 | 0 | 0 | 0 | 0 | 0 | 0 | 0 | 0 | 0 | 0 | 0 | 0 | 0 | 0 | 0 | 0 | 0
F3_Residential_CZ2 - Multi Family_Existing_Miscellaneous_Natural Gas_Pool Heater_Maximum Achievable Potential | F3 | Residential | CZ2 - Multi Family | Existing | Miscellaneous | Natural Gas | Pool Heater | Maximum Achievable Potential | Peak Demand (S) | 0 | 0 | 0 | 0 | 0 | 0 | 0 | 0 | 0 | 0 | 0 | 0 | 0 | 0 | 0 | 0 | 0 | 0 | 0 | 0 | 0 | 0 | 0 | 0 | 0 | 0 | 0 | 0 | 0 | 0
F4_Residential_CZ2 - Multi Family_Existing_Miscellaneous_Natural Gas_Pool Heater_Maximum Achievable Potential | F4 | Residential | CZ2 - Multi Family | Existing | Miscellaneous | Natural Gas | Pool Heater | Maximum Achievable Potential | Peak Demand (W) | 0 | 0 | 0 | 0 | 0 | 0 | 0 | 0 | 0 | 0 | 0 | 0 | 0 | 0 | 0 | 0 | 0 | 0 | 0 | 0 | 0 | 0 | 0 | 0 | 0 | 0 | 0 | 0 | 0 | 0
F5_Residential_CZ2 - Multi Family_Existing_Miscellaneous_Natural Gas_Pool Heater_Maximum Achievable Potential | F5 | Residential | CZ2 - Multi Family | Existing | Miscellaneous | Natural Gas | Pool Heater | Maximum Achievable Potential | Turnover | 0 | 0 | 0 | 0 | 0 | 0 | 0 | 0 | 0 | 0 | 0 | 0 | 0 | 0 | 0 | 0 | 0 | 0 | 0 | 0 | 0 | 0 | 0 | 0 | 0 | 0 | 0 | 0 | 0 | 0
F6_Residential_CZ2 - Multi Family_Existing_Miscellaneous_Natural Gas_Pool Heater_Maximum Achievable Potential | F6 | Residential | CZ2 - Multi Family | Existing | Miscellaneous | Natural Gas | Pool Heater | Maximum Achievable Potential | Avg. Replacement Usage | 0 | 0 | 0 | 0 | 0 | 0 | 0 | 0 | 0 | 0 | 0 | 0 | 0 | 0 | 0 | 0 | 0 | 0 | 0 | 0 | 0 | 0 | 0 | 0 | 0 | 0 | 0 | 0 | 0 | 0
F7_Residential_CZ2 - Multi Family_Existing_Miscellaneous_Natural Gas_Pool Heater_Maximum Achievable Potential | F7 | Residential | CZ2 - Multi Family | Existing | Miscellaneous | Natural Gas | Pool Heater | Maximum Achievable Potential | Avg. Replacement Demand (S) | 0 | 0 | 0 | 0 | 0 | 0 | 0 | 0 | 0 | 0 | 0 | 0 | 0 | 0 | 0 | 0 | 0 | 0 | 0 | 0 | 0 | 0 | 0 | 0 | 0 | 0 | 0 | 0 | 0 | 0
F8_Residential_CZ2 - Multi Family_Existing_Miscellaneous_Natural Gas_Pool Heater_Maximum Achievable Potential | F8 | Residential | CZ2 - Multi Family | Existing | Miscellaneous | Natural Gas | Pool Heater | Maximum Achievable Potential | Avg. Replacement Demand (W) | 0 | 0 | 0 | 0 | 0 | 0 | 0 | 0 | 0 | 0 | 0 | 0 | 0 | 0 | 0 | 0 | 0 | 0 | 0 | 0 | 0 | 0 | 0 | 0 | 0 | 0 | 0 | 0 | 0 | 0
F1_Residential_CZ2 - Multi Family_Existing_Miscellaneous_Natural Gas_Miscellaneous_Maximum Achievable Potential | F1 | Residential | CZ2 - Multi Family | Existing | Miscellaneous | Natural Gas | Miscellaneous | Maximum Achievable Potential | Units | 0 | 0 | 0 | 0 | 0 | 0 | 0 | 0 | 0 | 0 | 0 | 0 | 0 | 0 | 0 | 0 | 0 | 0 | 0 | 0 | 0 | 0 | 0 | 0 | 0 | 0 | 0 | 0 | 0 | 0
F2_Residential_CZ2 - Multi Family_Existing_Miscellaneous_Natural Gas_Miscellaneous_Maximum Achievable Potential | F2 | Residential | CZ2 - Multi Family | Existing | Miscellaneous | Natural Gas | Miscellaneous | Maximum Achievable Potential | Usage (MMtherm) | 0 | 0 | 0 | 0 | 0 | 0 | 0 | 0 | 0 | 0 | 0 | 0 | 0 | 0 | 0 | 0 | 0 | 0 | 0 | 0 | 0 | 0 | 0 | 0 | 0 | 0 | 0 | 0 | 0 | 0
F3_Residential_CZ2 - Multi Family_Existing_Miscellaneous_Natural Gas_Miscellaneous_Maximum Achievable Potential | F3 | Residential | CZ2 - Multi Family | Existing | Miscellaneous | Natural Gas | Miscellaneous | Maximum Achievable Potential | Peak Demand (S) | 0 | 0 | 0 | 0 | 0 | 0 | 0 | 0 | 0 | 0 | 0 | 0 | 0 | 0 | 0 | 0 | 0 | 0 | 0 | 0 | 0 | 0 | 0 | 0 | 0 | 0 | 0 | 0 | 0 | 0
F4_Residential_CZ2 - Multi Family_Existing_Miscellaneous_Natural Gas_Miscellaneous_Maximum Achievable Potential | F4 | Residential | CZ2 - Multi Family | Existing | Miscellaneous | Natural Gas | Miscellaneous | Maximum Achievable Potential | Peak Demand (W) | 0 | 0 | 0 | 0 | 0 | 0 | 0 | 0 | 0 | 0 | 0 | 0 | 0 | 0 | 0 | 0 | 0 | 0 | 0 | 0 | 0 | 0 | 0 | 0 | 0 | 0 | 0 | 0 | 0 | 0
F5_Residential_CZ2 - Multi Family_Existing_Miscellaneous_Natural Gas_Miscellaneous_Maximum Achievable Potential | F5 | Residential | CZ2 - Multi Family | Existing | Miscellaneous | Natural Gas | Miscellaneous | Maximum Achievable Potential | Turnover | 0 | 0 | 0 | 0 | 0 | 0 | 0 | 0 | 0 | 0 | 0 | 0 | 0 | 0 | 0 | 0 | 0 | 0 | 0 | 0 | 0 | 0 | 0 | 0 | 0 | 0 | 0 | 0 | 0 | 0
F6_Residential_CZ2 - Multi Family_Existing_Miscellaneous_Natural Gas_Miscellaneous_Maximum Achievable Potential | F6 | Residential | CZ2 - Multi Family | Existing | Miscellaneous | Natural Gas | Miscellaneous | Maximum Achievable Potential | Avg. Replacement Usage | 0 | 0 | 0 | 0 | 0 | 0 | 0 | 0 | 0 | 0 | 0 | 0 | 0 | 0 | 0 | 0 | 0 | 0 | 0 | 0 | 0 | 0 | 0 | 0 | 0 | 0 | 0 | 0 | 0 | 0
F7_Residential_CZ2 - Multi Family_Existing_Miscellaneous_Natural Gas_Miscellaneous_Maximum Achievable Potential | F7 | Residential | CZ2 - Multi Family | Existing | Miscellaneous | Natural Gas | Miscellaneous | Maximum Achievable Potential | Avg. Replacement Demand (S) | 0 | 0 | 0 | 0 | 0 | 0 | 0 | 0 | 0 | 0 | 0 | 0 | 0 | 0 | 0 | 0 | 0 | 0 | 0 | 0 | 0 | 0 | 0 | 0 | 0 | 0 | 0 | 0 | 0 | 0
F8_Residential_CZ2 - Multi Family_Existing_Miscellaneous_Natural Gas_Miscellaneous_Maximum Achievable Potential | F8 | Residential | CZ2 - Multi Family | Existing | Miscellaneous | Natural Gas | Miscellaneous | Maximum Achievable Potential | Avg. Replacement Demand (W) | 0 | 0 | 0 | 0 | 0 | 0 | 0 | 0 | 0 | 0 | 0 | 0 | 0 | 0 | 0 | 0 | 0 | 0 | 0 | 0 | 0 | 0 | 0 | 0 | 0 | 0 | 0 | 0 | 0 | 0
F1_Residential_CZ2 - Multi Family_New_Space Heating_Natural Gas_Furnace - Direct Fuel_Maximum Achievable Potential | F1 | Residential | CZ2 - Multi Family | New | Space Heating | Natural Gas | Furnace - Direct Fuel | Maximum Achievable Potential | Units | 0 | 0 | 0 | 0 | 0 | 0 | 0 | 0 | 0 | 0 | 0 | 0 | 0 | 0 | 0 | 0 | 0 | 0 | 0 | 0 | 0 | 0 | 0 | 0 | 0 | 0 | 0 | 0 | 0 | 0
F2_Residential_CZ2 - Multi Family_New_Space Heating_Natural Gas_Furnace - Direct Fuel_Maximum Achievable Potential | F2 | Residential | CZ2 - Multi Family | New | Space Heating | Natural Gas | Furnace - Direct Fuel | Maximum Achievable Potential | Usage (MMtherm) | 0 | 0 | 0 | 0 | 0 | 0 | 0 | 0 | 0 | 0 | 0 | 0 | 0 | 0 | 0 | 0 | 0 | 0 | 0 | 0 | 0 | 0 | 0 | 0 | 0 | 0 | 0 | 0 | 0 | 0
F3_Residential_CZ2 - Multi Family_New_Space Heating_Natural Gas_Furnace - Direct Fuel_Maximum Achievable Potential | F3 | Residential | CZ2 - Multi Family | New | Space Heating | Natural Gas | Furnace - Direct Fuel | Maximum Achievable Potential | Peak Demand (S) | 0 | 0 | 0 | 0 | 0 | 0 | 0 | 0 | 0 | 0 | 0 | 0 | 0 | 0 | 0 | 0 | 0 | 0 | 0 | 0 | 0 | 0 | 0 | 0 | 0 | 0 | 0 | 0 | 0 | 0
F4_Residential_CZ2 - Multi Family_New_Space Heating_Natural Gas_Furnace - Direct Fuel_Maximum Achievable Potential | F4 | Residential | CZ2 - Multi Family | New | Space Heating | Natural Gas | Furnace - Direct Fuel | Maximum Achievable Potential | Peak Demand (W) | 0 | 0 | 0 | 0 | 0 | 0 | 0 | 0 | 0 | 0 | 0 | 0 | 0 | 0 | 0 | 0 | 0 | 0 | 0 | 0 | 0 | 0 | 0 | 0 | 0 | 0 | 0 | 0 | 0 | 0
F5_Residential_CZ2 - Multi Family_New_Space Heating_Natural Gas_Furnace - Direct Fuel_Maximum Achievable Potential | F5 | Residential | CZ2 - Multi Family | New | Space Heating | Natural Gas | Furnace - Direct Fuel | Maximum Achievable Potential | Turnover | 0 | 0 | 0 | 0 | 0 | 0 | 0 | 0 | 0 | 0 | 0 | 0 | 0 | 0 | 0 | 0 | 0 | 0 | 0 | 0 | 0 | 0 | 0 | 0 | 0 | 0 | 0 | 0 | 0 | 0
F6_Residential_CZ2 - Multi Family_New_Space Heating_Natural Gas_Furnace - Direct Fuel_Maximum Achievable Potential | F6 | Residential | CZ2 - Multi Family | New | Space Heating | Natural Gas | Furnace - Direct Fuel | Maximum Achievable Potential | Avg. Replacement Usage | 0 | 0 | 0 | 0 | 0 | 0 | 0 | 0 | 0 | 0 | 0 | 0 | 0 | 0 | 0 | 0 | 0 | 0 | 0 | 0 | 0 | 0 | 0 | 0 | 0 | 0 | 0 | 0 | 0 | 0
F7_Residential_CZ2 - Multi Family_New_Space Heating_Natural Gas_Furnace - Direct Fuel_Maximum Achievable Potential | F7 | Residential | CZ2 - Multi Family | New | Space Heating | Natural Gas | Furnace - Direct Fuel | Maximum Achievable Potential | Avg. Replacement Demand (S) | 0 | 0 | 0 | 0 | 0 | 0 | 0 | 0 | 0 | 0 | 0 | 0 | 0 | 0 | 0 | 0 | 0 | 0 | 0 | 0 | 0 | 0 | 0 | 0 | 0 | 0 | 0 | 0 | 0 | 0
F8_Residential_CZ2 - Multi Family_New_Space Heating_Natural Gas_Furnace - Direct Fuel_Maximum Achievable Potential | F8 | Residential | CZ2 - Multi Family | New | Space Heating | Natural Gas | Furnace - Direct Fuel | Maximum Achievable Potential | Avg. Replacement Demand (W) | 0 | 0 | 0 | 0 | 0 | 0 | 0 | 0 | 0 | 0 | 0 | 0 | 0 | 0 | 0 | 0 | 0 | 0 | 0 | 0 | 0 | 0 | 0 | 0 | 0 | 0 | 0 | 0 | 0 | 0
F1_Residential_CZ2 - Multi Family_New_Space Heating_Natural Gas_Boiler - Direct Fuel_Maximum Achievable Potential | F1 | Residential | CZ2 - Multi Family | New | Space Heating | Natural Gas | Boiler - Direct Fuel | Maximum Achievable Potential | Units | 0 | 0 | 0 | 0 | 0 | 0 | 0 | 0 | 0 | 0 | 0 | 0 | 0 | 0 | 0 | 0 | 0 | 0 | 0 | 0 | 0 | 0 | 0 | 0 | 0 | 0 | 0 | 0 | 0 | 0
F2_Residential_CZ2 - Multi Family_New_Space Heating_Natural Gas_Boiler - Direct Fuel_Maximum Achievable Potential | F2 | Residential | CZ2 - Multi Family | New | Space Heating | Natural Gas | Boiler - Direct Fuel | Maximum Achievable Potential | Usage (MMtherm) | 0 | 0 | 0 | 0 | 0 | 0 | 0 | 0 | 0 | 0 | 0 | 0 | 0 | 0 | 0 | 0 | 0 | 0 | 0 | 0 | 0 | 0 | 0 | 0 | 0 | 0 | 0 | 0 | 0 | 0
F3_Residential_CZ2 - Multi Family_New_Space Heating_Natural Gas_Boiler - Direct Fuel_Maximum Achievable Potential | F3 | Residential | CZ2 - Multi Family | New | Space Heating | Natural Gas | Boiler - Direct Fuel | Maximum Achievable Potential | Peak Demand (S) | 0 | 0 | 0 | 0 | 0 | 0 | 0 | 0 | 0 | 0 | 0 | 0 | 0 | 0 | 0 | 0 | 0 | 0 | 0 | 0 | 0 | 0 | 0 | 0 | 0 | 0 | 0 | 0 | 0 | 0
F4_Residential_CZ2 - Multi Family_New_Space Heating_Natural Gas_Boiler - Direct Fuel_Maximum Achievable Potential | F4 | Residential | CZ2 - Multi Family | New | Space Heating | Natural Gas | Boiler - Direct Fuel | Maximum Achievable Potential | Peak Demand (W) | 0 | 0 | 0 | 0 | 0 | 0 | 0 | 0 | 0 | 0 | 0 | 0 | 0 | 0 | 0 | 0 | 0 | 0 | 0 | 0 | 0 | 0 | 0 | 0 | 0 | 0 | 0 | 0 | 0 | 0
F5_Residential_CZ2 - Multi Family_New_Space Heating_Natural Gas_Boiler - Direct Fuel_Maximum Achievable Potential | F5 | Residential | CZ2 - Multi Family | New | Space Heating | Natural Gas | Boiler - Direct Fuel | Maximum Achievable Potential | Turnover | 0 | 0 | 0 | 0 | 0 | 0 | 0 | 0 | 0 | 0 | 0 | 0 | 0 | 0 | 0 | 0 | 0 | 0 | 0 | 0 | 0 | 0 | 0 | 0 | 0 | 0 | 0 | 0 | 0 | 0
F6_Residential_CZ2 - Multi Family_New_Space Heating_Natural Gas_Boiler - Direct Fuel_Maximum Achievable Potential | F6 | Residential | CZ2 - Multi Family | New | Space Heating | Natural Gas | Boiler - Direct Fuel | Maximum Achievable Potential | Avg. Replacement Usage | 0 | 0 | 0 | 0 | 0 | 0 | 0 | 0 | 0 | 0 | 0 | 0 | 0 | 0 | 0 | 0 | 0 | 0 | 0 | 0 | 0 | 0 | 0 | 0 | 0 | 0 | 0 | 0 | 0 | 0
F7_Residential_CZ2 - Multi Family_New_Space Heating_Natural Gas_Boiler - Direct Fuel_Maximum Achievable Potential | F7 | Residential | CZ2 - Multi Family | New | Space Heating | Natural Gas | Boiler - Direct Fuel | Maximum Achievable Potential | Avg. Replacement Demand (S) | 0 | 0 | 0 | 0 | 0 | 0 | 0 | 0 | 0 | 0 | 0 | 0 | 0 | 0 | 0 | 0 | 0 | 0 | 0 | 0 | 0 | 0 | 0 | 0 | 0 | 0 | 0 | 0 | 0 | 0
F8_Residential_CZ2 - Multi Family_New_Space Heating_Natural Gas_Boiler - Direct Fuel_Maximum Achievable Potential | F8 | Residential | CZ2 - Multi Family | New | Space Heating | Natural Gas | Boiler - Direct Fuel | Maximum Achievable Potential | Avg. Replacement Demand (W) | 0 | 0 | 0 | 0 | 0 | 0 | 0 | 0 | 0 | 0 | 0 | 0 | 0 | 0 | 0 | 0 | 0 | 0 | 0 | 0 | 0 | 0 | 0 | 0 | 0 | 0 | 0 | 0 | 0 | 0
F1_Residential_CZ2 - Multi Family_New_Secondary Heating_Natural Gas_Fireplace_Maximum Achievable Potential | F1 | Residential | CZ2 - Multi Family | New | Secondary Heating | Natural Gas | Fireplace | Maximum Achievable Potential | Units | 0 | 0 | 0 | 0 | 0 | 0 | 0 | 0 | 0 | 0 | 0 | 0 | 0 | 0 | 0 | 0 | 0 | 0 | 0 | 0 | 0 | 0 | 0 | 0 | 0 | 0 | 0 | 0 | 0 | 0
F2_Residential_CZ2 - Multi Family_New_Secondary Heating_Natural Gas_Fireplace_Maximum Achievable Potential | F2 | Residential | CZ2 - Multi Family | New | Secondary Heating | Natural Gas | Fireplace | Maximum Achievable Potential | Usage (MMtherm) | 0 | 0 | 0 | 0 | 0 | 0 | 0 | 0 | 0 | 0 | 0 | 0 | 0 | 0 | 0 | 0 | 0 | 0 | 0 | 0 | 0 | 0 | 0 | 0 | 0 | 0 | 0 | 0 | 0 | 0
F3_Residential_CZ2 - Multi Family_New_Secondary Heating_Natural Gas_Fireplace_Maximum Achievable Potential | F3 | Residential | CZ2 - Multi Family | New | Secondary Heating | Natural Gas | Fireplace | Maximum Achievable Potential | Peak Demand (S) | 0 | 0 | 0 | 0 | 0 | 0 | 0 | 0 | 0 | 0 | 0 | 0 | 0 | 0 | 0 | 0 | 0 | 0 | 0 | 0 | 0 | 0 | 0 | 0 | 0 | 0 | 0 | 0 | 0 | 0
F4_Residential_CZ2 - Multi Family_New_Secondary Heating_Natural Gas_Fireplace_Maximum Achievable Potential | F4 | Residential | CZ2 - Multi Family | New | Secondary Heating | Natural Gas | Fireplace | Maximum Achievable Potential | Peak Demand (W) | 0 | 0 | 0 | 0 | 0 | 0 | 0 | 0 | 0 | 0 | 0 | 0 | 0 | 0 | 0 | 0 | 0 | 0 | 0 | 0 | 0 | 0 | 0 | 0 | 0 | 0 | 0 | 0 | 0 | 0
F5_Residential_CZ2 - Multi Family_New_Secondary Heating_Natural Gas_Fireplace_Maximum Achievable Potential | F5 | Residential | CZ2 - Multi Family | New | Secondary Heating | Natural Gas | Fireplace | Maximum Achievable Potential | Turnover | 0 | 0 | 0 | 0 | 0 | 0 | 0 | 0 | 0 | 0 | 0 | 0 | 0 | 0 | 0 | 0 | 0 | 0 | 0 | 0 | 0 | 0 | 0 | 0 | 0 | 0 | 0 | 0 | 0 | 0
F6_Residential_CZ2 - Multi Family_New_Secondary Heating_Natural Gas_Fireplace_Maximum Achievable Potential | F6 | Residential | CZ2 - Multi Family | New | Secondary Heating | Natural Gas | Fireplace | Maximum Achievable Potential | Avg. Replacement Usage | 0 | 0 | 0 | 0 | 0 | 0 | 0 | 0 | 0 | 0 | 0 | 0 | 0 | 0 | 0 | 0 | 0 | 0 | 0 | 0 | 0 | 0 | 0 | 0 | 0 | 0 | 0 | 0 | 0 | 0
F7_Residential_CZ2 - Multi Family_New_Secondary Heating_Natural Gas_Fireplace_Maximum Achievable Potential | F7 | Residential | CZ2 - Multi Family | New | Secondary Heating | Natural Gas | Fireplace | Maximum Achievable Potential | Avg. Replacement Demand (S) | 0 | 0 | 0 | 0 | 0 | 0 | 0 | 0 | 0 | 0 | 0 | 0 | 0 | 0 | 0 | 0 | 0 | 0 | 0 | 0 | 0 | 0 | 0 | 0 | 0 | 0 | 0 | 0 | 0 | 0
F8_Residential_CZ2 - Multi Family_New_Secondary Heating_Natural Gas_Fireplace_Maximum Achievable Potential | F8 | Residential | CZ2 - Multi Family | New | Secondary Heating | Natural Gas | Fireplace | Maximum Achievable Potential | Avg. Replacement Demand (W) | 0 | 0 | 0 | 0 | 0 | 0 | 0 | 0 | 0 | 0 | 0 | 0 | 0 | 0 | 0 | 0 | 0 | 0 | 0 | 0 | 0 | 0 | 0 | 0 | 0 | 0 | 0 | 0 | 0 | 0
F1_Residential_CZ2 - Multi Family_New_Water Heating_Natural Gas_Water Heater <= 55 gal._Maximum Achievable Potential | F1 | Residential | CZ2 - Multi Family | New | Water Heating | Natural Gas | Water Heater <= 55 gal. | Maximum Achievable Potential | Units | 0 | 0 | 0 | 0 | 0 | 0 | 0 | 0 | 0 | 0 | 0 | 0 | 0 | 0 | 0 | 0 | 0 | 0 | 0 | 0 | 0 | 0 | 0 | 0 | 0 | 0 | 0 | 0 | 0 | 0
F2_Residential_CZ2 - Multi Family_New_Water Heating_Natural Gas_Water Heater <= 55 gal._Maximum Achievable Potential | F2 | Residential | CZ2 - Multi Family | New | Water Heating | Natural Gas | Water Heater <= 55 gal. | Maximum Achievable Potential | Usage (MMtherm) | 0 | 0 | 0 | 0 | 0 | 0 | 0 | 0 | 0 | 0 | 0 | 0 | 0 | 0 | 0 | 0 | 0 | 0 | 0 | 0 | 0 | 0 | 0 | 0 | 0 | 0 | 0 | 0 | 0 | 0
F3_Residential_CZ2 - Multi Family_New_Water Heating_Natural Gas_Water Heater <= 55 gal._Maximum Achievable Potential | F3 | Residential | CZ2 - Multi Family | New | Water Heating | Natural Gas | Water Heater <= 55 gal. | Maximum Achievable Potential | Peak Demand (S) | 0 | 0 | 0 | 0 | 0 | 0 | 0 | 0 | 0 | 0 | 0 | 0 | 0 | 0 | 0 | 0 | 0 | 0 | 0 | 0 | 0 | 0 | 0 | 0 | 0 | 0 | 0 | 0 | 0 | 0
F4_Residential_CZ2 - Multi Family_New_Water Heating_Natural Gas_Water Heater <= 55 gal._Maximum Achievable Potential | F4 | Residential | CZ2 - Multi Family | New | Water Heating | Natural Gas | Water Heater <= 55 gal. | Maximum Achievable Potential | Peak Demand (W) | 0 | 0 | 0 | 0 | 0 | 0 | 0 | 0 | 0 | 0 | 0 | 0 | 0 | 0 | 0 | 0 | 0 | 0 | 0 | 0 | 0 | 0 | 0 | 0 | 0 | 0 | 0 | 0 | 0 | 0
F5_Residential_CZ2 - Multi Family_New_Water Heating_Natural Gas_Water Heater <= 55 gal._Maximum Achievable Potential | F5 | Residential | CZ2 - Multi Family | New | Water Heating | Natural Gas | Water Heater <= 55 gal. | Maximum Achievable Potential | Turnover | 0 | 0 | 0 | 0 | 0 | 0 | 0 | 0 | 0 | 0 | 0 | 0 | 0 | 0 | 0 | 0 | 0 | 0 | 0 | 0 | 0 | 0 | 0 | 0 | 0 | 0 | 0 | 0 | 0 | 0
F6_Residential_CZ2 - Multi Family_New_Water Heating_Natural Gas_Water Heater <= 55 gal._Maximum Achievable Potential | F6 | Residential | CZ2 - Multi Family | New | Water Heating | Natural Gas | Water Heater <= 55 gal. | Maximum Achievable Potential | Avg. Replacement Usage | 0 | 0 | 0 | 0 | 0 | 0 | 0 | 0 | 0 | 0 | 0 | 0 | 0 | 0 | 0 | 0 | 0 | 0 | 0 | 0 | 0 | 0 | 0 | 0 | 0 | 0 | 0 | 0 | 0 | 0
F7_Residential_CZ2 - Multi Family_New_Water Heating_Natural Gas_Water Heater <= 55 gal._Maximum Achievable Potential | F7 | Residential | CZ2 - Multi Family | New | Water Heating | Natural Gas | Water Heater <= 55 gal. | Maximum Achievable Potential | Avg. Replacement Demand (S) | 0 | 0 | 0 | 0 | 0 | 0 | 0 | 0 | 0 | 0 | 0 | 0 | 0 | 0 | 0 | 0 | 0 | 0 | 0 | 0 | 0 | 0 | 0 | 0 | 0 | 0 | 0 | 0 | 0 | 0
F8_Residential_CZ2 - Multi Family_New_Water Heating_Natural Gas_Water Heater <= 55 gal._Maximum Achievable Potential | F8 | Residential | CZ2 - Multi Family | New | Water Heating | Natural Gas | Water Heater <= 55 gal. | Maximum Achievable Potential | Avg. Replacement Demand (W) | 0 | 0 | 0 | 0 | 0 | 0 | 0 | 0 | 0 | 0 | 0 | 0 | 0 | 0 | 0 | 0 | 0 | 0 | 0 | 0 | 0 | 0 | 0 | 0 | 0 | 0 | 0 | 0 | 0 | 0
F1_Residential_CZ2 - Multi Family_New_Water Heating_Natural Gas_Water Heater > 55 gal._Maximum Achievable Potential | F1 | Residential | CZ2 - Multi Family | New | Water Heating | Natural Gas | Water Heater > 55 gal. | Maximum Achievable Potential | Units | 0 | 0 | 0 | 0 | 0 | 0 | 0 | 0 | 0 | 0 | 0 | 0 | 0 | 0 | 0 | 0 | 0 | 0 | 0 | 0 | 0 | 0 | 0 | 0 | 0 | 0 | 0 | 0 | 0 | 0
F2_Residential_CZ2 - Multi Family_New_Water Heating_Natural Gas_Water Heater > 55 gal._Maximum Achievable Potential | F2 | Residential | CZ2 - Multi Family | New | Water Heating | Natural Gas | Water Heater > 55 gal. | Maximum Achievable Potential | Usage (MMtherm) | 0 | 0 | 0 | 0 | 0 | 0 | 0 | 0 | 0 | 0 | 0 | 0 | 0 | 0 | 0 | 0 | 0 | 0 | 0 | 0 | 0 | 0 | 0 | 0 | 0 | 0 | 0 | 0 | 0 | 0
F3_Residential_CZ2 - Multi Family_New_Water Heating_Natural Gas_Water Heater > 55 gal._Maximum Achievable Potential | F3 | Residential | CZ2 - Multi Family | New | Water Heating | Natural Gas | Water Heater > 55 gal. | Maximum Achievable Potential | Peak Demand (S) | 0 | 0 | 0 | 0 | 0 | 0 | 0 | 0 | 0 | 0 | 0 | 0 | 0 | 0 | 0 | 0 | 0 | 0 | 0 | 0 | 0 | 0 | 0 | 0 | 0 | 0 | 0 | 0 | 0 | 0
F4_Residential_CZ2 - Multi Family_New_Water Heating_Natural Gas_Water Heater > 55 gal._Maximum Achievable Potential | F4 | Residential | CZ2 - Multi Family | New | Water Heating | Natural Gas | Water Heater > 55 gal. | Maximum Achievable Potential | Peak Demand (W) | 0 | 0 | 0 | 0 | 0 | 0 | 0 | 0 | 0 | 0 | 0 | 0 | 0 | 0 | 0 | 0 | 0 | 0 | 0 | 0 | 0 | 0 | 0 | 0 | 0 | 0 | 0 | 0 | 0 | 0
F5_Residential_CZ2 - Multi Family_New_Water Heating_Natural Gas_Water Heater > 55 gal._Maximum Achievable Potential | F5 | Residential | CZ2 - Multi Family | New | Water Heating | Natural Gas | Water Heater > 55 gal. | Maximum Achievable Potential | Turnover | 0 | 0 | 0 | 0 | 0 | 0 | 0 | 0 | 0 | 0 | 0 | 0 | 0 | 0 | 0 | 0 | 0 | 0 | 0 | 0 | 0 | 0 | 0 | 0 | 0 | 0 | 0 | 0 | 0 | 0
F6_Residential_CZ2 - Multi Family_New_Water Heating_Natural Gas_Water Heater > 55 gal._Maximum Achievable Potential | F6 | Residential | CZ2 - Multi Family | New | Water Heating | Natural Gas | Water Heater > 55 gal. | Maximum Achievable Potential | Avg. Replacement Usage | 0 | 0 | 0 | 0 | 0 | 0 | 0 | 0 | 0 | 0 | 0 | 0 | 0 | 0 | 0 | 0 | 0 | 0 | 0 | 0 | 0 | 0 | 0 | 0 | 0 | 0 | 0 | 0 | 0 | 0
F7_Residential_CZ2 - Multi Family_New_Water Heating_Natural Gas_Water Heater > 55 gal._Maximum Achievable Potential | F7 | Residential | CZ2 - Multi Family | New | Water Heating | Natural Gas | Water Heater > 55 gal. | Maximum Achievable Potential | Avg. Replacement Demand (S) | 0 | 0 | 0 | 0 | 0 | 0 | 0 | 0 | 0 | 0 | 0 | 0 | 0 | 0 | 0 | 0 | 0 | 0 | 0 | 0 | 0 | 0 | 0 | 0 | 0 | 0 | 0 | 0 | 0 | 0
F8_Residential_CZ2 - Multi Family_New_Water Heating_Natural Gas_Water Heater > 55 gal._Maximum Achievable Potential | F8 | Residential | CZ2 - Multi Family | New | Water Heating | Natural Gas | Water Heater > 55 gal. | Maximum Achievable Potential | Avg. Replacement Demand (W) | 0 | 0 | 0 | 0 | 0 | 0 | 0 | 0 | 0 | 0 | 0 | 0 | 0 | 0 | 0 | 0 | 0 | 0 | 0 | 0 | 0 | 0 | 0 | 0 | 0 | 0 | 0 | 0 | 0 | 0
F1_Residential_CZ2 - Multi Family_New_Appliances_Natural Gas_Clothes Dryer_Maximum Achievable Potential | F1 | Residential | CZ2 - Multi Family | New | Appliances | Natural Gas | Clothes Dryer | Maximum Achievable Potential | Units | 0 | 0 | 0 | 0 | 0 | 0 | 0 | 0 | 0 | 0 | 0 | 0 | 0 | 0 | 0 | 0 | 0 | 0 | 0 | 0 | 0 | 0 | 0 | 0 | 0 | 0 | 0 | 0 | 0 | 0
F2_Residential_CZ2 - Multi Family_New_Appliances_Natural Gas_Clothes Dryer_Maximum Achievable Potential | F2 | Residential | CZ2 - Multi Family | New | Appliances | Natural Gas | Clothes Dryer | Maximum Achievable Potential | Usage (MMtherm) | 0 | 0 | 0 | 0 | 0 | 0 | 0 | 0 | 0 | 0 | 0 | 0 | 0 | 0 | 0 | 0 | 0 | 0 | 0 | 0 | 0 | 0 | 0 | 0 | 0 | 0 | 0 | 0 | 0 | 0
F3_Residential_CZ2 - Multi Family_New_Appliances_Natural Gas_Clothes Dryer_Maximum Achievable Potential | F3 | Residential | CZ2 - Multi Family | New | Appliances | Natural Gas | Clothes Dryer | Maximum Achievable Potential | Peak Demand (S) | 0 | 0 | 0 | 0 | 0 | 0 | 0 | 0 | 0 | 0 | 0 | 0 | 0 | 0 | 0 | 0 | 0 | 0 | 0 | 0 | 0 | 0 | 0 | 0 | 0 | 0 | 0 | 0 | 0 | 0
F4_Residential_CZ2 - Multi Family_New_Appliances_Natural Gas_Clothes Dryer_Maximum Achievable Potential | F4 | Residential | CZ2 - Multi Family | New | Appliances | Natural Gas | Clothes Dryer | Maximum Achievable Potential | Peak Demand (W) | 0 | 0 | 0 | 0 | 0 | 0 | 0 | 0 | 0 | 0 | 0 | 0 | 0 | 0 | 0 | 0 | 0 | 0 | 0 | 0 | 0 | 0 | 0 | 0 | 0 | 0 | 0 | 0 | 0 | 0
F5_Residential_CZ2 - Multi Family_New_Appliances_Natural Gas_Clothes Dryer_Maximum Achievable Potential | F5 | Residential | CZ2 - Multi Family | New | Appliances | Natural Gas | Clothes Dryer | Maximum Achievable Potential | Turnover | 0 | 0 | 0 | 0 | 0 | 0 | 0 | 0 | 0 | 0 | 0 | 0 | 0 | 0 | 0 | 0 | 0 | 0 | 0 | 0 | 0 | 0 | 0 | 0 | 0 | 0 | 0 | 0 | 0 | 0
F6_Residential_CZ2 - Multi Family_New_Appliances_Natural Gas_Clothes Dryer_Maximum Achievable Potential | F6 | Residential | CZ2 - Multi Family | New | Appliances | Natural Gas | Clothes Dryer | Maximum Achievable Potential | Avg. Replacement Usage | 0 | 0 | 0 | 0 | 0 | 0 | 0 | 0 | 0 | 0 | 0 | 0 | 0 | 0 | 0 | 0 | 0 | 0 | 0 | 0 | 0 | 0 | 0 | 0 | 0 | 0 | 0 | 0 | 0 | 0
F7_Residential_CZ2 - Multi Family_New_Appliances_Natural Gas_Clothes Dryer_Maximum Achievable Potential | F7 | Residential | CZ2 - Multi Family | New | Appliances | Natural Gas | Clothes Dryer | Maximum Achievable Potential | Avg. Replacement Demand (S) | 0 | 0 | 0 | 0 | 0 | 0 | 0 | 0 | 0 | 0 | 0 | 0 | 0 | 0 | 0 | 0 | 0 | 0 | 0 | 0 | 0 | 0 | 0 | 0 | 0 | 0 | 0 | 0 | 0 | 0
F8_Residential_CZ2 - Multi Family_New_Appliances_Natural Gas_Clothes Dryer_Maximum Achievable Potential | F8 | Residential | CZ2 - Multi Family | New | Appliances | Natural Gas | Clothes Dryer | Maximum Achievable Potential | Avg. Replacement Demand (W) | 0 | 0 | 0 | 0 | 0 | 0 | 0 | 0 | 0 | 0 | 0 | 0 | 0 | 0 | 0 | 0 | 0 | 0 | 0 | 0 | 0 | 0 | 0 | 0 | 0 | 0 | 0 | 0 | 0 | 0
F1_Residential_CZ2 - Multi Family_New_Appliances_Natural Gas_Stove/Oven_Maximum Achievable Potential | F1 | Residential | CZ2 - Multi Family | New | Appliances | Natural Gas | Stove/Oven | Maximum Achievable Potential | Units | 0 | 0 | 0 | 0 | 0 | 0 | 0 | 0 | 0 | 0 | 0 | 0 | 0 | 0 | 0 | 0 | 0 | 0 | 0 | 0 | 0 | 0 | 0 | 0 | 0 | 0 | 0 | 0 | 0 | 0
F2_Residential_CZ2 - Multi Family_New_Appliances_Natural Gas_Stove/Oven_Maximum Achievable Potential | F2 | Residential | CZ2 - Multi Family | New | Appliances | Natural Gas | Stove/Oven | Maximum Achievable Potential | Usage (MMtherm) | 0 | 0 | 0 | 0 | 0 | 0 | 0 | 0 | 0 | 0 | 0 | 0 | 0 | 0 | 0 | 0 | 0 | 0 | 0 | 0 | 0 | 0 | 0 | 0 | 0 | 0 | 0 | 0 | 0 | 0
F3_Residential_CZ2 - Multi Family_New_Appliances_Natural Gas_Stove/Oven_Maximum Achievable Potential | F3 | Residential | CZ2 - Multi Family | New | Appliances | Natural Gas | Stove/Oven | Maximum Achievable Potential | Peak Demand (S) | 0 | 0 | 0 | 0 | 0 | 0 | 0 | 0 | 0 | 0 | 0 | 0 | 0 | 0 | 0 | 0 | 0 | 0 | 0 | 0 | 0 | 0 | 0 | 0 | 0 | 0 | 0 | 0 | 0 | 0
F4_Residential_CZ2 - Multi Family_New_Appliances_Natural Gas_Stove/Oven_Maximum Achievable Potential | F4 | Residential | CZ2 - Multi Family | New | Appliances | Natural Gas | Stove/Oven | Maximum Achievable Potential | Peak Demand (W) | 0 | 0 | 0 | 0 | 0 | 0 | 0 | 0 | 0 | 0 | 0 | 0 | 0 | 0 | 0 | 0 | 0 | 0 | 0 | 0 | 0 | 0 | 0 | 0 | 0 | 0 | 0 | 0 | 0 | 0
F5_Residential_CZ2 - Multi Family_New_Appliances_Natural Gas_Stove/Oven_Maximum Achievable Potential | F5 | Residential | CZ2 - Multi Family | New | Appliances | Natural Gas | Stove/Oven | Maximum Achievable Potential | Turnover | 0 | 0 | 0 | 0 | 0 | 0 | 0 | 0 | 0 | 0 | 0 | 0 | 0 | 0 | 0 | 0 | 0 | 0 | 0 | 0 | 0 | 0 | 0 | 0 | 0 | 0 | 0 | 0 | 0 | 0
F6_Residential_CZ2 - Multi Family_New_Appliances_Natural Gas_Stove/Oven_Maximum Achievable Potential | F6 | Residential | CZ2 - Multi Family | New | Appliances | Natural Gas | Stove/Oven | Maximum Achievable Potential | Avg. Replacement Usage | 0 | 0 | 0 | 0 | 0 | 0 | 0 | 0 | 0 | 0 | 0 | 0 | 0 | 0 | 0 | 0 | 0 | 0 | 0 | 0 | 0 | 0 | 0 | 0 | 0 | 0 | 0 | 0 | 0 | 0
F7_Residential_CZ2 - Multi Family_New_Appliances_Natural Gas_Stove/Oven_Maximum Achievable Potential | F7 | Residential | CZ2 - Multi Family | New | Appliances | Natural Gas | Stove/Oven | Maximum Achievable Potential | Avg. Replacement Demand (S) | 0 | 0 | 0 | 0 | 0 | 0 | 0 | 0 | 0 | 0 | 0 | 0 | 0 | 0 | 0 | 0 | 0 | 0 | 0 | 0 | 0 | 0 | 0 | 0 | 0 | 0 | 0 | 0 | 0 | 0
F8_Residential_CZ2 - Multi Family_New_Appliances_Natural Gas_Stove/Oven_Maximum Achievable Potential | F8 | Residential | CZ2 - Multi Family | New | Appliances | Natural Gas | Stove/Oven | Maximum Achievable Potential | Avg. Replacement Demand (W) | 0 | 0 | 0 | 0 | 0 | 0 | 0 | 0 | 0 | 0 | 0 | 0 | 0 | 0 | 0 | 0 | 0 | 0 | 0 | 0 | 0 | 0 | 0 | 0 | 0 | 0 | 0 | 0 | 0 | 0
F1_Residential_CZ2 - Multi Family_New_Miscellaneous_Natural Gas_Pool Heater_Maximum Achievable Potential | F1 | Residential | CZ2 - Multi Family | New | Miscellaneous | Natural Gas | Pool Heater | Maximum Achievable Potential | Units | 0 | 0 | 0 | 0 | 0 | 0 | 0 | 0 | 0 | 0 | 0 | 0 | 0 | 0 | 0 | 0 | 0 | 0 | 0 | 0 | 0 | 0 | 0 | 0 | 0 | 0 | 0 | 0 | 0 | 0
F2_Residential_CZ2 - Multi Family_New_Miscellaneous_Natural Gas_Pool Heater_Maximum Achievable Potential | F2 | Residential | CZ2 - Multi Family | New | Miscellaneous | Natural Gas | Pool Heater | Maximum Achievable Potential | Usage (MMtherm) | 0 | 0 | 0 | 0 | 0 | 0 | 0 | 0 | 0 | 0 | 0 | 0 | 0 | 0 | 0 | 0 | 0 | 0 | 0 | 0 | 0 | 0 | 0 | 0 | 0 | 0 | 0 | 0 | 0 | 0
F3_Residential_CZ2 - Multi Family_New_Miscellaneous_Natural Gas_Pool Heater_Maximum Achievable Potential | F3 | Residential | CZ2 - Multi Family | New | Miscellaneous | Natural Gas | Pool Heater | Maximum Achievable Potential | Peak Demand (S) | 0 | 0 | 0 | 0 | 0 | 0 | 0 | 0 | 0 | 0 | 0 | 0 | 0 | 0 | 0 | 0 | 0 | 0 | 0 | 0 | 0 | 0 | 0 | 0 | 0 | 0 | 0 | 0 | 0 | 0
F4_Residential_CZ2 - Multi Family_New_Miscellaneous_Natural Gas_Pool Heater_Maximum Achievable Potential | F4 | Residential | CZ2 - Multi Family | New | Miscellaneous | Natural Gas | Pool Heater | Maximum Achievable Potential | Peak Demand (W) | 0 | 0 | 0 | 0 | 0 | 0 | 0 | 0 | 0 | 0 | 0 | 0 | 0 | 0 | 0 | 0 | 0 | 0 | 0 | 0 | 0 | 0 | 0 | 0 | 0 | 0 | 0 | 0 | 0 | 0
F5_Residential_CZ2 - Multi Family_New_Miscellaneous_Natural Gas_Pool Heater_Maximum Achievable Potential | F5 | Residential | CZ2 - Multi Family | New | Miscellaneous | Natural Gas | Pool Heater | Maximum Achievable Potential | Turnover | 0 | 0 | 0 | 0 | 0 | 0 | 0 | 0 | 0 | 0 | 0 | 0 | 0 | 0 | 0 | 0 | 0 | 0 | 0 | 0 | 0 | 0 | 0 | 0 | 0 | 0 | 0 | 0 | 0 | 0
F6_Residential_CZ2 - Multi Family_New_Miscellaneous_Natural Gas_Pool Heater_Maximum Achievable Potential | F6 | Residential | CZ2 - Multi Family | New | Miscellaneous | Natural Gas | Pool Heater | Maximum Achievable Potential | Avg. Replacement Usage | 0 | 0 | 0 | 0 | 0 | 0 | 0 | 0 | 0 | 0 | 0 | 0 | 0 | 0 | 0 | 0 | 0 | 0 | 0 | 0 | 0 | 0 | 0 | 0 | 0 | 0 | 0 | 0 | 0 | 0
F7_Residential_CZ2 - Multi Family_New_Miscellaneous_Natural Gas_Pool Heater_Maximum Achievable Potential | F7 | Residential | CZ2 - Multi Family | New | Miscellaneous | Natural Gas | Pool Heater | Maximum Achievable Potential | Avg. Replacement Demand (S) | 0 | 0 | 0 | 0 | 0 | 0 | 0 | 0 | 0 | 0 | 0 | 0 | 0 | 0 | 0 | 0 | 0 | 0 | 0 | 0 | 0 | 0 | 0 | 0 | 0 | 0 | 0 | 0 | 0 | 0
F8_Residential_CZ2 - Multi Family_New_Miscellaneous_Natural Gas_Pool Heater_Maximum Achievable Potential | F8 | Residential | CZ2 - Multi Family | New | Miscellaneous | Natural Gas | Pool Heater | Maximum Achievable Potential | Avg. Replacement Demand (W) | 0 | 0 | 0 | 0 | 0 | 0 | 0 | 0 | 0 | 0 | 0 | 0 | 0 | 0 | 0 | 0 | 0 | 0 | 0 | 0 | 0 | 0 | 0 | 0 | 0 | 0 | 0 | 0 | 0 | 0
F1_Residential_CZ2 - Multi Family_New_Miscellaneous_Natural Gas_Miscellaneous_Maximum Achievable Potential | F1 | Residential | CZ2 - Multi Family | New | Miscellaneous | Natural Gas | Miscellaneous | Maximum Achievable Potential | Units | 0 | 0 | 0 | 0 | 0 | 0 | 0 | 0 | 0 | 0 | 0 | 0 | 0 | 0 | 0 | 0 | 0 | 0 | 0 | 0 | 0 | 0 | 0 | 0 | 0 | 0 | 0 | 0 | 0 | 0
F2_Residential_CZ2 - Multi Family_New_Miscellaneous_Natural Gas_Miscellaneous_Maximum Achievable Potential | F2 | Residential | CZ2 - Multi Family | New | Miscellaneous | Natural Gas | Miscellaneous | Maximum Achievable Potential | Usage (MMtherm) | 0 | 0 | 0 | 0 | 0 | 0 | 0 | 0 | 0 | 0 | 0 | 0 | 0 | 0 | 0 | 0 | 0 | 0 | 0 | 0 | 0 | 0 | 0 | 0 | 0 | 0 | 0 | 0 | 0 | 0
F3_Residential_CZ2 - Multi Family_New_Miscellaneous_Natural Gas_Miscellaneous_Maximum Achievable Potential | F3 | Residential | CZ2 - Multi Family | New | Miscellaneous | Natural Gas | Miscellaneous | Maximum Achievable Potential | Peak Demand (S) | 0 | 0 | 0 | 0 | 0 | 0 | 0 | 0 | 0 | 0 | 0 | 0 | 0 | 0 | 0 | 0 | 0 | 0 | 0 | 0 | 0 | 0 | 0 | 0 | 0 | 0 | 0 | 0 | 0 | 0
F4_Residential_CZ2 - Multi Family_New_Miscellaneous_Natural Gas_Miscellaneous_Maximum Achievable Potential | F4 | Residential | CZ2 - Multi Family | New | Miscellaneous | Natural Gas | Miscellaneous | Maximum Achievable Potential | Peak Demand (W) | 0 | 0 | 0 | 0 | 0 | 0 | 0 | 0 | 0 | 0 | 0 | 0 | 0 | 0 | 0 | 0 | 0 | 0 | 0 | 0 | 0 | 0 | 0 | 0 | 0 | 0 | 0 | 0 | 0 | 0
F5_Residential_CZ2 - Multi Family_New_Miscellaneous_Natural Gas_Miscellaneous_Maximum Achievable Potential | F5 | Residential | CZ2 - Multi Family | New | Miscellaneous | Natural Gas | Miscellaneous | Maximum Achievable Potential | Turnover | 0 | 0 | 0 | 0 | 0 | 0 | 0 | 0 | 0 | 0 | 0 | 0 | 0 | 0 | 0 | 0 | 0 | 0 | 0 | 0 | 0 | 0 | 0 | 0 | 0 | 0 | 0 | 0 | 0 | 0
F6_Residential_CZ2 - Multi Family_New_Miscellaneous_Natural Gas_Miscellaneous_Maximum Achievable Potential | F6 | Residential | CZ2 - Multi Family | New | Miscellaneous | Natural Gas | Miscellaneous | Maximum Achievable Potential | Avg. Replacement Usage | 0 | 0 | 0 | 0 | 0 | 0 | 0 | 0 | 0 | 0 | 0 | 0 | 0 | 0 | 0 | 0 | 0 | 0 | 0 | 0 | 0 | 0 | 0 | 0 | 0 | 0 | 0 | 0 | 0 | 0
F7_Residential_CZ2 - Multi Family_New_Miscellaneous_Natural Gas_Miscellaneous_Maximum Achievable Potential | F7 | Residential | CZ2 - Multi Family | New | Miscellaneous | Natural Gas | Miscellaneous | Maximum Achievable Potential | Avg. Replacement Demand (S) | 0 | 0 | 0 | 0 | 0 | 0 | 0 | 0 | 0 | 0 | 0 | 0 | 0 | 0 | 0 | 0 | 0 | 0 | 0 | 0 | 0 | 0 | 0 | 0 | 0 | 0 | 0 | 0 | 0 | 0
F8_Residential_CZ2 - Multi Family_New_Miscellaneous_Natural Gas_Miscellaneous_Maximum Achievable Potential | F8 | Residential | CZ2 - Multi Family | New | Miscellaneous | Natural Gas | Miscellaneous | Maximum Achievable Potential | Avg. Replacement Demand (W) | 0 | 0 | 0 | 0 | 0 | 0 | 0 | 0 | 0 | 0 | 0 | 0 | 0 | 0 | 0 | 0 | 0 | 0 | 0 | 0 | 0 | 0 | 0 | 0 | 0 | 0 | 0 | 0 | 0 | 0
F1_Residential_CZ3 - Single Family_Existing_Space Heating_Natural Gas_Furnace - Direct Fuel_Maximum Achievable Potential | F1 | Residential | CZ3 - Single Family | Existing | Space Heating | Natural Gas | Furnace - Direct Fuel | Maximum Achievable Potential | Units | 0 | 0 | 0 | 0 | 0 | 0 | 0 | 0 | 0 | 0 | 0 | 0 | 0 | 0 | 0 | 0 | 0 | 0 | 0 | 0 | 0 | 0 | 0 | 0 | 0 | 0 | 0 | 0 | 0 | 0
F2_Residential_CZ3 - Single Family_Existing_Space Heating_Natural Gas_Furnace - Direct Fuel_Maximum Achievable Potential | F2 | Residential | CZ3 - Single Family | Existing | Space Heating | Natural Gas | Furnace - Direct Fuel | Maximum Achievable Potential | Usage (MMtherm) | 0 | 0 | 0 | 0 | 0 | 0 | 0 | 0 | 0 | 0 | 0 | 0 | 0 | 0 | 0 | 0 | 0 | 0 | 0 | 0 | 0 | 0 | 0 | 0 | 0 | 0 | 0 | 0 | 0 | 0
F3_Residential_CZ3 - Single Family_Existing_Space Heating_Natural Gas_Furnace - Direct Fuel_Maximum Achievable Potential | F3 | Residential | CZ3 - Single Family | Existing | Space Heating | Natural Gas | Furnace - Direct Fuel | Maximum Achievable Potential | Peak Demand (S) | 0 | 0 | 0 | 0 | 0 | 0 | 0 | 0 | 0 | 0 | 0 | 0 | 0 | 0 | 0 | 0 | 0 | 0 | 0 | 0 | 0 | 0 | 0 | 0 | 0 | 0 | 0 | 0 | 0 | 0
F4_Residential_CZ3 - Single Family_Existing_Space Heating_Natural Gas_Furnace - Direct Fuel_Maximum Achievable Potential | F4 | Residential | CZ3 - Single Family | Existing | Space Heating | Natural Gas | Furnace - Direct Fuel | Maximum Achievable Potential | Peak Demand (W) | 0 | 0 | 0 | 0 | 0 | 0 | 0 | 0 | 0 | 0 | 0 | 0 | 0 | 0 | 0 | 0 | 0 | 0 | 0 | 0 | 0 | 0 | 0 | 0 | 0 | 0 | 0 | 0 | 0 | 0
F5_Residential_CZ3 - Single Family_Existing_Space Heating_Natural Gas_Furnace - Direct Fuel_Maximum Achievable Potential | F5 | Residential | CZ3 - Single Family | Existing | Space Heating | Natural Gas | Furnace - Direct Fuel | Maximum Achievable Potential | Turnover | 0 | 0 | 0 | 0 | 0 | 0 | 0 | 0 | 0 | 0 | 0 | 0 | 0 | 0 | 0 | 0 | 0 | 0 | 0 | 0 | 0 | 0 | 0 | 0 | 0 | 0 | 0 | 0 | 0 | 0
F6_Residential_CZ3 - Single Family_Existing_Space Heating_Natural Gas_Furnace - Direct Fuel_Maximum Achievable Potential | F6 | Residential | CZ3 - Single Family | Existing | Space Heating | Natural Gas | Furnace - Direct Fuel | Maximum Achievable Potential | Avg. Replacement Usage | 0 | 0 | 0 | 0 | 0 | 0 | 0 | 0 | 0 | 0 | 0 | 0 | 0 | 0 | 0 | 0 | 0 | 0 | 0 | 0 | 0 | 0 | 0 | 0 | 0 | 0 | 0 | 0 | 0 | 0
F7_Residential_CZ3 - Single Family_Existing_Space Heating_Natural Gas_Furnace - Direct Fuel_Maximum Achievable Potential | F7 | Residential | CZ3 - Single Family | Existing | Space Heating | Natural Gas | Furnace - Direct Fuel | Maximum Achievable Potential | Avg. Replacement Demand (S) | 0 | 0 | 0 | 0 | 0 | 0 | 0 | 0 | 0 | 0 | 0 | 0 | 0 | 0 | 0 | 0 | 0 | 0 | 0 | 0 | 0 | 0 | 0 | 0 | 0 | 0 | 0 | 0 | 0 | 0
F8_Residential_CZ3 - Single Family_Existing_Space Heating_Natural Gas_Furnace - Direct Fuel_Maximum Achievable Potential | F8 | Residential | CZ3 - Single Family | Existing | Space Heating | Natural Gas | Furnace - Direct Fuel | Maximum Achievable Potential | Avg. Replacement Demand (W) | 0 | 0 | 0 | 0 | 0 | 0 | 0 | 0 | 0 | 0 | 0 | 0 | 0 | 0 | 0 | 0 | 0 | 0 | 0 | 0 | 0 | 0 | 0 | 0 | 0 | 0 | 0 | 0 | 0 | 0
F1_Residential_CZ3 - Single Family_Existing_Space Heating_Natural Gas_Boiler - Direct Fuel_Maximum Achievable Potential | F1 | Residential | CZ3 - Single Family | Existing | Space Heating | Natural Gas | Boiler - Direct Fuel | Maximum Achievable Potential | Units | 0 | 0 | 0 | 0 | 0 | 0 | 0 | 0 | 0 | 0 | 0 | 0 | 0 | 0 | 0 | 0 | 0 | 0 | 0 | 0 | 0 | 0 | 0 | 0 | 0 | 0 | 0 | 0 | 0 | 0
F2_Residential_CZ3 - Single Family_Existing_Space Heating_Natural Gas_Boiler - Direct Fuel_Maximum Achievable Potential | F2 | Residential | CZ3 - Single Family | Existing | Space Heating | Natural Gas | Boiler - Direct Fuel | Maximum Achievable Potential | Usage (MMtherm) | 0 | 0 | 0 | 0 | 0 | 0 | 0 | 0 | 0 | 0 | 0 | 0 | 0 | 0 | 0 | 0 | 0 | 0 | 0 | 0 | 0 | 0 | 0 | 0 | 0 | 0 | 0 | 0 | 0 | 0
F3_Residential_CZ3 - Single Family_Existing_Space Heating_Natural Gas_Boiler - Direct Fuel_Maximum Achievable Potential | F3 | Residential | CZ3 - Single Family | Existing | Space Heating | Natural Gas | Boiler - Direct Fuel | Maximum Achievable Potential | Peak Demand (S) | 0 | 0 | 0 | 0 | 0 | 0 | 0 | 0 | 0 | 0 | 0 | 0 | 0 | 0 | 0 | 0 | 0 | 0 | 0 | 0 | 0 | 0 | 0 | 0 | 0 | 0 | 0 | 0 | 0 | 0
F4_Residential_CZ3 - Single Family_Existing_Space Heating_Natural Gas_Boiler - Direct Fuel_Maximum Achievable Potential | F4 | Residential | CZ3 - Single Family | Existing | Space Heating | Natural Gas | Boiler - Direct Fuel | Maximum Achievable Potential | Peak Demand (W) | 0 | 0 | 0 | 0 | 0 | 0 | 0 | 0 | 0 | 0 | 0 | 0 | 0 | 0 | 0 | 0 | 0 | 0 | 0 | 0 | 0 | 0 | 0 | 0 | 0 | 0 | 0 | 0 | 0 | 0
F5_Residential_CZ3 - Single Family_Existing_Space Heating_Natural Gas_Boiler - Direct Fuel_Maximum Achievable Potential | F5 | Residential | CZ3 - Single Family | Existing | Space Heating | Natural Gas | Boiler - Direct Fuel | Maximum Achievable Potential | Turnover | 0 | 0 | 0 | 0 | 0 | 0 | 0 | 0 | 0 | 0 | 0 | 0 | 0 | 0 | 0 | 0 | 0 | 0 | 0 | 0 | 0 | 0 | 0 | 0 | 0 | 0 | 0 | 0 | 0 | 0
F6_Residential_CZ3 - Single Family_Existing_Space Heating_Natural Gas_Boiler - Direct Fuel_Maximum Achievable Potential | F6 | Residential | CZ3 - Single Family | Existing | Space Heating | Natural Gas | Boiler - Direct Fuel | Maximum Achievable Potential | Avg. Replacement Usage | 0 | 0 | 0 | 0 | 0 | 0 | 0 | 0 | 0 | 0 | 0 | 0 | 0 | 0 | 0 | 0 | 0 | 0 | 0 | 0 | 0 | 0 | 0 | 0 | 0 | 0 | 0 | 0 | 0 | 0
F7_Residential_CZ3 - Single Family_Existing_Space Heating_Natural Gas_Boiler - Direct Fuel_Maximum Achievable Potential | F7 | Residential | CZ3 - Single Family | Existing | Space Heating | Natural Gas | Boiler - Direct Fuel | Maximum Achievable Potential | Avg. Replacement Demand (S) | 0 | 0 | 0 | 0 | 0 | 0 | 0 | 0 | 0 | 0 | 0 | 0 | 0 | 0 | 0 | 0 | 0 | 0 | 0 | 0 | 0 | 0 | 0 | 0 | 0 | 0 | 0 | 0 | 0 | 0
F8_Residential_CZ3 - Single Family_Existing_Space Heating_Natural Gas_Boiler - Direct Fuel_Maximum Achievable Potential | F8 | Residential | CZ3 - Single Family | Existing | Space Heating | Natural Gas | Boiler - Direct Fuel | Maximum Achievable Potential | Avg. Replacement Demand (W) | 0 | 0 | 0 | 0 | 0 | 0 | 0 | 0 | 0 | 0 | 0 | 0 | 0 | 0 | 0 | 0 | 0 | 0 | 0 | 0 | 0 | 0 | 0 | 0 | 0 | 0 | 0 | 0 | 0 | 0
F1_Residential_CZ3 - Single Family_Existing_Secondary Heating_Natural Gas_Fireplace_Maximum Achievable Potential | F1 | Residential | CZ3 - Single Family | Existing | Secondary Heating | Natural Gas | Fireplace | Maximum Achievable Potential | Units | 0 | 0 | 0 | 0 | 0 | 0 | 0 | 0 | 0 | 0 | 0 | 0 | 0 | 0 | 0 | 0 | 0 | 0 | 0 | 0 | 0 | 0 | 0 | 0 | 0 | 0 | 0 | 0 | 0 | 0
F2_Residential_CZ3 - Single Family_Existing_Secondary Heating_Natural Gas_Fireplace_Maximum Achievable Potential | F2 | Residential | CZ3 - Single Family | Existing | Secondary Heating | Natural Gas | Fireplace | Maximum Achievable Potential | Usage (MMtherm) | 0 | 0 | 0 | 0 | 0 | 0 | 0 | 0 | 0 | 0 | 0 | 0 | 0 | 0 | 0 | 0 | 0 | 0 | 0 | 0 | 0 | 0 | 0 | 0 | 0 | 0 | 0 | 0 | 0 | 0
F3_Residential_CZ3 - Single Family_Existing_Secondary Heating_Natural Gas_Fireplace_Maximum Achievable Potential | F3 | Residential | CZ3 - Single Family | Existing | Secondary Heating | Natural Gas | Fireplace | Maximum Achievable Potential | Peak Demand (S) | 0 | 0 | 0 | 0 | 0 | 0 | 0 | 0 | 0 | 0 | 0 | 0 | 0 | 0 | 0 | 0 | 0 | 0 | 0 | 0 | 0 | 0 | 0 | 0 | 0 | 0 | 0 | 0 | 0 | 0
F4_Residential_CZ3 - Single Family_Existing_Secondary Heating_Natural Gas_Fireplace_Maximum Achievable Potential | F4 | Residential | CZ3 - Single Family | Existing | Secondary Heating | Natural Gas | Fireplace | Maximum Achievable Potential | Peak Demand (W) | 0 | 0 | 0 | 0 | 0 | 0 | 0 | 0 | 0 | 0 | 0 | 0 | 0 | 0 | 0 | 0 | 0 | 0 | 0 | 0 | 0 | 0 | 0 | 0 | 0 | 0 | 0 | 0 | 0 | 0
F5_Residential_CZ3 - Single Family_Existing_Secondary Heating_Natural Gas_Fireplace_Maximum Achievable Potential | F5 | Residential | CZ3 - Single Family | Existing | Secondary Heating | Natural Gas | Fireplace | Maximum Achievable Potential | Turnover | 0 | 0 | 0 | 0 | 0 | 0 | 0 | 0 | 0 | 0 | 0 | 0 | 0 | 0 | 0 | 0 | 0 | 0 | 0 | 0 | 0 | 0 | 0 | 0 | 0 | 0 | 0 | 0 | 0 | 0
F6_Residential_CZ3 - Single Family_Existing_Secondary Heating_Natural Gas_Fireplace_Maximum Achievable Potential | F6 | Residential | CZ3 - Single Family | Existing | Secondary Heating | Natural Gas | Fireplace | Maximum Achievable Potential | Avg. Replacement Usage | 0 | 0 | 0 | 0 | 0 | 0 | 0 | 0 | 0 | 0 | 0 | 0 | 0 | 0 | 0 | 0 | 0 | 0 | 0 | 0 | 0 | 0 | 0 | 0 | 0 | 0 | 0 | 0 | 0 | 0
F7_Residential_CZ3 - Single Family_Existing_Secondary Heating_Natural Gas_Fireplace_Maximum Achievable Potential | F7 | Residential | CZ3 - Single Family | Existing | Secondary Heating | Natural Gas | Fireplace | Maximum Achievable Potential | Avg. Replacement Demand (S) | 0 | 0 | 0 | 0 | 0 | 0 | 0 | 0 | 0 | 0 | 0 | 0 | 0 | 0 | 0 | 0 | 0 | 0 | 0 | 0 | 0 | 0 | 0 | 0 | 0 | 0 | 0 | 0 | 0 | 0
F8_Residential_CZ3 - Single Family_Existing_Secondary Heating_Natural Gas_Fireplace_Maximum Achievable Potential | F8 | Residential | CZ3 - Single Family | Existing | Secondary Heating | Natural Gas | Fireplace | Maximum Achievable Potential | Avg. Replacement Demand (W) | 0 | 0 | 0 | 0 | 0 | 0 | 0 | 0 | 0 | 0 | 0 | 0 | 0 | 0 | 0 | 0 | 0 | 0 | 0 | 0 | 0 | 0 | 0 | 0 | 0 | 0 | 0 | 0 | 0 | 0
F1_Residential_CZ3 - Single Family_Existing_Water Heating_Natural Gas_Water Heater <= 55 gal._Maximum Achievable Potential | F1 | Residential | CZ3 - Single Family | Existing | Water Heating | Natural Gas | Water Heater <= 55 gal. | Maximum Achievable Potential | Units | 0 | 0 | 0 | 0 | 0 | 0 | 0 | 0 | 0 | 0 | 0 | 0 | 0 | 0 | 0 | 0 | 0 | 0 | 0 | 0 | 0 | 0 | 0 | 0 | 0 | 0 | 0 | 0 | 0 | 0
F2_Residential_CZ3 - Single Family_Existing_Water Heating_Natural Gas_Water Heater <= 55 gal._Maximum Achievable Potential | F2 | Residential | CZ3 - Single Family | Existing | Water Heating | Natural Gas | Water Heater <= 55 gal. | Maximum Achievable Potential | Usage (MMtherm) | 0 | 0 | 0 | 0 | 0 | 0 | 0 | 0 | 0 | 0 | 0 | 0 | 0 | 0 | 0 | 0 | 0 | 0 | 0 | 0 | 0 | 0 | 0 | 0 | 0 | 0 | 0 | 0 | 0 | 0
F3_Residential_CZ3 - Single Family_Existing_Water Heating_Natural Gas_Water Heater <= 55 gal._Maximum Achievable Potential | F3 | Residential | CZ3 - Single Family | Existing | Water Heating | Natural Gas | Water Heater <= 55 gal. | Maximum Achievable Potential | Peak Demand (S) | 0 | 0 | 0 | 0 | 0 | 0 | 0 | 0 | 0 | 0 | 0 | 0 | 0 | 0 | 0 | 0 | 0 | 0 | 0 | 0 | 0 | 0 | 0 | 0 | 0 | 0 | 0 | 0 | 0 | 0
F4_Residential_CZ3 - Single Family_Existing_Water Heating_Natural Gas_Water Heater <= 55 gal._Maximum Achievable Potential | F4 | Residential | CZ3 - Single Family | Existing | Water Heating | Natural Gas | Water Heater <= 55 gal. | Maximum Achievable Potential | Peak Demand (W) | 0 | 0 | 0 | 0 | 0 | 0 | 0 | 0 | 0 | 0 | 0 | 0 | 0 | 0 | 0 | 0 | 0 | 0 | 0 | 0 | 0 | 0 | 0 | 0 | 0 | 0 | 0 | 0 | 0 | 0
F5_Residential_CZ3 - Single Family_Existing_Water Heating_Natural Gas_Water Heater <= 55 gal._Maximum Achievable Potential | F5 | Residential | CZ3 - Single Family | Existing | Water Heating | Natural Gas | Water Heater <= 55 gal. | Maximum Achievable Potential | Turnover | 0 | 0 | 0 | 0 | 0 | 0 | 0 | 0 | 0 | 0 | 0 | 0 | 0 | 0 | 0 | 0 | 0 | 0 | 0 | 0 | 0 | 0 | 0 | 0 | 0 | 0 | 0 | 0 | 0 | 0
F6_Residential_CZ3 - Single Family_Existing_Water Heating_Natural Gas_Water Heater <= 55 gal._Maximum Achievable Potential | F6 | Residential | CZ3 - Single Family | Existing | Water Heating | Natural Gas | Water Heater <= 55 gal. | Maximum Achievable Potential | Avg. Replacement Usage | 0 | 0 | 0 | 0 | 0 | 0 | 0 | 0 | 0 | 0 | 0 | 0 | 0 | 0 | 0 | 0 | 0 | 0 | 0 | 0 | 0 | 0 | 0 | 0 | 0 | 0 | 0 | 0 | 0 | 0
F7_Residential_CZ3 - Single Family_Existing_Water Heating_Natural Gas_Water Heater <= 55 gal._Maximum Achievable Potential | F7 | Residential | CZ3 - Single Family | Existing | Water Heating | Natural Gas | Water Heater <= 55 gal. | Maximum Achievable Potential | Avg. Replacement Demand (S) | 0 | 0 | 0 | 0 | 0 | 0 | 0 | 0 | 0 | 0 | 0 | 0 | 0 | 0 | 0 | 0 | 0 | 0 | 0 | 0 | 0 | 0 | 0 | 0 | 0 | 0 | 0 | 0 | 0 | 0
F8_Residential_CZ3 - Single Family_Existing_Water Heating_Natural Gas_Water Heater <= 55 gal._Maximum Achievable Potential | F8 | Residential | CZ3 - Single Family | Existing | Water Heating | Natural Gas | Water Heater <= 55 gal. | Maximum Achievable Potential | Avg. Replacement Demand (W) | 0 | 0 | 0 | 0 | 0 | 0 | 0 | 0 | 0 | 0 | 0 | 0 | 0 | 0 | 0 | 0 | 0 | 0 | 0 | 0 | 0 | 0 | 0 | 0 | 0 | 0 | 0 | 0 | 0 | 0
F1_Residential_CZ3 - Single Family_Existing_Water Heating_Natural Gas_Water Heater > 55 gal._Maximum Achievable Potential | F1 | Residential | CZ3 - Single Family | Existing | Water Heating | Natural Gas | Water Heater > 55 gal. | Maximum Achievable Potential | Units | 0 | 0 | 0 | 0 | 0 | 0 | 0 | 0 | 0 | 0 | 0 | 0 | 0 | 0 | 0 | 0 | 0 | 0 | 0 | 0 | 0 | 0 | 0 | 0 | 0 | 0 | 0 | 0 | 0 | 0
F2_Residential_CZ3 - Single Family_Existing_Water Heating_Natural Gas_Water Heater > 55 gal._Maximum Achievable Potential | F2 | Residential | CZ3 - Single Family | Existing | Water Heating | Natural Gas | Water Heater > 55 gal. | Maximum Achievable Potential | Usage (MMtherm) | 0 | 0 | 0 | 0 | 0 | 0 | 0 | 0 | 0 | 0 | 0 | 0 | 0 | 0 | 0 | 0 | 0 | 0 | 0 | 0 | 0 | 0 | 0 | 0 | 0 | 0 | 0 | 0 | 0 | 0
F3_Residential_CZ3 - Single Family_Existing_Water Heating_Natural Gas_Water Heater > 55 gal._Maximum Achievable Potential | F3 | Residential | CZ3 - Single Family | Existing | Water Heating | Natural Gas | Water Heater > 55 gal. | Maximum Achievable Potential | Peak Demand (S) | 0 | 0 | 0 | 0 | 0 | 0 | 0 | 0 | 0 | 0 | 0 | 0 | 0 | 0 | 0 | 0 | 0 | 0 | 0 | 0 | 0 | 0 | 0 | 0 | 0 | 0 | 0 | 0 | 0 | 0
F4_Residential_CZ3 - Single Family_Existing_Water Heating_Natural Gas_Water Heater > 55 gal._Maximum Achievable Potential | F4 | Residential | CZ3 - Single Family | Existing | Water Heating | Natural Gas | Water Heater > 55 gal. | Maximum Achievable Potential | Peak Demand (W) | 0 | 0 | 0 | 0 | 0 | 0 | 0 | 0 | 0 | 0 | 0 | 0 | 0 | 0 | 0 | 0 | 0 | 0 | 0 | 0 | 0 | 0 | 0 | 0 | 0 | 0 | 0 | 0 | 0 | 0
F5_Residential_CZ3 - Single Family_Existing_Water Heating_Natural Gas_Water Heater > 55 gal._Maximum Achievable Potential | F5 | Residential | CZ3 - Single Family | Existing | Water Heating | Natural Gas | Water Heater > 55 gal. | Maximum Achievable Potential | Turnover | 0 | 0 | 0 | 0 | 0 | 0 | 0 | 0 | 0 | 0 | 0 | 0 | 0 | 0 | 0 | 0 | 0 | 0 | 0 | 0 | 0 | 0 | 0 | 0 | 0 | 0 | 0 | 0 | 0 | 0
F6_Residential_CZ3 - Single Family_Existing_Water Heating_Natural Gas_Water Heater > 55 gal._Maximum Achievable Potential | F6 | Residential | CZ3 - Single Family | Existing | Water Heating | Natural Gas | Water Heater > 55 gal. | Maximum Achievable Potential | Avg. Replacement Usage | 0 | 0 | 0 | 0 | 0 | 0 | 0 | 0 | 0 | 0 | 0 | 0 | 0 | 0 | 0 | 0 | 0 | 0 | 0 | 0 | 0 | 0 | 0 | 0 | 0 | 0 | 0 | 0 | 0 | 0
F7_Residential_CZ3 - Single Family_Existing_Water Heating_Natural Gas_Water Heater > 55 gal._Maximum Achievable Potential | F7 | Residential | CZ3 - Single Family | Existing | Water Heating | Natural Gas | Water Heater > 55 gal. | Maximum Achievable Potential | Avg. Replacement Demand (S) | 0 | 0 | 0 | 0 | 0 | 0 | 0 | 0 | 0 | 0 | 0 | 0 | 0 | 0 | 0 | 0 | 0 | 0 | 0 | 0 | 0 | 0 | 0 | 0 | 0 | 0 | 0 | 0 | 0 | 0
F8_Residential_CZ3 - Single Family_Existing_Water Heating_Natural Gas_Water Heater > 55 gal._Maximum Achievable Potential | F8 | Residential | CZ3 - Single Family | Existing | Water Heating | Natural Gas | Water Heater > 55 gal. | Maximum Achievable Potential | Avg. Replacement Demand (W) | 0 | 0 | 0 | 0 | 0 | 0 | 0 | 0 | 0 | 0 | 0 | 0 | 0 | 0 | 0 | 0 | 0 | 0 | 0 | 0 | 0 | 0 | 0 | 0 | 0 | 0 | 0 | 0 | 0 | 0
F1_Residential_CZ3 - Single Family_Existing_Appliances_Natural Gas_Clothes Dryer_Maximum Achievable Potential | F1 | Residential | CZ3 - Single Family | Existing | Appliances | Natural Gas | Clothes Dryer | Maximum Achievable Potential | Units | 0 | 0 | 0 | 0 | 0 | 0 | 0 | 0 | 0 | 0 | 0 | 0 | 0 | 0 | 0 | 0 | 0 | 0 | 0 | 0 | 0 | 0 | 0 | 0 | 0 | 0 | 0 | 0 | 0 | 0
F2_Residential_CZ3 - Single Family_Existing_Appliances_Natural Gas_Clothes Dryer_Maximum Achievable Potential | F2 | Residential | CZ3 - Single Family | Existing | Appliances | Natural Gas | Clothes Dryer | Maximum Achievable Potential | Usage (MMtherm) | 0 | 0 | 0 | 0 | 0 | 0 | 0 | 0 | 0 | 0 | 0 | 0 | 0 | 0 | 0 | 0 | 0 | 0 | 0 | 0 | 0 | 0 | 0 | 0 | 0 | 0 | 0 | 0 | 0 | 0
F3_Residential_CZ3 - Single Family_Existing_Appliances_Natural Gas_Clothes Dryer_Maximum Achievable Potential | F3 | Residential | CZ3 - Single Family | Existing | Appliances | Natural Gas | Clothes Dryer | Maximum Achievable Potential | Peak Demand (S) | 0 | 0 | 0 | 0 | 0 | 0 | 0 | 0 | 0 | 0 | 0 | 0 | 0 | 0 | 0 | 0 | 0 | 0 | 0 | 0 | 0 | 0 | 0 | 0 | 0 | 0 | 0 | 0 | 0 | 0
F4_Residential_CZ3 - Single Family_Existing_Appliances_Natural Gas_Clothes Dryer_Maximum Achievable Potential | F4 | Residential | CZ3 - Single Family | Existing | Appliances | Natural Gas | Clothes Dryer | Maximum Achievable Potential | Peak Demand (W) | 0 | 0 | 0 | 0 | 0 | 0 | 0 | 0 | 0 | 0 | 0 | 0 | 0 | 0 | 0 | 0 | 0 | 0 | 0 | 0 | 0 | 0 | 0 | 0 | 0 | 0 | 0 | 0 | 0 | 0
F5_Residential_CZ3 - Single Family_Existing_Appliances_Natural Gas_Clothes Dryer_Maximum Achievable Potential | F5 | Residential | CZ3 - Single Family | Existing | Appliances | Natural Gas | Clothes Dryer | Maximum Achievable Potential | Turnover | 0 | 0 | 0 | 0 | 0 | 0 | 0 | 0 | 0 | 0 | 0 | 0 | 0 | 0 | 0 | 0 | 0 | 0 | 0 | 0 | 0 | 0 | 0 | 0 | 0 | 0 | 0 | 0 | 0 | 0
F6_Residential_CZ3 - Single Family_Existing_Appliances_Natural Gas_Clothes Dryer_Maximum Achievable Potential | F6 | Residential | CZ3 - Single Family | Existing | Appliances | Natural Gas | Clothes Dryer | Maximum Achievable Potential | Avg. Replacement Usage | 0 | 0 | 0 | 0 | 0 | 0 | 0 | 0 | 0 | 0 | 0 | 0 | 0 | 0 | 0 | 0 | 0 | 0 | 0 | 0 | 0 | 0 | 0 | 0 | 0 | 0 | 0 | 0 | 0 | 0
F7_Residential_CZ3 - Single Family_Existing_Appliances_Natural Gas_Clothes Dryer_Maximum Achievable Potential | F7 | Residential | CZ3 - Single Family | Existing | Appliances | Natural Gas | Clothes Dryer | Maximum Achievable Potential | Avg. Replacement Demand (S) | 0 | 0 | 0 | 0 | 0 | 0 | 0 | 0 | 0 | 0 | 0 | 0 | 0 | 0 | 0 | 0 | 0 | 0 | 0 | 0 | 0 | 0 | 0 | 0 | 0 | 0 | 0 | 0 | 0 | 0
F8_Residential_CZ3 - Single Family_Existing_Appliances_Natural Gas_Clothes Dryer_Maximum Achievable Potential | F8 | Residential | CZ3 - Single Family | Existing | Appliances | Natural Gas | Clothes Dryer | Maximum Achievable Potential | Avg. Replacement Demand (W) | 0 | 0 | 0 | 0 | 0 | 0 | 0 | 0 | 0 | 0 | 0 | 0 | 0 | 0 | 0 | 0 | 0 | 0 | 0 | 0 | 0 | 0 | 0 | 0 | 0 | 0 | 0 | 0 | 0 | 0
F1_Residential_CZ3 - Single Family_Existing_Appliances_Natural Gas_Stove/Oven_Maximum Achievable Potential | F1 | Residential | CZ3 - Single Family | Existing | Appliances | Natural Gas | Stove/Oven | Maximum Achievable Potential | Units | 0 | 0 | 0 | 0 | 0 | 0 | 0 | 0 | 0 | 0 | 0 | 0 | 0 | 0 | 0 | 0 | 0 | 0 | 0 | 0 | 0 | 0 | 0 | 0 | 0 | 0 | 0 | 0 | 0 | 0
F2_Residential_CZ3 - Single Family_Existing_Appliances_Natural Gas_Stove/Oven_Maximum Achievable Potential | F2 | Residential | CZ3 - Single Family | Existing | Appliances | Natural Gas | Stove/Oven | Maximum Achievable Potential | Usage (MMtherm) | 0 | 0 | 0 | 0 | 0 | 0 | 0 | 0 | 0 | 0 | 0 | 0 | 0 | 0 | 0 | 0 | 0 | 0 | 0 | 0 | 0 | 0 | 0 | 0 | 0 | 0 | 0 | 0 | 0 | 0
F3_Residential_CZ3 - Single Family_Existing_Appliances_Natural Gas_Stove/Oven_Maximum Achievable Potential | F3 | Residential | CZ3 - Single Family | Existing | Appliances | Natural Gas | Stove/Oven | Maximum Achievable Potential | Peak Demand (S) | 0 | 0 | 0 | 0 | 0 | 0 | 0 | 0 | 0 | 0 | 0 | 0 | 0 | 0 | 0 | 0 | 0 | 0 | 0 | 0 | 0 | 0 | 0 | 0 | 0 | 0 | 0 | 0 | 0 | 0
F4_Residential_CZ3 - Single Family_Existing_Appliances_Natural Gas_Stove/Oven_Maximum Achievable Potential | F4 | Residential | CZ3 - Single Family | Existing | Appliances | Natural Gas | Stove/Oven | Maximum Achievable Potential | Peak Demand (W) | 0 | 0 | 0 | 0 | 0 | 0 | 0 | 0 | 0 | 0 | 0 | 0 | 0 | 0 | 0 | 0 | 0 | 0 | 0 | 0 | 0 | 0 | 0 | 0 | 0 | 0 | 0 | 0 | 0 | 0
F5_Residential_CZ3 - Single Family_Existing_Appliances_Natural Gas_Stove/Oven_Maximum Achievable Potential | F5 | Residential | CZ3 - Single Family | Existing | Appliances | Natural Gas | Stove/Oven | Maximum Achievable Potential | Turnover | 0 | 0 | 0 | 0 | 0 | 0 | 0 | 0 | 0 | 0 | 0 | 0 | 0 | 0 | 0 | 0 | 0 | 0 | 0 | 0 | 0 | 0 | 0 | 0 | 0 | 0 | 0 | 0 | 0 | 0
F6_Residential_CZ3 - Single Family_Existing_Appliances_Natural Gas_Stove/Oven_Maximum Achievable Potential | F6 | Residential | CZ3 - Single Family | Existing | Appliances | Natural Gas | Stove/Oven | Maximum Achievable Potential | Avg. Replacement Usage | 0 | 0 | 0 | 0 | 0 | 0 | 0 | 0 | 0 | 0 | 0 | 0 | 0 | 0 | 0 | 0 | 0 | 0 | 0 | 0 | 0 | 0 | 0 | 0 | 0 | 0 | 0 | 0 | 0 | 0
F7_Residential_CZ3 - Single Family_Existing_Appliances_Natural Gas_Stove/Oven_Maximum Achievable Potential | F7 | Residential | CZ3 - Single Family | Existing | Appliances | Natural Gas | Stove/Oven | Maximum Achievable Potential | Avg. Replacement Demand (S) | 0 | 0 | 0 | 0 | 0 | 0 | 0 | 0 | 0 | 0 | 0 | 0 | 0 | 0 | 0 | 0 | 0 | 0 | 0 | 0 | 0 | 0 | 0 | 0 | 0 | 0 | 0 | 0 | 0 | 0
F8_Residential_CZ3 - Single Family_Existing_Appliances_Natural Gas_Stove/Oven_Maximum Achievable Potential | F8 | Residential | CZ3 - Single Family | Existing | Appliances | Natural Gas | Stove/Oven | Maximum Achievable Potential | Avg. Replacement Demand (W) | 0 | 0 | 0 | 0 | 0 | 0 | 0 | 0 | 0 | 0 | 0 | 0 | 0 | 0 | 0 | 0 | 0 | 0 | 0 | 0 | 0 | 0 | 0 | 0 | 0 | 0 | 0 | 0 | 0 | 0
F1_Residential_CZ3 - Single Family_Existing_Miscellaneous_Natural Gas_Pool Heater_Maximum Achievable Potential | F1 | Residential | CZ3 - Single Family | Existing | Miscellaneous | Natural Gas | Pool Heater | Maximum Achievable Potential | Units | 0 | 0 | 0 | 0 | 0 | 0 | 0 | 0 | 0 | 0 | 0 | 0 | 0 | 0 | 0 | 0 | 0 | 0 | 0 | 0 | 0 | 0 | 0 | 0 | 0 | 0 | 0 | 0 | 0 | 0
F2_Residential_CZ3 - Single Family_Existing_Miscellaneous_Natural Gas_Pool Heater_Maximum Achievable Potential | F2 | Residential | CZ3 - Single Family | Existing | Miscellaneous | Natural Gas | Pool Heater | Maximum Achievable Potential | Usage (MMtherm) | 0 | 0 | 0 | 0 | 0 | 0 | 0 | 0 | 0 | 0 | 0 | 0 | 0 | 0 | 0 | 0 | 0 | 0 | 0 | 0 | 0 | 0 | 0 | 0 | 0 | 0 | 0 | 0 | 0 | 0
F3_Residential_CZ3 - Single Family_Existing_Miscellaneous_Natural Gas_Pool Heater_Maximum Achievable Potential | F3 | Residential | CZ3 - Single Family | Existing | Miscellaneous | Natural Gas | Pool Heater | Maximum Achievable Potential | Peak Demand (S) | 0 | 0 | 0 | 0 | 0 | 0 | 0 | 0 | 0 | 0 | 0 | 0 | 0 | 0 | 0 | 0 | 0 | 0 | 0 | 0 | 0 | 0 | 0 | 0 | 0 | 0 | 0 | 0 | 0 | 0
F4_Residential_CZ3 - Single Family_Existing_Miscellaneous_Natural Gas_Pool Heater_Maximum Achievable Potential | F4 | Residential | CZ3 - Single Family | Existing | Miscellaneous | Natural Gas | Pool Heater | Maximum Achievable Potential | Peak Demand (W) | 0 | 0 | 0 | 0 | 0 | 0 | 0 | 0 | 0 | 0 | 0 | 0 | 0 | 0 | 0 | 0 | 0 | 0 | 0 | 0 | 0 | 0 | 0 | 0 | 0 | 0 | 0 | 0 | 0 | 0
F5_Residential_CZ3 - Single Family_Existing_Miscellaneous_Natural Gas_Pool Heater_Maximum Achievable Potential | F5 | Residential | CZ3 - Single Family | Existing | Miscellaneous | Natural Gas | Pool Heater | Maximum Achievable Potential | Turnover | 0 | 0 | 0 | 0 | 0 | 0 | 0 | 0 | 0 | 0 | 0 | 0 | 0 | 0 | 0 | 0 | 0 | 0 | 0 | 0 | 0 | 0 | 0 | 0 | 0 | 0 | 0 | 0 | 0 | 0
F6_Residential_CZ3 - Single Family_Existing_Miscellaneous_Natural Gas_Pool Heater_Maximum Achievable Potential | F6 | Residential | CZ3 - Single Family | Existing | Miscellaneous | Natural Gas | Pool Heater | Maximum Achievable Potential | Avg. Replacement Usage | 0 | 0 | 0 | 0 | 0 | 0 | 0 | 0 | 0 | 0 | 0 | 0 | 0 | 0 | 0 | 0 | 0 | 0 | 0 | 0 | 0 | 0 | 0 | 0 | 0 | 0 | 0 | 0 | 0 | 0
F7_Residential_CZ3 - Single Family_Existing_Miscellaneous_Natural Gas_Pool Heater_Maximum Achievable Potential | F7 | Residential | CZ3 - Single Family | Existing | Miscellaneous | Natural Gas | Pool Heater | Maximum Achievable Potential | Avg. Replacement Demand (S) | 0 | 0 | 0 | 0 | 0 | 0 | 0 | 0 | 0 | 0 | 0 | 0 | 0 | 0 | 0 | 0 | 0 | 0 | 0 | 0 | 0 | 0 | 0 | 0 | 0 | 0 | 0 | 0 | 0 | 0
F8_Residential_CZ3 - Single Family_Existing_Miscellaneous_Natural Gas_Pool Heater_Maximum Achievable Potential | F8 | Residential | CZ3 - Single Family | Existing | Miscellaneous | Natural Gas | Pool Heater | Maximum Achievable Potential | Avg. Replacement Demand (W) | 0 | 0 | 0 | 0 | 0 | 0 | 0 | 0 | 0 | 0 | 0 | 0 | 0 | 0 | 0 | 0 | 0 | 0 | 0 | 0 | 0 | 0 | 0 | 0 | 0 | 0 | 0 | 0 | 0 | 0
F1_Residential_CZ3 - Single Family_Existing_Miscellaneous_Natural Gas_Miscellaneous_Maximum Achievable Potential | F1 | Residential | CZ3 - Single Family | Existing | Miscellaneous | Natural Gas | Miscellaneous | Maximum Achievable Potential | Units | 0 | 0 | 0 | 0 | 0 | 0 | 0 | 0 | 0 | 0 | 0 | 0 | 0 | 0 | 0 | 0 | 0 | 0 | 0 | 0 | 0 | 0 | 0 | 0 | 0 | 0 | 0 | 0 | 0 | 0
F2_Residential_CZ3 - Single Family_Existing_Miscellaneous_Natural Gas_Miscellaneous_Maximum Achievable Potential | F2 | Residential | CZ3 - Single Family | Existing | Miscellaneous | Natural Gas | Miscellaneous | Maximum Achievable Potential | Usage (MMtherm) | 0 | 0 | 0 | 0 | 0 | 0 | 0 | 0 | 0 | 0 | 0 | 0 | 0 | 0 | 0 | 0 | 0 | 0 | 0 | 0 | 0 | 0 | 0 | 0 | 0 | 0 | 0 | 0 | 0 | 0
F3_Residential_CZ3 - Single Family_Existing_Miscellaneous_Natural Gas_Miscellaneous_Maximum Achievable Potential | F3 | Residential | CZ3 - Single Family | Existing | Miscellaneous | Natural Gas | Miscellaneous | Maximum Achievable Potential | Peak Demand (S) | 0 | 0 | 0 | 0 | 0 | 0 | 0 | 0 | 0 | 0 | 0 | 0 | 0 | 0 | 0 | 0 | 0 | 0 | 0 | 0 | 0 | 0 | 0 | 0 | 0 | 0 | 0 | 0 | 0 | 0
F4_Residential_CZ3 - Single Family_Existing_Miscellaneous_Natural Gas_Miscellaneous_Maximum Achievable Potential | F4 | Residential | CZ3 - Single Family | Existing | Miscellaneous | Natural Gas | Miscellaneous | Maximum Achievable Potential | Peak Demand (W) | 0 | 0 | 0 | 0 | 0 | 0 | 0 | 0 | 0 | 0 | 0 | 0 | 0 | 0 | 0 | 0 | 0 | 0 | 0 | 0 | 0 | 0 | 0 | 0 | 0 | 0 | 0 | 0 | 0 | 0
F5_Residential_CZ3 - Single Family_Existing_Miscellaneous_Natural Gas_Miscellaneous_Maximum Achievable Potential | F5 | Residential | CZ3 - Single Family | Existing | Miscellaneous | Natural Gas | Miscellaneous | Maximum Achievable Potential | Turnover | 0 | 0 | 0 | 0 | 0 | 0 | 0 | 0 | 0 | 0 | 0 | 0 | 0 | 0 | 0 | 0 | 0 | 0 | 0 | 0 | 0 | 0 | 0 | 0 | 0 | 0 | 0 | 0 | 0 | 0
F6_Residential_CZ3 - Single Family_Existing_Miscellaneous_Natural Gas_Miscellaneous_Maximum Achievable Potential | F6 | Residential | CZ3 - Single Family | Existing | Miscellaneous | Natural Gas | Miscellaneous | Maximum Achievable Potential | Avg. Replacement Usage | 0 | 0 | 0 | 0 | 0 | 0 | 0 | 0 | 0 | 0 | 0 | 0 | 0 | 0 | 0 | 0 | 0 | 0 | 0 | 0 | 0 | 0 | 0 | 0 | 0 | 0 | 0 | 0 | 0 | 0
F7_Residential_CZ3 - Single Family_Existing_Miscellaneous_Natural Gas_Miscellaneous_Maximum Achievable Potential | F7 | Residential | CZ3 - Single Family | Existing | Miscellaneous | Natural Gas | Miscellaneous | Maximum Achievable Potential | Avg. Replacement Demand (S) | 0 | 0 | 0 | 0 | 0 | 0 | 0 | 0 | 0 | 0 | 0 | 0 | 0 | 0 | 0 | 0 | 0 | 0 | 0 | 0 | 0 | 0 | 0 | 0 | 0 | 0 | 0 | 0 | 0 | 0
F8_Residential_CZ3 - Single Family_Existing_Miscellaneous_Natural Gas_Miscellaneous_Maximum Achievable Potential | F8 | Residential | CZ3 - Single Family | Existing | Miscellaneous | Natural Gas | Miscellaneous | Maximum Achievable Potential | Avg. Replacement Demand (W) | 0 | 0 | 0 | 0 | 0 | 0 | 0 | 0 | 0 | 0 | 0 | 0 | 0 | 0 | 0 | 0 | 0 | 0 | 0 | 0 | 0 | 0 | 0 | 0 | 0 | 0 | 0 | 0 | 0 | 0
F1_Residential_CZ3 - Single Family_New_Space Heating_Natural Gas_Furnace - Direct Fuel_Maximum Achievable Potential | F1 | Residential | CZ3 - Single Family | New | Space Heating | Natural Gas | Furnace - Direct Fuel | Maximum Achievable Potential | Units | 0 | 0 | 0 | 0 | 0 | 0 | 0 | 0 | 0 | 0 | 0 | 0 | 0 | 0 | 0 | 0 | 0 | 0 | 0 | 0 | 0 | 0 | 0 | 0 | 0 | 0 | 0 | 0 | 0 | 0
F2_Residential_CZ3 - Single Family_New_Space Heating_Natural Gas_Furnace - Direct Fuel_Maximum Achievable Potential | F2 | Residential | CZ3 - Single Family | New | Space Heating | Natural Gas | Furnace - Direct Fuel | Maximum Achievable Potential | Usage (MMtherm) | 0 | 0 | 0 | 0 | 0 | 0 | 0 | 0 | 0 | 0 | 0 | 0 | 0 | 0 | 0 | 0 | 0 | 0 | 0 | 0 | 0 | 0 | 0 | 0 | 0 | 0 | 0 | 0 | 0 | 0
F3_Residential_CZ3 - Single Family_New_Space Heating_Natural Gas_Furnace - Direct Fuel_Maximum Achievable Potential | F3 | Residential | CZ3 - Single Family | New | Space Heating | Natural Gas | Furnace - Direct Fuel | Maximum Achievable Potential | Peak Demand (S) | 0 | 0 | 0 | 0 | 0 | 0 | 0 | 0 | 0 | 0 | 0 | 0 | 0 | 0 | 0 | 0 | 0 | 0 | 0 | 0 | 0 | 0 | 0 | 0 | 0 | 0 | 0 | 0 | 0 | 0
F4_Residential_CZ3 - Single Family_New_Space Heating_Natural Gas_Furnace - Direct Fuel_Maximum Achievable Potential | F4 | Residential | CZ3 - Single Family | New | Space Heating | Natural Gas | Furnace - Direct Fuel | Maximum Achievable Potential | Peak Demand (W) | 0 | 0 | 0 | 0 | 0 | 0 | 0 | 0 | 0 | 0 | 0 | 0 | 0 | 0 | 0 | 0 | 0 | 0 | 0 | 0 | 0 | 0 | 0 | 0 | 0 | 0 | 0 | 0 | 0 | 0
F5_Residential_CZ3 - Single Family_New_Space Heating_Natural Gas_Furnace - Direct Fuel_Maximum Achievable Potential | F5 | Residential | CZ3 - Single Family | New | Space Heating | Natural Gas | Furnace - Direct Fuel | Maximum Achievable Potential | Turnover | 0 | 0 | 0 | 0 | 0 | 0 | 0 | 0 | 0 | 0 | 0 | 0 | 0 | 0 | 0 | 0 | 0 | 0 | 0 | 0 | 0 | 0 | 0 | 0 | 0 | 0 | 0 | 0 | 0 | 0
F6_Residential_CZ3 - Single Family_New_Space Heating_Natural Gas_Furnace - Direct Fuel_Maximum Achievable Potential | F6 | Residential | CZ3 - Single Family | New | Space Heating | Natural Gas | Furnace - Direct Fuel | Maximum Achievable Potential | Avg. Replacement Usage | 0 | 0 | 0 | 0 | 0 | 0 | 0 | 0 | 0 | 0 | 0 | 0 | 0 | 0 | 0 | 0 | 0 | 0 | 0 | 0 | 0 | 0 | 0 | 0 | 0 | 0 | 0 | 0 | 0 | 0
F7_Residential_CZ3 - Single Family_New_Space Heating_Natural Gas_Furnace - Direct Fuel_Maximum Achievable Potential | F7 | Residential | CZ3 - Single Family | New | Space Heating | Natural Gas | Furnace - Direct Fuel | Maximum Achievable Potential | Avg. Replacement Demand (S) | 0 | 0 | 0 | 0 | 0 | 0 | 0 | 0 | 0 | 0 | 0 | 0 | 0 | 0 | 0 | 0 | 0 | 0 | 0 | 0 | 0 | 0 | 0 | 0 | 0 | 0 | 0 | 0 | 0 | 0
F8_Residential_CZ3 - Single Family_New_Space Heating_Natural Gas_Furnace - Direct Fuel_Maximum Achievable Potential | F8 | Residential | CZ3 - Single Family | New | Space Heating | Natural Gas | Furnace - Direct Fuel | Maximum Achievable Potential | Avg. Replacement Demand (W) | 0 | 0 | 0 | 0 | 0 | 0 | 0 | 0 | 0 | 0 | 0 | 0 | 0 | 0 | 0 | 0 | 0 | 0 | 0 | 0 | 0 | 0 | 0 | 0 | 0 | 0 | 0 | 0 | 0 | 0
F1_Residential_CZ3 - Single Family_New_Space Heating_Natural Gas_Boiler - Direct Fuel_Maximum Achievable Potential | F1 | Residential | CZ3 - Single Family | New | Space Heating | Natural Gas | Boiler - Direct Fuel | Maximum Achievable Potential | Units | 0 | 0 | 0 | 0 | 0 | 0 | 0 | 0 | 0 | 0 | 0 | 0 | 0 | 0 | 0 | 0 | 0 | 0 | 0 | 0 | 0 | 0 | 0 | 0 | 0 | 0 | 0 | 0 | 0 | 0
F2_Residential_CZ3 - Single Family_New_Space Heating_Natural Gas_Boiler - Direct Fuel_Maximum Achievable Potential | F2 | Residential | CZ3 - Single Family | New | Space Heating | Natural Gas | Boiler - Direct Fuel | Maximum Achievable Potential | Usage (MMtherm) | 0 | 0 | 0 | 0 | 0 | 0 | 0 | 0 | 0 | 0 | 0 | 0 | 0 | 0 | 0 | 0 | 0 | 0 | 0 | 0 | 0 | 0 | 0 | 0 | 0 | 0 | 0 | 0 | 0 | 0
F3_Residential_CZ3 - Single Family_New_Space Heating_Natural Gas_Boiler - Direct Fuel_Maximum Achievable Potential | F3 | Residential | CZ3 - Single Family | New | Space Heating | Natural Gas | Boiler - Direct Fuel | Maximum Achievable Potential | Peak Demand (S) | 0 | 0 | 0 | 0 | 0 | 0 | 0 | 0 | 0 | 0 | 0 | 0 | 0 | 0 | 0 | 0 | 0 | 0 | 0 | 0 | 0 | 0 | 0 | 0 | 0 | 0 | 0 | 0 | 0 | 0
F4_Residential_CZ3 - Single Family_New_Space Heating_Natural Gas_Boiler - Direct Fuel_Maximum Achievable Potential | F4 | Residential | CZ3 - Single Family | New | Space Heating | Natural Gas | Boiler - Direct Fuel | Maximum Achievable Potential | Peak Demand (W) | 0 | 0 | 0 | 0 | 0 | 0 | 0 | 0 | 0 | 0 | 0 | 0 | 0 | 0 | 0 | 0 | 0 | 0 | 0 | 0 | 0 | 0 | 0 | 0 | 0 | 0 | 0 | 0 | 0 | 0
F5_Residential_CZ3 - Single Family_New_Space Heating_Natural Gas_Boiler - Direct Fuel_Maximum Achievable Potential | F5 | Residential | CZ3 - Single Family | New | Space Heating | Natural Gas | Boiler - Direct Fuel | Maximum Achievable Potential | Turnover | 0 | 0 | 0 | 0 | 0 | 0 | 0 | 0 | 0 | 0 | 0 | 0 | 0 | 0 | 0 | 0 | 0 | 0 | 0 | 0 | 0 | 0 | 0 | 0 | 0 | 0 | 0 | 0 | 0 | 0
F6_Residential_CZ3 - Single Family_New_Space Heating_Natural Gas_Boiler - Direct Fuel_Maximum Achievable Potential | F6 | Residential | CZ3 - Single Family | New | Space Heating | Natural Gas | Boiler - Direct Fuel | Maximum Achievable Potential | Avg. Replacement Usage | 0 | 0 | 0 | 0 | 0 | 0 | 0 | 0 | 0 | 0 | 0 | 0 | 0 | 0 | 0 | 0 | 0 | 0 | 0 | 0 | 0 | 0 | 0 | 0 | 0 | 0 | 0 | 0 | 0 | 0
F7_Residential_CZ3 - Single Family_New_Space Heating_Natural Gas_Boiler - Direct Fuel_Maximum Achievable Potential | F7 | Residential | CZ3 - Single Family | New | Space Heating | Natural Gas | Boiler - Direct Fuel | Maximum Achievable Potential | Avg. Replacement Demand (S) | 0 | 0 | 0 | 0 | 0 | 0 | 0 | 0 | 0 | 0 | 0 | 0 | 0 | 0 | 0 | 0 | 0 | 0 | 0 | 0 | 0 | 0 | 0 | 0 | 0 | 0 | 0 | 0 | 0 | 0
F8_Residential_CZ3 - Single Family_New_Space Heating_Natural Gas_Boiler - Direct Fuel_Maximum Achievable Potential | F8 | Residential | CZ3 - Single Family | New | Space Heating | Natural Gas | Boiler - Direct Fuel | Maximum Achievable Potential | Avg. Replacement Demand (W) | 0 | 0 | 0 | 0 | 0 | 0 | 0 | 0 | 0 | 0 | 0 | 0 | 0 | 0 | 0 | 0 | 0 | 0 | 0 | 0 | 0 | 0 | 0 | 0 | 0 | 0 | 0 | 0 | 0 | 0
F1_Residential_CZ3 - Single Family_New_Secondary Heating_Natural Gas_Fireplace_Maximum Achievable Potential | F1 | Residential | CZ3 - Single Family | New | Secondary Heating | Natural Gas | Fireplace | Maximum Achievable Potential | Units | 0 | 0 | 0 | 0 | 0 | 0 | 0 | 0 | 0 | 0 | 0 | 0 | 0 | 0 | 0 | 0 | 0 | 0 | 0 | 0 | 0 | 0 | 0 | 0 | 0 | 0 | 0 | 0 | 0 | 0
F2_Residential_CZ3 - Single Family_New_Secondary Heating_Natural Gas_Fireplace_Maximum Achievable Potential | F2 | Residential | CZ3 - Single Family | New | Secondary Heating | Natural Gas | Fireplace | Maximum Achievable Potential | Usage (MMtherm) | 0 | 0 | 0 | 0 | 0 | 0 | 0 | 0 | 0 | 0 | 0 | 0 | 0 | 0 | 0 | 0 | 0 | 0 | 0 | 0 | 0 | 0 | 0 | 0 | 0 | 0 | 0 | 0 | 0 | 0
F3_Residential_CZ3 - Single Family_New_Secondary Heating_Natural Gas_Fireplace_Maximum Achievable Potential | F3 | Residential | CZ3 - Single Family | New | Secondary Heating | Natural Gas | Fireplace | Maximum Achievable Potential | Peak Demand (S) | 0 | 0 | 0 | 0 | 0 | 0 | 0 | 0 | 0 | 0 | 0 | 0 | 0 | 0 | 0 | 0 | 0 | 0 | 0 | 0 | 0 | 0 | 0 | 0 | 0 | 0 | 0 | 0 | 0 | 0
F4_Residential_CZ3 - Single Family_New_Secondary Heating_Natural Gas_Fireplace_Maximum Achievable Potential | F4 | Residential | CZ3 - Single Family | New | Secondary Heating | Natural Gas | Fireplace | Maximum Achievable Potential | Peak Demand (W) | 0 | 0 | 0 | 0 | 0 | 0 | 0 | 0 | 0 | 0 | 0 | 0 | 0 | 0 | 0 | 0 | 0 | 0 | 0 | 0 | 0 | 0 | 0 | 0 | 0 | 0 | 0 | 0 | 0 | 0
F5_Residential_CZ3 - Single Family_New_Secondary Heating_Natural Gas_Fireplace_Maximum Achievable Potential | F5 | Residential | CZ3 - Single Family | New | Secondary Heating | Natural Gas | Fireplace | Maximum Achievable Potential | Turnover | 0 | 0 | 0 | 0 | 0 | 0 | 0 | 0 | 0 | 0 | 0 | 0 | 0 | 0 | 0 | 0 | 0 | 0 | 0 | 0 | 0 | 0 | 0 | 0 | 0 | 0 | 0 | 0 | 0 | 0
F6_Residential_CZ3 - Single Family_New_Secondary Heating_Natural Gas_Fireplace_Maximum Achievable Potential | F6 | Residential | CZ3 - Single Family | New | Secondary Heating | Natural Gas | Fireplace | Maximum Achievable Potential | Avg. Replacement Usage | 0 | 0 | 0 | 0 | 0 | 0 | 0 | 0 | 0 | 0 | 0 | 0 | 0 | 0 | 0 | 0 | 0 | 0 | 0 | 0 | 0 | 0 | 0 | 0 | 0 | 0 | 0 | 0 | 0 | 0
F7_Residential_CZ3 - Single Family_New_Secondary Heating_Natural Gas_Fireplace_Maximum Achievable Potential | F7 | Residential | CZ3 - Single Family | New | Secondary Heating | Natural Gas | Fireplace | Maximum Achievable Potential | Avg. Replacement Demand (S) | 0 | 0 | 0 | 0 | 0 | 0 | 0 | 0 | 0 | 0 | 0 | 0 | 0 | 0 | 0 | 0 | 0 | 0 | 0 | 0 | 0 | 0 | 0 | 0 | 0 | 0 | 0 | 0 | 0 | 0
F8_Residential_CZ3 - Single Family_New_Secondary Heating_Natural Gas_Fireplace_Maximum Achievable Potential | F8 | Residential | CZ3 - Single Family | New | Secondary Heating | Natural Gas | Fireplace | Maximum Achievable Potential | Avg. Replacement Demand (W) | 0 | 0 | 0 | 0 | 0 | 0 | 0 | 0 | 0 | 0 | 0 | 0 | 0 | 0 | 0 | 0 | 0 | 0 | 0 | 0 | 0 | 0 | 0 | 0 | 0 | 0 | 0 | 0 | 0 | 0
F1_Residential_CZ3 - Single Family_New_Water Heating_Natural Gas_Water Heater <= 55 gal._Maximum Achievable Potential | F1 | Residential | CZ3 - Single Family | New | Water Heating | Natural Gas | Water Heater <= 55 gal. | Maximum Achievable Potential | Units | 0 | 0 | 0 | 0 | 0 | 0 | 0 | 0 | 0 | 0 | 0 | 0 | 0 | 0 | 0 | 0 | 0 | 0 | 0 | 0 | 0 | 0 | 0 | 0 | 0 | 0 | 0 | 0 | 0 | 0
F2_Residential_CZ3 - Single Family_New_Water Heating_Natural Gas_Water Heater <= 55 gal._Maximum Achievable Potential | F2 | Residential | CZ3 - Single Family | New | Water Heating | Natural Gas | Water Heater <= 55 gal. | Maximum Achievable Potential | Usage (MMtherm) | 0 | 0 | 0 | 0 | 0 | 0 | 0 | 0 | 0 | 0 | 0 | 0 | 0 | 0 | 0 | 0 | 0 | 0 | 0 | 0 | 0 | 0 | 0 | 0 | 0 | 0 | 0 | 0 | 0 | 0
F3_Residential_CZ3 - Single Family_New_Water Heating_Natural Gas_Water Heater <= 55 gal._Maximum Achievable Potential | F3 | Residential | CZ3 - Single Family | New | Water Heating | Natural Gas | Water Heater <= 55 gal. | Maximum Achievable Potential | Peak Demand (S) | 0 | 0 | 0 | 0 | 0 | 0 | 0 | 0 | 0 | 0 | 0 | 0 | 0 | 0 | 0 | 0 | 0 | 0 | 0 | 0 | 0 | 0 | 0 | 0 | 0 | 0 | 0 | 0 | 0 | 0
F4_Residential_CZ3 - Single Family_New_Water Heating_Natural Gas_Water Heater <= 55 gal._Maximum Achievable Potential | F4 | Residential | CZ3 - Single Family | New | Water Heating | Natural Gas | Water Heater <= 55 gal. | Maximum Achievable Potential | Peak Demand (W) | 0 | 0 | 0 | 0 | 0 | 0 | 0 | 0 | 0 | 0 | 0 | 0 | 0 | 0 | 0 | 0 | 0 | 0 | 0 | 0 | 0 | 0 | 0 | 0 | 0 | 0 | 0 | 0 | 0 | 0
F5_Residential_CZ3 - Single Family_New_Water Heating_Natural Gas_Water Heater <= 55 gal._Maximum Achievable Potential | F5 | Residential | CZ3 - Single Family | New | Water Heating | Natural Gas | Water Heater <= 55 gal. | Maximum Achievable Potential | Turnover | 0 | 0 | 0 | 0 | 0 | 0 | 0 | 0 | 0 | 0 | 0 | 0 | 0 | 0 | 0 | 0 | 0 | 0 | 0 | 0 | 0 | 0 | 0 | 0 | 0 | 0 | 0 | 0 | 0 | 0
F6_Residential_CZ3 - Single Family_New_Water Heating_Natural Gas_Water Heater <= 55 gal._Maximum Achievable Potential | F6 | Residential | CZ3 - Single Family | New | Water Heating | Natural Gas | Water Heater <= 55 gal. | Maximum Achievable Potential | Avg. Replacement Usage | 0 | 0 | 0 | 0 | 0 | 0 | 0 | 0 | 0 | 0 | 0 | 0 | 0 | 0 | 0 | 0 | 0 | 0 | 0 | 0 | 0 | 0 | 0 | 0 | 0 | 0 | 0 | 0 | 0 | 0
F7_Residential_CZ3 - Single Family_New_Water Heating_Natural Gas_Water Heater <= 55 gal._Maximum Achievable Potential | F7 | Residential | CZ3 - Single Family | New | Water Heating | Natural Gas | Water Heater <= 55 gal. | Maximum Achievable Potential | Avg. Replacement Demand (S) | 0 | 0 | 0 | 0 | 0 | 0 | 0 | 0 | 0 | 0 | 0 | 0 | 0 | 0 | 0 | 0 | 0 | 0 | 0 | 0 | 0 | 0 | 0 | 0 | 0 | 0 | 0 | 0 | 0 | 0
F8_Residential_CZ3 - Single Family_New_Water Heating_Natural Gas_Water Heater <= 55 gal._Maximum Achievable Potential | F8 | Residential | CZ3 - Single Family | New | Water Heating | Natural Gas | Water Heater <= 55 gal. | Maximum Achievable Potential | Avg. Replacement Demand (W) | 0 | 0 | 0 | 0 | 0 | 0 | 0 | 0 | 0 | 0 | 0 | 0 | 0 | 0 | 0 | 0 | 0 | 0 | 0 | 0 | 0 | 0 | 0 | 0 | 0 | 0 | 0 | 0 | 0 | 0
F1_Residential_CZ3 - Single Family_New_Water Heating_Natural Gas_Water Heater > 55 gal._Maximum Achievable Potential | F1 | Residential | CZ3 - Single Family | New | Water Heating | Natural Gas | Water Heater > 55 gal. | Maximum Achievable Potential | Units | 0 | 0 | 0 | 0 | 0 | 0 | 0 | 0 | 0 | 0 | 0 | 0 | 0 | 0 | 0 | 0 | 0 | 0 | 0 | 0 | 0 | 0 | 0 | 0 | 0 | 0 | 0 | 0 | 0 | 0
F2_Residential_CZ3 - Single Family_New_Water Heating_Natural Gas_Water Heater > 55 gal._Maximum Achievable Potential | F2 | Residential | CZ3 - Single Family | New | Water Heating | Natural Gas | Water Heater > 55 gal. | Maximum Achievable Potential | Usage (MMtherm) | 0 | 0 | 0 | 0 | 0 | 0 | 0 | 0 | 0 | 0 | 0 | 0 | 0 | 0 | 0 | 0 | 0 | 0 | 0 | 0 | 0 | 0 | 0 | 0 | 0 | 0 | 0 | 0 | 0 | 0
F3_Residential_CZ3 - Single Family_New_Water Heating_Natural Gas_Water Heater > 55 gal._Maximum Achievable Potential | F3 | Residential | CZ3 - Single Family | New | Water Heating | Natural Gas | Water Heater > 55 gal. | Maximum Achievable Potential | Peak Demand (S) | 0 | 0 | 0 | 0 | 0 | 0 | 0 | 0 | 0 | 0 | 0 | 0 | 0 | 0 | 0 | 0 | 0 | 0 | 0 | 0 | 0 | 0 | 0 | 0 | 0 | 0 | 0 | 0 | 0 | 0
F4_Residential_CZ3 - Single Family_New_Water Heating_Natural Gas_Water Heater > 55 gal._Maximum Achievable Potential | F4 | Residential | CZ3 - Single Family | New | Water Heating | Natural Gas | Water Heater > 55 gal. | Maximum Achievable Potential | Peak Demand (W) | 0 | 0 | 0 | 0 | 0 | 0 | 0 | 0 | 0 | 0 | 0 | 0 | 0 | 0 | 0 | 0 | 0 | 0 | 0 | 0 | 0 | 0 | 0 | 0 | 0 | 0 | 0 | 0 | 0 | 0
F5_Residential_CZ3 - Single Family_New_Water Heating_Natural Gas_Water Heater > 55 gal._Maximum Achievable Potential | F5 | Residential | CZ3 - Single Family | New | Water Heating | Natural Gas | Water Heater > 55 gal. | Maximum Achievable Potential | Turnover | 0 | 0 | 0 | 0 | 0 | 0 | 0 | 0 | 0 | 0 | 0 | 0 | 0 | 0 | 0 | 0 | 0 | 0 | 0 | 0 | 0 | 0 | 0 | 0 | 0 | 0 | 0 | 0 | 0 | 0
F6_Residential_CZ3 - Single Family_New_Water Heating_Natural Gas_Water Heater > 55 gal._Maximum Achievable Potential | F6 | Residential | CZ3 - Single Family | New | Water Heating | Natural Gas | Water Heater > 55 gal. | Maximum Achievable Potential | Avg. Replacement Usage | 0 | 0 | 0 | 0 | 0 | 0 | 0 | 0 | 0 | 0 | 0 | 0 | 0 | 0 | 0 | 0 | 0 | 0 | 0 | 0 | 0 | 0 | 0 | 0 | 0 | 0 | 0 | 0 | 0 | 0
F7_Residential_CZ3 - Single Family_New_Water Heating_Natural Gas_Water Heater > 55 gal._Maximum Achievable Potential | F7 | Residential | CZ3 - Single Family | New | Water Heating | Natural Gas | Water Heater > 55 gal. | Maximum Achievable Potential | Avg. Replacement Demand (S) | 0 | 0 | 0 | 0 | 0 | 0 | 0 | 0 | 0 | 0 | 0 | 0 | 0 | 0 | 0 | 0 | 0 | 0 | 0 | 0 | 0 | 0 | 0 | 0 | 0 | 0 | 0 | 0 | 0 | 0
F8_Residential_CZ3 - Single Family_New_Water Heating_Natural Gas_Water Heater > 55 gal._Maximum Achievable Potential | F8 | Residential | CZ3 - Single Family | New | Water Heating | Natural Gas | Water Heater > 55 gal. | Maximum Achievable Potential | Avg. Replacement Demand (W) | 0 | 0 | 0 | 0 | 0 | 0 | 0 | 0 | 0 | 0 | 0 | 0 | 0 | 0 | 0 | 0 | 0 | 0 | 0 | 0 | 0 | 0 | 0 | 0 | 0 | 0 | 0 | 0 | 0 | 0
F1_Residential_CZ3 - Single Family_New_Appliances_Natural Gas_Clothes Dryer_Maximum Achievable Potential | F1 | Residential | CZ3 - Single Family | New | Appliances | Natural Gas | Clothes Dryer | Maximum Achievable Potential | Units | 0 | 0 | 0 | 0 | 0 | 0 | 0 | 0 | 0 | 0 | 0 | 0 | 0 | 0 | 0 | 0 | 0 | 0 | 0 | 0 | 0 | 0 | 0 | 0 | 0 | 0 | 0 | 0 | 0 | 0
F2_Residential_CZ3 - Single Family_New_Appliances_Natural Gas_Clothes Dryer_Maximum Achievable Potential | F2 | Residential | CZ3 - Single Family | New | Appliances | Natural Gas | Clothes Dryer | Maximum Achievable Potential | Usage (MMtherm) | 0 | 0 | 0 | 0 | 0 | 0 | 0 | 0 | 0 | 0 | 0 | 0 | 0 | 0 | 0 | 0 | 0 | 0 | 0 | 0 | 0 | 0 | 0 | 0 | 0 | 0 | 0 | 0 | 0 | 0
F3_Residential_CZ3 - Single Family_New_Appliances_Natural Gas_Clothes Dryer_Maximum Achievable Potential | F3 | Residential | CZ3 - Single Family | New | Appliances | Natural Gas | Clothes Dryer | Maximum Achievable Potential | Peak Demand (S) | 0 | 0 | 0 | 0 | 0 | 0 | 0 | 0 | 0 | 0 | 0 | 0 | 0 | 0 | 0 | 0 | 0 | 0 | 0 | 0 | 0 | 0 | 0 | 0 | 0 | 0 | 0 | 0 | 0 | 0
F4_Residential_CZ3 - Single Family_New_Appliances_Natural Gas_Clothes Dryer_Maximum Achievable Potential | F4 | Residential | CZ3 - Single Family | New | Appliances | Natural Gas | Clothes Dryer | Maximum Achievable Potential | Peak Demand (W) | 0 | 0 | 0 | 0 | 0 | 0 | 0 | 0 | 0 | 0 | 0 | 0 | 0 | 0 | 0 | 0 | 0 | 0 | 0 | 0 | 0 | 0 | 0 | 0 | 0 | 0 | 0 | 0 | 0 | 0
F5_Residential_CZ3 - Single Family_New_Appliances_Natural Gas_Clothes Dryer_Maximum Achievable Potential | F5 | Residential | CZ3 - Single Family | New | Appliances | Natural Gas | Clothes Dryer | Maximum Achievable Potential | Turnover | 0 | 0 | 0 | 0 | 0 | 0 | 0 | 0 | 0 | 0 | 0 | 0 | 0 | 0 | 0 | 0 | 0 | 0 | 0 | 0 | 0 | 0 | 0 | 0 | 0 | 0 | 0 | 0 | 0 | 0
F6_Residential_CZ3 - Single Family_New_Appliances_Natural Gas_Clothes Dryer_Maximum Achievable Potential | F6 | Residential | CZ3 - Single Family | New | Appliances | Natural Gas | Clothes Dryer | Maximum Achievable Potential | Avg. Replacement Usage | 0 | 0 | 0 | 0 | 0 | 0 | 0 | 0 | 0 | 0 | 0 | 0 | 0 | 0 | 0 | 0 | 0 | 0 | 0 | 0 | 0 | 0 | 0 | 0 | 0 | 0 | 0 | 0 | 0 | 0
F7_Residential_CZ3 - Single Family_New_Appliances_Natural Gas_Clothes Dryer_Maximum Achievable Potential | F7 | Residential | CZ3 - Single Family | New | Appliances | Natural Gas | Clothes Dryer | Maximum Achievable Potential | Avg. Replacement Demand (S) | 0 | 0 | 0 | 0 | 0 | 0 | 0 | 0 | 0 | 0 | 0 | 0 | 0 | 0 | 0 | 0 | 0 | 0 | 0 | 0 | 0 | 0 | 0 | 0 | 0 | 0 | 0 | 0 | 0 | 0
F8_Residential_CZ3 - Single Family_New_Appliances_Natural Gas_Clothes Dryer_Maximum Achievable Potential | F8 | Residential | CZ3 - Single Family | New | Appliances | Natural Gas | Clothes Dryer | Maximum Achievable Potential | Avg. Replacement Demand (W) | 0 | 0 | 0 | 0 | 0 | 0 | 0 | 0 | 0 | 0 | 0 | 0 | 0 | 0 | 0 | 0 | 0 | 0 | 0 | 0 | 0 | 0 | 0 | 0 | 0 | 0 | 0 | 0 | 0 | 0
F1_Residential_CZ3 - Single Family_New_Appliances_Natural Gas_Stove/Oven_Maximum Achievable Potential | F1 | Residential | CZ3 - Single Family | New | Appliances | Natural Gas | Stove/Oven | Maximum Achievable Potential | Units | 0 | 0 | 0 | 0 | 0 | 0 | 0 | 0 | 0 | 0 | 0 | 0 | 0 | 0 | 0 | 0 | 0 | 0 | 0 | 0 | 0 | 0 | 0 | 0 | 0 | 0 | 0 | 0 | 0 | 0
F2_Residential_CZ3 - Single Family_New_Appliances_Natural Gas_Stove/Oven_Maximum Achievable Potential | F2 | Residential | CZ3 - Single Family | New | Appliances | Natural Gas | Stove/Oven | Maximum Achievable Potential | Usage (MMtherm) | 0 | 0 | 0 | 0 | 0 | 0 | 0 | 0 | 0 | 0 | 0 | 0 | 0 | 0 | 0 | 0 | 0 | 0 | 0 | 0 | 0 | 0 | 0 | 0 | 0 | 0 | 0 | 0 | 0 | 0
F3_Residential_CZ3 - Single Family_New_Appliances_Natural Gas_Stove/Oven_Maximum Achievable Potential | F3 | Residential | CZ3 - Single Family | New | Appliances | Natural Gas | Stove/Oven | Maximum Achievable Potential | Peak Demand (S) | 0 | 0 | 0 | 0 | 0 | 0 | 0 | 0 | 0 | 0 | 0 | 0 | 0 | 0 | 0 | 0 | 0 | 0 | 0 | 0 | 0 | 0 | 0 | 0 | 0 | 0 | 0 | 0 | 0 | 0
F4_Residential_CZ3 - Single Family_New_Appliances_Natural Gas_Stove/Oven_Maximum Achievable Potential | F4 | Residential | CZ3 - Single Family | New | Appliances | Natural Gas | Stove/Oven | Maximum Achievable Potential | Peak Demand (W) | 0 | 0 | 0 | 0 | 0 | 0 | 0 | 0 | 0 | 0 | 0 | 0 | 0 | 0 | 0 | 0 | 0 | 0 | 0 | 0 | 0 | 0 | 0 | 0 | 0 | 0 | 0 | 0 | 0 | 0
F5_Residential_CZ3 - Single Family_New_Appliances_Natural Gas_Stove/Oven_Maximum Achievable Potential | F5 | Residential | CZ3 - Single Family | New | Appliances | Natural Gas | Stove/Oven | Maximum Achievable Potential | Turnover | 0 | 0 | 0 | 0 | 0 | 0 | 0 | 0 | 0 | 0 | 0 | 0 | 0 | 0 | 0 | 0 | 0 | 0 | 0 | 0 | 0 | 0 | 0 | 0 | 0 | 0 | 0 | 0 | 0 | 0
F6_Residential_CZ3 - Single Family_New_Appliances_Natural Gas_Stove/Oven_Maximum Achievable Potential | F6 | Residential | CZ3 - Single Family | New | Appliances | Natural Gas | Stove/Oven | Maximum Achievable Potential | Avg. Replacement Usage | 0 | 0 | 0 | 0 | 0 | 0 | 0 | 0 | 0 | 0 | 0 | 0 | 0 | 0 | 0 | 0 | 0 | 0 | 0 | 0 | 0 | 0 | 0 | 0 | 0 | 0 | 0 | 0 | 0 | 0
F7_Residential_CZ3 - Single Family_New_Appliances_Natural Gas_Stove/Oven_Maximum Achievable Potential | F7 | Residential | CZ3 - Single Family | New | Appliances | Natural Gas | Stove/Oven | Maximum Achievable Potential | Avg. Replacement Demand (S) | 0 | 0 | 0 | 0 | 0 | 0 | 0 | 0 | 0 | 0 | 0 | 0 | 0 | 0 | 0 | 0 | 0 | 0 | 0 | 0 | 0 | 0 | 0 | 0 | 0 | 0 | 0 | 0 | 0 | 0
F8_Residential_CZ3 - Single Family_New_Appliances_Natural Gas_Stove/Oven_Maximum Achievable Potential | F8 | Residential | CZ3 - Single Family | New | Appliances | Natural Gas | Stove/Oven | Maximum Achievable Potential | Avg. Replacement Demand (W) | 0 | 0 | 0 | 0 | 0 | 0 | 0 | 0 | 0 | 0 | 0 | 0 | 0 | 0 | 0 | 0 | 0 | 0 | 0 | 0 | 0 | 0 | 0 | 0 | 0 | 0 | 0 | 0 | 0 | 0
F1_Residential_CZ3 - Single Family_New_Miscellaneous_Natural Gas_Pool Heater_Maximum Achievable Potential | F1 | Residential | CZ3 - Single Family | New | Miscellaneous | Natural Gas | Pool Heater | Maximum Achievable Potential | Units | 0 | 0 | 0 | 0 | 0 | 0 | 0 | 0 | 0 | 0 | 0 | 0 | 0 | 0 | 0 | 0 | 0 | 0 | 0 | 0 | 0 | 0 | 0 | 0 | 0 | 0 | 0 | 0 | 0 | 0
F2_Residential_CZ3 - Single Family_New_Miscellaneous_Natural Gas_Pool Heater_Maximum Achievable Potential | F2 | Residential | CZ3 - Single Family | New | Miscellaneous | Natural Gas | Pool Heater | Maximum Achievable Potential | Usage (MMtherm) | 0 | 0 | 0 | 0 | 0 | 0 | 0 | 0 | 0 | 0 | 0 | 0 | 0 | 0 | 0 | 0 | 0 | 0 | 0 | 0 | 0 | 0 | 0 | 0 | 0 | 0 | 0 | 0 | 0 | 0
F3_Residential_CZ3 - Single Family_New_Miscellaneous_Natural Gas_Pool Heater_Maximum Achievable Potential | F3 | Residential | CZ3 - Single Family | New | Miscellaneous | Natural Gas | Pool Heater | Maximum Achievable Potential | Peak Demand (S) | 0 | 0 | 0 | 0 | 0 | 0 | 0 | 0 | 0 | 0 | 0 | 0 | 0 | 0 | 0 | 0 | 0 | 0 | 0 | 0 | 0 | 0 | 0 | 0 | 0 | 0 | 0 | 0 | 0 | 0
F4_Residential_CZ3 - Single Family_New_Miscellaneous_Natural Gas_Pool Heater_Maximum Achievable Potential | F4 | Residential | CZ3 - Single Family | New | Miscellaneous | Natural Gas | Pool Heater | Maximum Achievable Potential | Peak Demand (W) | 0 | 0 | 0 | 0 | 0 | 0 | 0 | 0 | 0 | 0 | 0 | 0 | 0 | 0 | 0 | 0 | 0 | 0 | 0 | 0 | 0 | 0 | 0 | 0 | 0 | 0 | 0 | 0 | 0 | 0
F5_Residential_CZ3 - Single Family_New_Miscellaneous_Natural Gas_Pool Heater_Maximum Achievable Potential | F5 | Residential | CZ3 - Single Family | New | Miscellaneous | Natural Gas | Pool Heater | Maximum Achievable Potential | Turnover | 0 | 0 | 0 | 0 | 0 | 0 | 0 | 0 | 0 | 0 | 0 | 0 | 0 | 0 | 0 | 0 | 0 | 0 | 0 | 0 | 0 | 0 | 0 | 0 | 0 | 0 | 0 | 0 | 0 | 0
F6_Residential_CZ3 - Single Family_New_Miscellaneous_Natural Gas_Pool Heater_Maximum Achievable Potential | F6 | Residential | CZ3 - Single Family | New | Miscellaneous | Natural Gas | Pool Heater | Maximum Achievable Potential | Avg. Replacement Usage | 0 | 0 | 0 | 0 | 0 | 0 | 0 | 0 | 0 | 0 | 0 | 0 | 0 | 0 | 0 | 0 | 0 | 0 | 0 | 0 | 0 | 0 | 0 | 0 | 0 | 0 | 0 | 0 | 0 | 0
F7_Residential_CZ3 - Single Family_New_Miscellaneous_Natural Gas_Pool Heater_Maximum Achievable Potential | F7 | Residential | CZ3 - Single Family | New | Miscellaneous | Natural Gas | Pool Heater | Maximum Achievable Potential | Avg. Replacement Demand (S) | 0 | 0 | 0 | 0 | 0 | 0 | 0 | 0 | 0 | 0 | 0 | 0 | 0 | 0 | 0 | 0 | 0 | 0 | 0 | 0 | 0 | 0 | 0 | 0 | 0 | 0 | 0 | 0 | 0 | 0
F8_Residential_CZ3 - Single Family_New_Miscellaneous_Natural Gas_Pool Heater_Maximum Achievable Potential | F8 | Residential | CZ3 - Single Family | New | Miscellaneous | Natural Gas | Pool Heater | Maximum Achievable Potential | Avg. Replacement Demand (W) | 0 | 0 | 0 | 0 | 0 | 0 | 0 | 0 | 0 | 0 | 0 | 0 | 0 | 0 | 0 | 0 | 0 | 0 | 0 | 0 | 0 | 0 | 0 | 0 | 0 | 0 | 0 | 0 | 0 | 0
F1_Residential_CZ3 - Single Family_New_Miscellaneous_Natural Gas_Miscellaneous_Maximum Achievable Potential | F1 | Residential | CZ3 - Single Family | New | Miscellaneous | Natural Gas | Miscellaneous | Maximum Achievable Potential | Units | 0 | 0 | 0 | 0 | 0 | 0 | 0 | 0 | 0 | 0 | 0 | 0 | 0 | 0 | 0 | 0 | 0 | 0 | 0 | 0 | 0 | 0 | 0 | 0 | 0 | 0 | 0 | 0 | 0 | 0
F2_Residential_CZ3 - Single Family_New_Miscellaneous_Natural Gas_Miscellaneous_Maximum Achievable Potential | F2 | Residential | CZ3 - Single Family | New | Miscellaneous | Natural Gas | Miscellaneous | Maximum Achievable Potential | Usage (MMtherm) | 0 | 0 | 0 | 0 | 0 | 0 | 0 | 0 | 0 | 0 | 0 | 0 | 0 | 0 | 0 | 0 | 0 | 0 | 0 | 0 | 0 | 0 | 0 | 0 | 0 | 0 | 0 | 0 | 0 | 0
F3_Residential_CZ3 - Single Family_New_Miscellaneous_Natural Gas_Miscellaneous_Maximum Achievable Potential | F3 | Residential | CZ3 - Single Family | New | Miscellaneous | Natural Gas | Miscellaneous | Maximum Achievable Potential | Peak Demand (S) | 0 | 0 | 0 | 0 | 0 | 0 | 0 | 0 | 0 | 0 | 0 | 0 | 0 | 0 | 0 | 0 | 0 | 0 | 0 | 0 | 0 | 0 | 0 | 0 | 0 | 0 | 0 | 0 | 0 | 0
F4_Residential_CZ3 - Single Family_New_Miscellaneous_Natural Gas_Miscellaneous_Maximum Achievable Potential | F4 | Residential | CZ3 - Single Family | New | Miscellaneous | Natural Gas | Miscellaneous | Maximum Achievable Potential | Peak Demand (W) | 0 | 0 | 0 | 0 | 0 | 0 | 0 | 0 | 0 | 0 | 0 | 0 | 0 | 0 | 0 | 0 | 0 | 0 | 0 | 0 | 0 | 0 | 0 | 0 | 0 | 0 | 0 | 0 | 0 | 0
F5_Residential_CZ3 - Single Family_New_Miscellaneous_Natural Gas_Miscellaneous_Maximum Achievable Potential | F5 | Residential | CZ3 - Single Family | New | Miscellaneous | Natural Gas | Miscellaneous | Maximum Achievable Potential | Turnover | 0 | 0 | 0 | 0 | 0 | 0 | 0 | 0 | 0 | 0 | 0 | 0 | 0 | 0 | 0 | 0 | 0 | 0 | 0 | 0 | 0 | 0 | 0 | 0 | 0 | 0 | 0 | 0 | 0 | 0
F6_Residential_CZ3 - Single Family_New_Miscellaneous_Natural Gas_Miscellaneous_Maximum Achievable Potential | F6 | Residential | CZ3 - Single Family | New | Miscellaneous | Natural Gas | Miscellaneous | Maximum Achievable Potential | Avg. Replacement Usage | 0 | 0 | 0 | 0 | 0 | 0 | 0 | 0 | 0 | 0 | 0 | 0 | 0 | 0 | 0 | 0 | 0 | 0 | 0 | 0 | 0 | 0 | 0 | 0 | 0 | 0 | 0 | 0 | 0 | 0
F7_Residential_CZ3 - Single Family_New_Miscellaneous_Natural Gas_Miscellaneous_Maximum Achievable Potential | F7 | Residential | CZ3 - Single Family | New | Miscellaneous | Natural Gas | Miscellaneous | Maximum Achievable Potential | Avg. Replacement Demand (S) | 0 | 0 | 0 | 0 | 0 | 0 | 0 | 0 | 0 | 0 | 0 | 0 | 0 | 0 | 0 | 0 | 0 | 0 | 0 | 0 | 0 | 0 | 0 | 0 | 0 | 0 | 0 | 0 | 0 | 0
F8_Residential_CZ3 - Single Family_New_Miscellaneous_Natural Gas_Miscellaneous_Maximum Achievable Potential | F8 | Residential | CZ3 - Single Family | New | Miscellaneous | Natural Gas | Miscellaneous | Maximum Achievable Potential | Avg. Replacement Demand (W) | 0 | 0 | 0 | 0 | 0 | 0 | 0 | 0 | 0 | 0 | 0 | 0 | 0 | 0 | 0 | 0 | 0 | 0 | 0 | 0 | 0 | 0 | 0 | 0 | 0 | 0 | 0 | 0 | 0 | 0
F1_Residential_CZ3 - Multi Family_Existing_Space Heating_Natural Gas_Furnace - Direct Fuel_Maximum Achievable Potential | F1 | Residential | CZ3 - Multi Family | Existing | Space Heating | Natural Gas | Furnace - Direct Fuel | Maximum Achievable Potential | Units | 0 | 0 | 0 | 0 | 0 | 0 | 0 | 0 | 0 | 0 | 0 | 0 | 0 | 0 | 0 | 0 | 0 | 0 | 0 | 0 | 0 | 0 | 0 | 0 | 0 | 0 | 0 | 0 | 0 | 0
F2_Residential_CZ3 - Multi Family_Existing_Space Heating_Natural Gas_Furnace - Direct Fuel_Maximum Achievable Potential | F2 | Residential | CZ3 - Multi Family | Existing | Space Heating | Natural Gas | Furnace - Direct Fuel | Maximum Achievable Potential | Usage (MMtherm) | 0 | 0 | 0 | 0 | 0 | 0 | 0 | 0 | 0 | 0 | 0 | 0 | 0 | 0 | 0 | 0 | 0 | 0 | 0 | 0 | 0 | 0 | 0 | 0 | 0 | 0 | 0 | 0 | 0 | 0
F3_Residential_CZ3 - Multi Family_Existing_Space Heating_Natural Gas_Furnace - Direct Fuel_Maximum Achievable Potential | F3 | Residential | CZ3 - Multi Family | Existing | Space Heating | Natural Gas | Furnace - Direct Fuel | Maximum Achievable Potential | Peak Demand (S) | 0 | 0 | 0 | 0 | 0 | 0 | 0 | 0 | 0 | 0 | 0 | 0 | 0 | 0 | 0 | 0 | 0 | 0 | 0 | 0 | 0 | 0 | 0 | 0 | 0 | 0 | 0 | 0 | 0 | 0
F4_Residential_CZ3 - Multi Family_Existing_Space Heating_Natural Gas_Furnace - Direct Fuel_Maximum Achievable Potential | F4 | Residential | CZ3 - Multi Family | Existing | Space Heating | Natural Gas | Furnace - Direct Fuel | Maximum Achievable Potential | Peak Demand (W) | 0 | 0 | 0 | 0 | 0 | 0 | 0 | 0 | 0 | 0 | 0 | 0 | 0 | 0 | 0 | 0 | 0 | 0 | 0 | 0 | 0 | 0 | 0 | 0 | 0 | 0 | 0 | 0 | 0 | 0
F5_Residential_CZ3 - Multi Family_Existing_Space Heating_Natural Gas_Furnace - Direct Fuel_Maximum Achievable Potential | F5 | Residential | CZ3 - Multi Family | Existing | Space Heating | Natural Gas | Furnace - Direct Fuel | Maximum Achievable Potential | Turnover | 0 | 0 | 0 | 0 | 0 | 0 | 0 | 0 | 0 | 0 | 0 | 0 | 0 | 0 | 0 | 0 | 0 | 0 | 0 | 0 | 0 | 0 | 0 | 0 | 0 | 0 | 0 | 0 | 0 | 0
F6_Residential_CZ3 - Multi Family_Existing_Space Heating_Natural Gas_Furnace - Direct Fuel_Maximum Achievable Potential | F6 | Residential | CZ3 - Multi Family | Existing | Space Heating | Natural Gas | Furnace - Direct Fuel | Maximum Achievable Potential | Avg. Replacement Usage | 0 | 0 | 0 | 0 | 0 | 0 | 0 | 0 | 0 | 0 | 0 | 0 | 0 | 0 | 0 | 0 | 0 | 0 | 0 | 0 | 0 | 0 | 0 | 0 | 0 | 0 | 0 | 0 | 0 | 0
F7_Residential_CZ3 - Multi Family_Existing_Space Heating_Natural Gas_Furnace - Direct Fuel_Maximum Achievable Potential | F7 | Residential | CZ3 - Multi Family | Existing | Space Heating | Natural Gas | Furnace - Direct Fuel | Maximum Achievable Potential | Avg. Replacement Demand (S) | 0 | 0 | 0 | 0 | 0 | 0 | 0 | 0 | 0 | 0 | 0 | 0 | 0 | 0 | 0 | 0 | 0 | 0 | 0 | 0 | 0 | 0 | 0 | 0 | 0 | 0 | 0 | 0 | 0 | 0
F8_Residential_CZ3 - Multi Family_Existing_Space Heating_Natural Gas_Furnace - Direct Fuel_Maximum Achievable Potential | F8 | Residential | CZ3 - Multi Family | Existing | Space Heating | Natural Gas | Furnace - Direct Fuel | Maximum Achievable Potential | Avg. Replacement Demand (W) | 0 | 0 | 0 | 0 | 0 | 0 | 0 | 0 | 0 | 0 | 0 | 0 | 0 | 0 | 0 | 0 | 0 | 0 | 0 | 0 | 0 | 0 | 0 | 0 | 0 | 0 | 0 | 0 | 0 | 0
F1_Residential_CZ3 - Multi Family_Existing_Space Heating_Natural Gas_Boiler - Direct Fuel_Maximum Achievable Potential | F1 | Residential | CZ3 - Multi Family | Existing | Space Heating | Natural Gas | Boiler - Direct Fuel | Maximum Achievable Potential | Units | 0 | 0 | 0 | 0 | 0 | 0 | 0 | 0 | 0 | 0 | 0 | 0 | 0 | 0 | 0 | 0 | 0 | 0 | 0 | 0 | 0 | 0 | 0 | 0 | 0 | 0 | 0 | 0 | 0 | 0
F2_Residential_CZ3 - Multi Family_Existing_Space Heating_Natural Gas_Boiler - Direct Fuel_Maximum Achievable Potential | F2 | Residential | CZ3 - Multi Family | Existing | Space Heating | Natural Gas | Boiler - Direct Fuel | Maximum Achievable Potential | Usage (MMtherm) | 0 | 0 | 0 | 0 | 0 | 0 | 0 | 0 | 0 | 0 | 0 | 0 | 0 | 0 | 0 | 0 | 0 | 0 | 0 | 0 | 0 | 0 | 0 | 0 | 0 | 0 | 0 | 0 | 0 | 0
F3_Residential_CZ3 - Multi Family_Existing_Space Heating_Natural Gas_Boiler - Direct Fuel_Maximum Achievable Potential | F3 | Residential | CZ3 - Multi Family | Existing | Space Heating | Natural Gas | Boiler - Direct Fuel | Maximum Achievable Potential | Peak Demand (S) | 0 | 0 | 0 | 0 | 0 | 0 | 0 | 0 | 0 | 0 | 0 | 0 | 0 | 0 | 0 | 0 | 0 | 0 | 0 | 0 | 0 | 0 | 0 | 0 | 0 | 0 | 0 | 0 | 0 | 0
F4_Residential_CZ3 - Multi Family_Existing_Space Heating_Natural Gas_Boiler - Direct Fuel_Maximum Achievable Potential | F4 | Residential | CZ3 - Multi Family | Existing | Space Heating | Natural Gas | Boiler - Direct Fuel | Maximum Achievable Potential | Peak Demand (W) | 0 | 0 | 0 | 0 | 0 | 0 | 0 | 0 | 0 | 0 | 0 | 0 | 0 | 0 | 0 | 0 | 0 | 0 | 0 | 0 | 0 | 0 | 0 | 0 | 0 | 0 | 0 | 0 | 0 | 0
F5_Residential_CZ3 - Multi Family_Existing_Space Heating_Natural Gas_Boiler - Direct Fuel_Maximum Achievable Potential | F5 | Residential | CZ3 - Multi Family | Existing | Space Heating | Natural Gas | Boiler - Direct Fuel | Maximum Achievable Potential | Turnover | 0 | 0 | 0 | 0 | 0 | 0 | 0 | 0 | 0 | 0 | 0 | 0 | 0 | 0 | 0 | 0 | 0 | 0 | 0 | 0 | 0 | 0 | 0 | 0 | 0 | 0 | 0 | 0 | 0 | 0
F6_Residential_CZ3 - Multi Family_Existing_Space Heating_Natural Gas_Boiler - Direct Fuel_Maximum Achievable Potential | F6 | Residential | CZ3 - Multi Family | Existing | Space Heating | Natural Gas | Boiler - Direct Fuel | Maximum Achievable Potential | Avg. Replacement Usage | 0 | 0 | 0 | 0 | 0 | 0 | 0 | 0 | 0 | 0 | 0 | 0 | 0 | 0 | 0 | 0 | 0 | 0 | 0 | 0 | 0 | 0 | 0 | 0 | 0 | 0 | 0 | 0 | 0 | 0
F7_Residential_CZ3 - Multi Family_Existing_Space Heating_Natural Gas_Boiler - Direct Fuel_Maximum Achievable Potential | F7 | Residential | CZ3 - Multi Family | Existing | Space Heating | Natural Gas | Boiler - Direct Fuel | Maximum Achievable Potential | Avg. Replacement Demand (S) | 0 | 0 | 0 | 0 | 0 | 0 | 0 | 0 | 0 | 0 | 0 | 0 | 0 | 0 | 0 | 0 | 0 | 0 | 0 | 0 | 0 | 0 | 0 | 0 | 0 | 0 | 0 | 0 | 0 | 0
F8_Residential_CZ3 - Multi Family_Existing_Space Heating_Natural Gas_Boiler - Direct Fuel_Maximum Achievable Potential | F8 | Residential | CZ3 - Multi Family | Existing | Space Heating | Natural Gas | Boiler - Direct Fuel | Maximum Achievable Potential | Avg. Replacement Demand (W) | 0 | 0 | 0 | 0 | 0 | 0 | 0 | 0 | 0 | 0 | 0 | 0 | 0 | 0 | 0 | 0 | 0 | 0 | 0 | 0 | 0 | 0 | 0 | 0 | 0 | 0 | 0 | 0 | 0 | 0
F1_Residential_CZ3 - Multi Family_Existing_Secondary Heating_Natural Gas_Fireplace_Maximum Achievable Potential | F1 | Residential | CZ3 - Multi Family | Existing | Secondary Heating | Natural Gas | Fireplace | Maximum Achievable Potential | Units | 0 | 0 | 0 | 0 | 0 | 0 | 0 | 0 | 0 | 0 | 0 | 0 | 0 | 0 | 0 | 0 | 0 | 0 | 0 | 0 | 0 | 0 | 0 | 0 | 0 | 0 | 0 | 0 | 0 | 0
F2_Residential_CZ3 - Multi Family_Existing_Secondary Heating_Natural Gas_Fireplace_Maximum Achievable Potential | F2 | Residential | CZ3 - Multi Family | Existing | Secondary Heating | Natural Gas | Fireplace | Maximum Achievable Potential | Usage (MMtherm) | 0 | 0 | 0 | 0 | 0 | 0 | 0 | 0 | 0 | 0 | 0 | 0 | 0 | 0 | 0 | 0 | 0 | 0 | 0 | 0 | 0 | 0 | 0 | 0 | 0 | 0 | 0 | 0 | 0 | 0
F3_Residential_CZ3 - Multi Family_Existing_Secondary Heating_Natural Gas_Fireplace_Maximum Achievable Potential | F3 | Residential | CZ3 - Multi Family | Existing | Secondary Heating | Natural Gas | Fireplace | Maximum Achievable Potential | Peak Demand (S) | 0 | 0 | 0 | 0 | 0 | 0 | 0 | 0 | 0 | 0 | 0 | 0 | 0 | 0 | 0 | 0 | 0 | 0 | 0 | 0 | 0 | 0 | 0 | 0 | 0 | 0 | 0 | 0 | 0 | 0
F4_Residential_CZ3 - Multi Family_Existing_Secondary Heating_Natural Gas_Fireplace_Maximum Achievable Potential | F4 | Residential | CZ3 - Multi Family | Existing | Secondary Heating | Natural Gas | Fireplace | Maximum Achievable Potential | Peak Demand (W) | 0 | 0 | 0 | 0 | 0 | 0 | 0 | 0 | 0 | 0 | 0 | 0 | 0 | 0 | 0 | 0 | 0 | 0 | 0 | 0 | 0 | 0 | 0 | 0 | 0 | 0 | 0 | 0 | 0 | 0
F5_Residential_CZ3 - Multi Family_Existing_Secondary Heating_Natural Gas_Fireplace_Maximum Achievable Potential | F5 | Residential | CZ3 - Multi Family | Existing | Secondary Heating | Natural Gas | Fireplace | Maximum Achievable Potential | Turnover | 0 | 0 | 0 | 0 | 0 | 0 | 0 | 0 | 0 | 0 | 0 | 0 | 0 | 0 | 0 | 0 | 0 | 0 | 0 | 0 | 0 | 0 | 0 | 0 | 0 | 0 | 0 | 0 | 0 | 0
F6_Residential_CZ3 - Multi Family_Existing_Secondary Heating_Natural Gas_Fireplace_Maximum Achievable Potential | F6 | Residential | CZ3 - Multi Family | Existing | Secondary Heating | Natural Gas | Fireplace | Maximum Achievable Potential | Avg. Replacement Usage | 0 | 0 | 0 | 0 | 0 | 0 | 0 | 0 | 0 | 0 | 0 | 0 | 0 | 0 | 0 | 0 | 0 | 0 | 0 | 0 | 0 | 0 | 0 | 0 | 0 | 0 | 0 | 0 | 0 | 0
F7_Residential_CZ3 - Multi Family_Existing_Secondary Heating_Natural Gas_Fireplace_Maximum Achievable Potential | F7 | Residential | CZ3 - Multi Family | Existing | Secondary Heating | Natural Gas | Fireplace | Maximum Achievable Potential | Avg. Replacement Demand (S) | 0 | 0 | 0 | 0 | 0 | 0 | 0 | 0 | 0 | 0 | 0 | 0 | 0 | 0 | 0 | 0 | 0 | 0 | 0 | 0 | 0 | 0 | 0 | 0 | 0 | 0 | 0 | 0 | 0 | 0
F8_Residential_CZ3 - Multi Family_Existing_Secondary Heating_Natural Gas_Fireplace_Maximum Achievable Potential | F8 | Residential | CZ3 - Multi Family | Existing | Secondary Heating | Natural Gas | Fireplace | Maximum Achievable Potential | Avg. Replacement Demand (W) | 0 | 0 | 0 | 0 | 0 | 0 | 0 | 0 | 0 | 0 | 0 | 0 | 0 | 0 | 0 | 0 | 0 | 0 | 0 | 0 | 0 | 0 | 0 | 0 | 0 | 0 | 0 | 0 | 0 | 0
F1_Residential_CZ3 - Multi Family_Existing_Water Heating_Natural Gas_Water Heater <= 55 gal._Maximum Achievable Potential | F1 | Residential | CZ3 - Multi Family | Existing | Water Heating | Natural Gas | Water Heater <= 55 gal. | Maximum Achievable Potential | Units | 0 | 0 | 0 | 0 | 0 | 0 | 0 | 0 | 0 | 0 | 0 | 0 | 0 | 0 | 0 | 0 | 0 | 0 | 0 | 0 | 0 | 0 | 0 | 0 | 0 | 0 | 0 | 0 | 0 | 0
F2_Residential_CZ3 - Multi Family_Existing_Water Heating_Natural Gas_Water Heater <= 55 gal._Maximum Achievable Potential | F2 | Residential | CZ3 - Multi Family | Existing | Water Heating | Natural Gas | Water Heater <= 55 gal. | Maximum Achievable Potential | Usage (MMtherm) | 0 | 0 | 0 | 0 | 0 | 0 | 0 | 0 | 0 | 0 | 0 | 0 | 0 | 0 | 0 | 0 | 0 | 0 | 0 | 0 | 0 | 0 | 0 | 0 | 0 | 0 | 0 | 0 | 0 | 0
F3_Residential_CZ3 - Multi Family_Existing_Water Heating_Natural Gas_Water Heater <= 55 gal._Maximum Achievable Potential | F3 | Residential | CZ3 - Multi Family | Existing | Water Heating | Natural Gas | Water Heater <= 55 gal. | Maximum Achievable Potential | Peak Demand (S) | 0 | 0 | 0 | 0 | 0 | 0 | 0 | 0 | 0 | 0 | 0 | 0 | 0 | 0 | 0 | 0 | 0 | 0 | 0 | 0 | 0 | 0 | 0 | 0 | 0 | 0 | 0 | 0 | 0 | 0
F4_Residential_CZ3 - Multi Family_Existing_Water Heating_Natural Gas_Water Heater <= 55 gal._Maximum Achievable Potential | F4 | Residential | CZ3 - Multi Family | Existing | Water Heating | Natural Gas | Water Heater <= 55 gal. | Maximum Achievable Potential | Peak Demand (W) | 0 | 0 | 0 | 0 | 0 | 0 | 0 | 0 | 0 | 0 | 0 | 0 | 0 | 0 | 0 | 0 | 0 | 0 | 0 | 0 | 0 | 0 | 0 | 0 | 0 | 0 | 0 | 0 | 0 | 0
F5_Residential_CZ3 - Multi Family_Existing_Water Heating_Natural Gas_Water Heater <= 55 gal._Maximum Achievable Potential | F5 | Residential | CZ3 - Multi Family | Existing | Water Heating | Natural Gas | Water Heater <= 55 gal. | Maximum Achievable Potential | Turnover | 0 | 0 | 0 | 0 | 0 | 0 | 0 | 0 | 0 | 0 | 0 | 0 | 0 | 0 | 0 | 0 | 0 | 0 | 0 | 0 | 0 | 0 | 0 | 0 | 0 | 0 | 0 | 0 | 0 | 0
F6_Residential_CZ3 - Multi Family_Existing_Water Heating_Natural Gas_Water Heater <= 55 gal._Maximum Achievable Potential | F6 | Residential | CZ3 - Multi Family | Existing | Water Heating | Natural Gas | Water Heater <= 55 gal. | Maximum Achievable Potential | Avg. Replacement Usage | 0 | 0 | 0 | 0 | 0 | 0 | 0 | 0 | 0 | 0 | 0 | 0 | 0 | 0 | 0 | 0 | 0 | 0 | 0 | 0 | 0 | 0 | 0 | 0 | 0 | 0 | 0 | 0 | 0 | 0
F7_Residential_CZ3 - Multi Family_Existing_Water Heating_Natural Gas_Water Heater <= 55 gal._Maximum Achievable Potential | F7 | Residential | CZ3 - Multi Family | Existing | Water Heating | Natural Gas | Water Heater <= 55 gal. | Maximum Achievable Potential | Avg. Replacement Demand (S) | 0 | 0 | 0 | 0 | 0 | 0 | 0 | 0 | 0 | 0 | 0 | 0 | 0 | 0 | 0 | 0 | 0 | 0 | 0 | 0 | 0 | 0 | 0 | 0 | 0 | 0 | 0 | 0 | 0 | 0
F8_Residential_CZ3 - Multi Family_Existing_Water Heating_Natural Gas_Water Heater <= 55 gal._Maximum Achievable Potential | F8 | Residential | CZ3 - Multi Family | Existing | Water Heating | Natural Gas | Water Heater <= 55 gal. | Maximum Achievable Potential | Avg. Replacement Demand (W) | 0 | 0 | 0 | 0 | 0 | 0 | 0 | 0 | 0 | 0 | 0 | 0 | 0 | 0 | 0 | 0 | 0 | 0 | 0 | 0 | 0 | 0 | 0 | 0 | 0 | 0 | 0 | 0 | 0 | 0
F1_Residential_CZ3 - Multi Family_Existing_Water Heating_Natural Gas_Water Heater > 55 gal._Maximum Achievable Potential | F1 | Residential | CZ3 - Multi Family | Existing | Water Heating | Natural Gas | Water Heater > 55 gal. | Maximum Achievable Potential | Units | 0 | 0 | 0 | 0 | 0 | 0 | 0 | 0 | 0 | 0 | 0 | 0 | 0 | 0 | 0 | 0 | 0 | 0 | 0 | 0 | 0 | 0 | 0 | 0 | 0 | 0 | 0 | 0 | 0 | 0
F2_Residential_CZ3 - Multi Family_Existing_Water Heating_Natural Gas_Water Heater > 55 gal._Maximum Achievable Potential | F2 | Residential | CZ3 - Multi Family | Existing | Water Heating | Natural Gas | Water Heater > 55 gal. | Maximum Achievable Potential | Usage (MMtherm) | 0 | 0 | 0 | 0 | 0 | 0 | 0 | 0 | 0 | 0 | 0 | 0 | 0 | 0 | 0 | 0 | 0 | 0 | 0 | 0 | 0 | 0 | 0 | 0 | 0 | 0 | 0 | 0 | 0 | 0
F3_Residential_CZ3 - Multi Family_Existing_Water Heating_Natural Gas_Water Heater > 55 gal._Maximum Achievable Potential | F3 | Residential | CZ3 - Multi Family | Existing | Water Heating | Natural Gas | Water Heater > 55 gal. | Maximum Achievable Potential | Peak Demand (S) | 0 | 0 | 0 | 0 | 0 | 0 | 0 | 0 | 0 | 0 | 0 | 0 | 0 | 0 | 0 | 0 | 0 | 0 | 0 | 0 | 0 | 0 | 0 | 0 | 0 | 0 | 0 | 0 | 0 | 0
F4_Residential_CZ3 - Multi Family_Existing_Water Heating_Natural Gas_Water Heater > 55 gal._Maximum Achievable Potential | F4 | Residential | CZ3 - Multi Family | Existing | Water Heating | Natural Gas | Water Heater > 55 gal. | Maximum Achievable Potential | Peak Demand (W) | 0 | 0 | 0 | 0 | 0 | 0 | 0 | 0 | 0 | 0 | 0 | 0 | 0 | 0 | 0 | 0 | 0 | 0 | 0 | 0 | 0 | 0 | 0 | 0 | 0 | 0 | 0 | 0 | 0 | 0
F5_Residential_CZ3 - Multi Family_Existing_Water Heating_Natural Gas_Water Heater > 55 gal._Maximum Achievable Potential | F5 | Residential | CZ3 - Multi Family | Existing | Water Heating | Natural Gas | Water Heater > 55 gal. | Maximum Achievable Potential | Turnover | 0 | 0 | 0 | 0 | 0 | 0 | 0 | 0 | 0 | 0 | 0 | 0 | 0 | 0 | 0 | 0 | 0 | 0 | 0 | 0 | 0 | 0 | 0 | 0 | 0 | 0 | 0 | 0 | 0 | 0
F6_Residential_CZ3 - Multi Family_Existing_Water Heating_Natural Gas_Water Heater > 55 gal._Maximum Achievable Potential | F6 | Residential | CZ3 - Multi Family | Existing | Water Heating | Natural Gas | Water Heater > 55 gal. | Maximum Achievable Potential | Avg. Replacement Usage | 0 | 0 | 0 | 0 | 0 | 0 | 0 | 0 | 0 | 0 | 0 | 0 | 0 | 0 | 0 | 0 | 0 | 0 | 0 | 0 | 0 | 0 | 0 | 0 | 0 | 0 | 0 | 0 | 0 | 0
F7_Residential_CZ3 - Multi Family_Existing_Water Heating_Natural Gas_Water Heater > 55 gal._Maximum Achievable Potential | F7 | Residential | CZ3 - Multi Family | Existing | Water Heating | Natural Gas | Water Heater > 55 gal. | Maximum Achievable Potential | Avg. Replacement Demand (S) | 0 | 0 | 0 | 0 | 0 | 0 | 0 | 0 | 0 | 0 | 0 | 0 | 0 | 0 | 0 | 0 | 0 | 0 | 0 | 0 | 0 | 0 | 0 | 0 | 0 | 0 | 0 | 0 | 0 | 0
F8_Residential_CZ3 - Multi Family_Existing_Water Heating_Natural Gas_Water Heater > 55 gal._Maximum Achievable Potential | F8 | Residential | CZ3 - Multi Family | Existing | Water Heating | Natural Gas | Water Heater > 55 gal. | Maximum Achievable Potential | Avg. Replacement Demand (W) | 0 | 0 | 0 | 0 | 0 | 0 | 0 | 0 | 0 | 0 | 0 | 0 | 0 | 0 | 0 | 0 | 0 | 0 | 0 | 0 | 0 | 0 | 0 | 0 | 0 | 0 | 0 | 0 | 0 | 0
F1_Residential_CZ3 - Multi Family_Existing_Appliances_Natural Gas_Clothes Dryer_Maximum Achievable Potential | F1 | Residential | CZ3 - Multi Family | Existing | Appliances | Natural Gas | Clothes Dryer | Maximum Achievable Potential | Units | 0 | 0 | 0 | 0 | 0 | 0 | 0 | 0 | 0 | 0 | 0 | 0 | 0 | 0 | 0 | 0 | 0 | 0 | 0 | 0 | 0 | 0 | 0 | 0 | 0 | 0 | 0 | 0 | 0 | 0
F2_Residential_CZ3 - Multi Family_Existing_Appliances_Natural Gas_Clothes Dryer_Maximum Achievable Potential | F2 | Residential | CZ3 - Multi Family | Existing | Appliances | Natural Gas | Clothes Dryer | Maximum Achievable Potential | Usage (MMtherm) | 0 | 0 | 0 | 0 | 0 | 0 | 0 | 0 | 0 | 0 | 0 | 0 | 0 | 0 | 0 | 0 | 0 | 0 | 0 | 0 | 0 | 0 | 0 | 0 | 0 | 0 | 0 | 0 | 0 | 0
F3_Residential_CZ3 - Multi Family_Existing_Appliances_Natural Gas_Clothes Dryer_Maximum Achievable Potential | F3 | Residential | CZ3 - Multi Family | Existing | Appliances | Natural Gas | Clothes Dryer | Maximum Achievable Potential | Peak Demand (S) | 0 | 0 | 0 | 0 | 0 | 0 | 0 | 0 | 0 | 0 | 0 | 0 | 0 | 0 | 0 | 0 | 0 | 0 | 0 | 0 | 0 | 0 | 0 | 0 | 0 | 0 | 0 | 0 | 0 | 0
F4_Residential_CZ3 - Multi Family_Existing_Appliances_Natural Gas_Clothes Dryer_Maximum Achievable Potential | F4 | Residential | CZ3 - Multi Family | Existing | Appliances | Natural Gas | Clothes Dryer | Maximum Achievable Potential | Peak Demand (W) | 0 | 0 | 0 | 0 | 0 | 0 | 0 | 0 | 0 | 0 | 0 | 0 | 0 | 0 | 0 | 0 | 0 | 0 | 0 | 0 | 0 | 0 | 0 | 0 | 0 | 0 | 0 | 0 | 0 | 0
F5_Residential_CZ3 - Multi Family_Existing_Appliances_Natural Gas_Clothes Dryer_Maximum Achievable Potential | F5 | Residential | CZ3 - Multi Family | Existing | Appliances | Natural Gas | Clothes Dryer | Maximum Achievable Potential | Turnover | 0 | 0 | 0 | 0 | 0 | 0 | 0 | 0 | 0 | 0 | 0 | 0 | 0 | 0 | 0 | 0 | 0 | 0 | 0 | 0 | 0 | 0 | 0 | 0 | 0 | 0 | 0 | 0 | 0 | 0
F6_Residential_CZ3 - Multi Family_Existing_Appliances_Natural Gas_Clothes Dryer_Maximum Achievable Potential | F6 | Residential | CZ3 - Multi Family | Existing | Appliances | Natural Gas | Clothes Dryer | Maximum Achievable Potential | Avg. Replacement Usage | 0 | 0 | 0 | 0 | 0 | 0 | 0 | 0 | 0 | 0 | 0 | 0 | 0 | 0 | 0 | 0 | 0 | 0 | 0 | 0 | 0 | 0 | 0 | 0 | 0 | 0 | 0 | 0 | 0 | 0
F7_Residential_CZ3 - Multi Family_Existing_Appliances_Natural Gas_Clothes Dryer_Maximum Achievable Potential | F7 | Residential | CZ3 - Multi Family | Existing | Appliances | Natural Gas | Clothes Dryer | Maximum Achievable Potential | Avg. Replacement Demand (S) | 0 | 0 | 0 | 0 | 0 | 0 | 0 | 0 | 0 | 0 | 0 | 0 | 0 | 0 | 0 | 0 | 0 | 0 | 0 | 0 | 0 | 0 | 0 | 0 | 0 | 0 | 0 | 0 | 0 | 0
F8_Residential_CZ3 - Multi Family_Existing_Appliances_Natural Gas_Clothes Dryer_Maximum Achievable Potential | F8 | Residential | CZ3 - Multi Family | Existing | Appliances | Natural Gas | Clothes Dryer | Maximum Achievable Potential | Avg. Replacement Demand (W) | 0 | 0 | 0 | 0 | 0 | 0 | 0 | 0 | 0 | 0 | 0 | 0 | 0 | 0 | 0 | 0 | 0 | 0 | 0 | 0 | 0 | 0 | 0 | 0 | 0 | 0 | 0 | 0 | 0 | 0
F1_Residential_CZ3 - Multi Family_Existing_Appliances_Natural Gas_Stove/Oven_Maximum Achievable Potential | F1 | Residential | CZ3 - Multi Family | Existing | Appliances | Natural Gas | Stove/Oven | Maximum Achievable Potential | Units | 0 | 0 | 0 | 0 | 0 | 0 | 0 | 0 | 0 | 0 | 0 | 0 | 0 | 0 | 0 | 0 | 0 | 0 | 0 | 0 | 0 | 0 | 0 | 0 | 0 | 0 | 0 | 0 | 0 | 0
F2_Residential_CZ3 - Multi Family_Existing_Appliances_Natural Gas_Stove/Oven_Maximum Achievable Potential | F2 | Residential | CZ3 - Multi Family | Existing | Appliances | Natural Gas | Stove/Oven | Maximum Achievable Potential | Usage (MMtherm) | 0 | 0 | 0 | 0 | 0 | 0 | 0 | 0 | 0 | 0 | 0 | 0 | 0 | 0 | 0 | 0 | 0 | 0 | 0 | 0 | 0 | 0 | 0 | 0 | 0 | 0 | 0 | 0 | 0 | 0
F3_Residential_CZ3 - Multi Family_Existing_Appliances_Natural Gas_Stove/Oven_Maximum Achievable Potential | F3 | Residential | CZ3 - Multi Family | Existing | Appliances | Natural Gas | Stove/Oven | Maximum Achievable Potential | Peak Demand (S) | 0 | 0 | 0 | 0 | 0 | 0 | 0 | 0 | 0 | 0 | 0 | 0 | 0 | 0 | 0 | 0 | 0 | 0 | 0 | 0 | 0 | 0 | 0 | 0 | 0 | 0 | 0 | 0 | 0 | 0
F4_Residential_CZ3 - Multi Family_Existing_Appliances_Natural Gas_Stove/Oven_Maximum Achievable Potential | F4 | Residential | CZ3 - Multi Family | Existing | Appliances | Natural Gas | Stove/Oven | Maximum Achievable Potential | Peak Demand (W) | 0 | 0 | 0 | 0 | 0 | 0 | 0 | 0 | 0 | 0 | 0 | 0 | 0 | 0 | 0 | 0 | 0 | 0 | 0 | 0 | 0 | 0 | 0 | 0 | 0 | 0 | 0 | 0 | 0 | 0
F5_Residential_CZ3 - Multi Family_Existing_Appliances_Natural Gas_Stove/Oven_Maximum Achievable Potential | F5 | Residential | CZ3 - Multi Family | Existing | Appliances | Natural Gas | Stove/Oven | Maximum Achievable Potential | Turnover | 0 | 0 | 0 | 0 | 0 | 0 | 0 | 0 | 0 | 0 | 0 | 0 | 0 | 0 | 0 | 0 | 0 | 0 | 0 | 0 | 0 | 0 | 0 | 0 | 0 | 0 | 0 | 0 | 0 | 0
F6_Residential_CZ3 - Multi Family_Existing_Appliances_Natural Gas_Stove/Oven_Maximum Achievable Potential | F6 | Residential | CZ3 - Multi Family | Existing | Appliances | Natural Gas | Stove/Oven | Maximum Achievable Potential | Avg. Replacement Usage | 0 | 0 | 0 | 0 | 0 | 0 | 0 | 0 | 0 | 0 | 0 | 0 | 0 | 0 | 0 | 0 | 0 | 0 | 0 | 0 | 0 | 0 | 0 | 0 | 0 | 0 | 0 | 0 | 0 | 0
F7_Residential_CZ3 - Multi Family_Existing_Appliances_Natural Gas_Stove/Oven_Maximum Achievable Potential | F7 | Residential | CZ3 - Multi Family | Existing | Appliances | Natural Gas | Stove/Oven | Maximum Achievable Potential | Avg. Replacement Demand (S) | 0 | 0 | 0 | 0 | 0 | 0 | 0 | 0 | 0 | 0 | 0 | 0 | 0 | 0 | 0 | 0 | 0 | 0 | 0 | 0 | 0 | 0 | 0 | 0 | 0 | 0 | 0 | 0 | 0 | 0
F8_Residential_CZ3 - Multi Family_Existing_Appliances_Natural Gas_Stove/Oven_Maximum Achievable Potential | F8 | Residential | CZ3 - Multi Family | Existing | Appliances | Natural Gas | Stove/Oven | Maximum Achievable Potential | Avg. Replacement Demand (W) | 0 | 0 | 0 | 0 | 0 | 0 | 0 | 0 | 0 | 0 | 0 | 0 | 0 | 0 | 0 | 0 | 0 | 0 | 0 | 0 | 0 | 0 | 0 | 0 | 0 | 0 | 0 | 0 | 0 | 0
F1_Residential_CZ3 - Multi Family_Existing_Miscellaneous_Natural Gas_Pool Heater_Maximum Achievable Potential | F1 | Residential | CZ3 - Multi Family | Existing | Miscellaneous | Natural Gas | Pool Heater | Maximum Achievable Potential | Units | 0 | 0 | 0 | 0 | 0 | 0 | 0 | 0 | 0 | 0 | 0 | 0 | 0 | 0 | 0 | 0 | 0 | 0 | 0 | 0 | 0 | 0 | 0 | 0 | 0 | 0 | 0 | 0 | 0 | 0
F2_Residential_CZ3 - Multi Family_Existing_Miscellaneous_Natural Gas_Pool Heater_Maximum Achievable Potential | F2 | Residential | CZ3 - Multi Family | Existing | Miscellaneous | Natural Gas | Pool Heater | Maximum Achievable Potential | Usage (MMtherm) | 0 | 0 | 0 | 0 | 0 | 0 | 0 | 0 | 0 | 0 | 0 | 0 | 0 | 0 | 0 | 0 | 0 | 0 | 0 | 0 | 0 | 0 | 0 | 0 | 0 | 0 | 0 | 0 | 0 | 0
F3_Residential_CZ3 - Multi Family_Existing_Miscellaneous_Natural Gas_Pool Heater_Maximum Achievable Potential | F3 | Residential | CZ3 - Multi Family | Existing | Miscellaneous | Natural Gas | Pool Heater | Maximum Achievable Potential | Peak Demand (S) | 0 | 0 | 0 | 0 | 0 | 0 | 0 | 0 | 0 | 0 | 0 | 0 | 0 | 0 | 0 | 0 | 0 | 0 | 0 | 0 | 0 | 0 | 0 | 0 | 0 | 0 | 0 | 0 | 0 | 0
F4_Residential_CZ3 - Multi Family_Existing_Miscellaneous_Natural Gas_Pool Heater_Maximum Achievable Potential | F4 | Residential | CZ3 - Multi Family | Existing | Miscellaneous | Natural Gas | Pool Heater | Maximum Achievable Potential | Peak Demand (W) | 0 | 0 | 0 | 0 | 0 | 0 | 0 | 0 | 0 | 0 | 0 | 0 | 0 | 0 | 0 | 0 | 0 | 0 | 0 | 0 | 0 | 0 | 0 | 0 | 0 | 0 | 0 | 0 | 0 | 0
F5_Residential_CZ3 - Multi Family_Existing_Miscellaneous_Natural Gas_Pool Heater_Maximum Achievable Potential | F5 | Residential | CZ3 - Multi Family | Existing | Miscellaneous | Natural Gas | Pool Heater | Maximum Achievable Potential | Turnover | 0 | 0 | 0 | 0 | 0 | 0 | 0 | 0 | 0 | 0 | 0 | 0 | 0 | 0 | 0 | 0 | 0 | 0 | 0 | 0 | 0 | 0 | 0 | 0 | 0 | 0 | 0 | 0 | 0 | 0
F6_Residential_CZ3 - Multi Family_Existing_Miscellaneous_Natural Gas_Pool Heater_Maximum Achievable Potential | F6 | Residential | CZ3 - Multi Family | Existing | Miscellaneous | Natural Gas | Pool Heater | Maximum Achievable Potential | Avg. Replacement Usage | 0 | 0 | 0 | 0 | 0 | 0 | 0 | 0 | 0 | 0 | 0 | 0 | 0 | 0 | 0 | 0 | 0 | 0 | 0 | 0 | 0 | 0 | 0 | 0 | 0 | 0 | 0 | 0 | 0 | 0
F7_Residential_CZ3 - Multi Family_Existing_Miscellaneous_Natural Gas_Pool Heater_Maximum Achievable Potential | F7 | Residential | CZ3 - Multi Family | Existing | Miscellaneous | Natural Gas | Pool Heater | Maximum Achievable Potential | Avg. Replacement Demand (S) | 0 | 0 | 0 | 0 | 0 | 0 | 0 | 0 | 0 | 0 | 0 | 0 | 0 | 0 | 0 | 0 | 0 | 0 | 0 | 0 | 0 | 0 | 0 | 0 | 0 | 0 | 0 | 0 | 0 | 0
F8_Residential_CZ3 - Multi Family_Existing_Miscellaneous_Natural Gas_Pool Heater_Maximum Achievable Potential | F8 | Residential | CZ3 - Multi Family | Existing | Miscellaneous | Natural Gas | Pool Heater | Maximum Achievable Potential | Avg. Replacement Demand (W) | 0 | 0 | 0 | 0 | 0 | 0 | 0 | 0 | 0 | 0 | 0 | 0 | 0 | 0 | 0 | 0 | 0 | 0 | 0 | 0 | 0 | 0 | 0 | 0 | 0 | 0 | 0 | 0 | 0 | 0
F1_Residential_CZ3 - Multi Family_Existing_Miscellaneous_Natural Gas_Miscellaneous_Maximum Achievable Potential | F1 | Residential | CZ3 - Multi Family | Existing | Miscellaneous | Natural Gas | Miscellaneous | Maximum Achievable Potential | Units | 0 | 0 | 0 | 0 | 0 | 0 | 0 | 0 | 0 | 0 | 0 | 0 | 0 | 0 | 0 | 0 | 0 | 0 | 0 | 0 | 0 | 0 | 0 | 0 | 0 | 0 | 0 | 0 | 0 | 0
F2_Residential_CZ3 - Multi Family_Existing_Miscellaneous_Natural Gas_Miscellaneous_Maximum Achievable Potential | F2 | Residential | CZ3 - Multi Family | Existing | Miscellaneous | Natural Gas | Miscellaneous | Maximum Achievable Potential | Usage (MMtherm) | 0 | 0 | 0 | 0 | 0 | 0 | 0 | 0 | 0 | 0 | 0 | 0 | 0 | 0 | 0 | 0 | 0 | 0 | 0 | 0 | 0 | 0 | 0 | 0 | 0 | 0 | 0 | 0 | 0 | 0
F3_Residential_CZ3 - Multi Family_Existing_Miscellaneous_Natural Gas_Miscellaneous_Maximum Achievable Potential | F3 | Residential | CZ3 - Multi Family | Existing | Miscellaneous | Natural Gas | Miscellaneous | Maximum Achievable Potential | Peak Demand (S) | 0 | 0 | 0 | 0 | 0 | 0 | 0 | 0 | 0 | 0 | 0 | 0 | 0 | 0 | 0 | 0 | 0 | 0 | 0 | 0 | 0 | 0 | 0 | 0 | 0 | 0 | 0 | 0 | 0 | 0
F4_Residential_CZ3 - Multi Family_Existing_Miscellaneous_Natural Gas_Miscellaneous_Maximum Achievable Potential | F4 | Residential | CZ3 - Multi Family | Existing | Miscellaneous | Natural Gas | Miscellaneous | Maximum Achievable Potential | Peak Demand (W) | 0 | 0 | 0 | 0 | 0 | 0 | 0 | 0 | 0 | 0 | 0 | 0 | 0 | 0 | 0 | 0 | 0 | 0 | 0 | 0 | 0 | 0 | 0 | 0 | 0 | 0 | 0 | 0 | 0 | 0
F5_Residential_CZ3 - Multi Family_Existing_Miscellaneous_Natural Gas_Miscellaneous_Maximum Achievable Potential | F5 | Residential | CZ3 - Multi Family | Existing | Miscellaneous | Natural Gas | Miscellaneous | Maximum Achievable Potential | Turnover | 0 | 0 | 0 | 0 | 0 | 0 | 0 | 0 | 0 | 0 | 0 | 0 | 0 | 0 | 0 | 0 | 0 | 0 | 0 | 0 | 0 | 0 | 0 | 0 | 0 | 0 | 0 | 0 | 0 | 0
F6_Residential_CZ3 - Multi Family_Existing_Miscellaneous_Natural Gas_Miscellaneous_Maximum Achievable Potential | F6 | Residential | CZ3 - Multi Family | Existing | Miscellaneous | Natural Gas | Miscellaneous | Maximum Achievable Potential | Avg. Replacement Usage | 0 | 0 | 0 | 0 | 0 | 0 | 0 | 0 | 0 | 0 | 0 | 0 | 0 | 0 | 0 | 0 | 0 | 0 | 0 | 0 | 0 | 0 | 0 | 0 | 0 | 0 | 0 | 0 | 0 | 0
F7_Residential_CZ3 - Multi Family_Existing_Miscellaneous_Natural Gas_Miscellaneous_Maximum Achievable Potential | F7 | Residential | CZ3 - Multi Family | Existing | Miscellaneous | Natural Gas | Miscellaneous | Maximum Achievable Potential | Avg. Replacement Demand (S) | 0 | 0 | 0 | 0 | 0 | 0 | 0 | 0 | 0 | 0 | 0 | 0 | 0 | 0 | 0 | 0 | 0 | 0 | 0 | 0 | 0 | 0 | 0 | 0 | 0 | 0 | 0 | 0 | 0 | 0
F8_Residential_CZ3 - Multi Family_Existing_Miscellaneous_Natural Gas_Miscellaneous_Maximum Achievable Potential | F8 | Residential | CZ3 - Multi Family | Existing | Miscellaneous | Natural Gas | Miscellaneous | Maximum Achievable Potential | Avg. Replacement Demand (W) | 0 | 0 | 0 | 0 | 0 | 0 | 0 | 0 | 0 | 0 | 0 | 0 | 0 | 0 | 0 | 0 | 0 | 0 | 0 | 0 | 0 | 0 | 0 | 0 | 0 | 0 | 0 | 0 | 0 | 0
F1_Residential_CZ3 - Multi Family_New_Space Heating_Natural Gas_Furnace - Direct Fuel_Maximum Achievable Potential | F1 | Residential | CZ3 - Multi Family | New | Space Heating | Natural Gas | Furnace - Direct Fuel | Maximum Achievable Potential | Units | 0 | 0 | 0 | 0 | 0 | 0 | 0 | 0 | 0 | 0 | 0 | 0 | 0 | 0 | 0 | 0 | 0 | 0 | 0 | 0 | 0 | 0 | 0 | 0 | 0 | 0 | 0 | 0 | 0 | 0
F2_Residential_CZ3 - Multi Family_New_Space Heating_Natural Gas_Furnace - Direct Fuel_Maximum Achievable Potential | F2 | Residential | CZ3 - Multi Family | New | Space Heating | Natural Gas | Furnace - Direct Fuel | Maximum Achievable Potential | Usage (MMtherm) | 0 | 0 | 0 | 0 | 0 | 0 | 0 | 0 | 0 | 0 | 0 | 0 | 0 | 0 | 0 | 0 | 0 | 0 | 0 | 0 | 0 | 0 | 0 | 0 | 0 | 0 | 0 | 0 | 0 | 0
F3_Residential_CZ3 - Multi Family_New_Space Heating_Natural Gas_Furnace - Direct Fuel_Maximum Achievable Potential | F3 | Residential | CZ3 - Multi Family | New | Space Heating | Natural Gas | Furnace - Direct Fuel | Maximum Achievable Potential | Peak Demand (S) | 0 | 0 | 0 | 0 | 0 | 0 | 0 | 0 | 0 | 0 | 0 | 0 | 0 | 0 | 0 | 0 | 0 | 0 | 0 | 0 | 0 | 0 | 0 | 0 | 0 | 0 | 0 | 0 | 0 | 0
F4_Residential_CZ3 - Multi Family_New_Space Heating_Natural Gas_Furnace - Direct Fuel_Maximum Achievable Potential | F4 | Residential | CZ3 - Multi Family | New | Space Heating | Natural Gas | Furnace - Direct Fuel | Maximum Achievable Potential | Peak Demand (W) | 0 | 0 | 0 | 0 | 0 | 0 | 0 | 0 | 0 | 0 | 0 | 0 | 0 | 0 | 0 | 0 | 0 | 0 | 0 | 0 | 0 | 0 | 0 | 0 | 0 | 0 | 0 | 0 | 0 | 0
F5_Residential_CZ3 - Multi Family_New_Space Heating_Natural Gas_Furnace - Direct Fuel_Maximum Achievable Potential | F5 | Residential | CZ3 - Multi Family | New | Space Heating | Natural Gas | Furnace - Direct Fuel | Maximum Achievable Potential | Turnover | 0 | 0 | 0 | 0 | 0 | 0 | 0 | 0 | 0 | 0 | 0 | 0 | 0 | 0 | 0 | 0 | 0 | 0 | 0 | 0 | 0 | 0 | 0 | 0 | 0 | 0 | 0 | 0 | 0 | 0
F6_Residential_CZ3 - Multi Family_New_Space Heating_Natural Gas_Furnace - Direct Fuel_Maximum Achievable Potential | F6 | Residential | CZ3 - Multi Family | New | Space Heating | Natural Gas | Furnace - Direct Fuel | Maximum Achievable Potential | Avg. Replacement Usage | 0 | 0 | 0 | 0 | 0 | 0 | 0 | 0 | 0 | 0 | 0 | 0 | 0 | 0 | 0 | 0 | 0 | 0 | 0 | 0 | 0 | 0 | 0 | 0 | 0 | 0 | 0 | 0 | 0 | 0
F7_Residential_CZ3 - Multi Family_New_Space Heating_Natural Gas_Furnace - Direct Fuel_Maximum Achievable Potential | F7 | Residential | CZ3 - Multi Family | New | Space Heating | Natural Gas | Furnace - Direct Fuel | Maximum Achievable Potential | Avg. Replacement Demand (S) | 0 | 0 | 0 | 0 | 0 | 0 | 0 | 0 | 0 | 0 | 0 | 0 | 0 | 0 | 0 | 0 | 0 | 0 | 0 | 0 | 0 | 0 | 0 | 0 | 0 | 0 | 0 | 0 | 0 | 0
F8_Residential_CZ3 - Multi Family_New_Space Heating_Natural Gas_Furnace - Direct Fuel_Maximum Achievable Potential | F8 | Residential | CZ3 - Multi Family | New | Space Heating | Natural Gas | Furnace - Direct Fuel | Maximum Achievable Potential | Avg. Replacement Demand (W) | 0 | 0 | 0 | 0 | 0 | 0 | 0 | 0 | 0 | 0 | 0 | 0 | 0 | 0 | 0 | 0 | 0 | 0 | 0 | 0 | 0 | 0 | 0 | 0 | 0 | 0 | 0 | 0 | 0 | 0
F1_Residential_CZ3 - Multi Family_New_Space Heating_Natural Gas_Boiler - Direct Fuel_Maximum Achievable Potential | F1 | Residential | CZ3 - Multi Family | New | Space Heating | Natural Gas | Boiler - Direct Fuel | Maximum Achievable Potential | Units | 0 | 0 | 0 | 0 | 0 | 0 | 0 | 0 | 0 | 0 | 0 | 0 | 0 | 0 | 0 | 0 | 0 | 0 | 0 | 0 | 0 | 0 | 0 | 0 | 0 | 0 | 0 | 0 | 0 | 0
F2_Residential_CZ3 - Multi Family_New_Space Heating_Natural Gas_Boiler - Direct Fuel_Maximum Achievable Potential | F2 | Residential | CZ3 - Multi Family | New | Space Heating | Natural Gas | Boiler - Direct Fuel | Maximum Achievable Potential | Usage (MMtherm) | 0 | 0 | 0 | 0 | 0 | 0 | 0 | 0 | 0 | 0 | 0 | 0 | 0 | 0 | 0 | 0 | 0 | 0 | 0 | 0 | 0 | 0 | 0 | 0 | 0 | 0 | 0 | 0 | 0 | 0
F3_Residential_CZ3 - Multi Family_New_Space Heating_Natural Gas_Boiler - Direct Fuel_Maximum Achievable Potential | F3 | Residential | CZ3 - Multi Family | New | Space Heating | Natural Gas | Boiler - Direct Fuel | Maximum Achievable Potential | Peak Demand (S) | 0 | 0 | 0 | 0 | 0 | 0 | 0 | 0 | 0 | 0 | 0 | 0 | 0 | 0 | 0 | 0 | 0 | 0 | 0 | 0 | 0 | 0 | 0 | 0 | 0 | 0 | 0 | 0 | 0 | 0
F4_Residential_CZ3 - Multi Family_New_Space Heating_Natural Gas_Boiler - Direct Fuel_Maximum Achievable Potential | F4 | Residential | CZ3 - Multi Family | New | Space Heating | Natural Gas | Boiler - Direct Fuel | Maximum Achievable Potential | Peak Demand (W) | 0 | 0 | 0 | 0 | 0 | 0 | 0 | 0 | 0 | 0 | 0 | 0 | 0 | 0 | 0 | 0 | 0 | 0 | 0 | 0 | 0 | 0 | 0 | 0 | 0 | 0 | 0 | 0 | 0 | 0
F5_Residential_CZ3 - Multi Family_New_Space Heating_Natural Gas_Boiler - Direct Fuel_Maximum Achievable Potential | F5 | Residential | CZ3 - Multi Family | New | Space Heating | Natural Gas | Boiler - Direct Fuel | Maximum Achievable Potential | Turnover | 0 | 0 | 0 | 0 | 0 | 0 | 0 | 0 | 0 | 0 | 0 | 0 | 0 | 0 | 0 | 0 | 0 | 0 | 0 | 0 | 0 | 0 | 0 | 0 | 0 | 0 | 0 | 0 | 0 | 0
F6_Residential_CZ3 - Multi Family_New_Space Heating_Natural Gas_Boiler - Direct Fuel_Maximum Achievable Potential | F6 | Residential | CZ3 - Multi Family | New | Space Heating | Natural Gas | Boiler - Direct Fuel | Maximum Achievable Potential | Avg. Replacement Usage | 0 | 0 | 0 | 0 | 0 | 0 | 0 | 0 | 0 | 0 | 0 | 0 | 0 | 0 | 0 | 0 | 0 | 0 | 0 | 0 | 0 | 0 | 0 | 0 | 0 | 0 | 0 | 0 | 0 | 0
F7_Residential_CZ3 - Multi Family_New_Space Heating_Natural Gas_Boiler - Direct Fuel_Maximum Achievable Potential | F7 | Residential | CZ3 - Multi Family | New | Space Heating | Natural Gas | Boiler - Direct Fuel | Maximum Achievable Potential | Avg. Replacement Demand (S) | 0 | 0 | 0 | 0 | 0 | 0 | 0 | 0 | 0 | 0 | 0 | 0 | 0 | 0 | 0 | 0 | 0 | 0 | 0 | 0 | 0 | 0 | 0 | 0 | 0 | 0 | 0 | 0 | 0 | 0
F8_Residential_CZ3 - Multi Family_New_Space Heating_Natural Gas_Boiler - Direct Fuel_Maximum Achievable Potential | F8 | Residential | CZ3 - Multi Family | New | Space Heating | Natural Gas | Boiler - Direct Fuel | Maximum Achievable Potential | Avg. Replacement Demand (W) | 0 | 0 | 0 | 0 | 0 | 0 | 0 | 0 | 0 | 0 | 0 | 0 | 0 | 0 | 0 | 0 | 0 | 0 | 0 | 0 | 0 | 0 | 0 | 0 | 0 | 0 | 0 | 0 | 0 | 0
F1_Residential_CZ3 - Multi Family_New_Secondary Heating_Natural Gas_Fireplace_Maximum Achievable Potential | F1 | Residential | CZ3 - Multi Family | New | Secondary Heating | Natural Gas | Fireplace | Maximum Achievable Potential | Units | 0 | 0 | 0 | 0 | 0 | 0 | 0 | 0 | 0 | 0 | 0 | 0 | 0 | 0 | 0 | 0 | 0 | 0 | 0 | 0 | 0 | 0 | 0 | 0 | 0 | 0 | 0 | 0 | 0 | 0
F2_Residential_CZ3 - Multi Family_New_Secondary Heating_Natural Gas_Fireplace_Maximum Achievable Potential | F2 | Residential | CZ3 - Multi Family | New | Secondary Heating | Natural Gas | Fireplace | Maximum Achievable Potential | Usage (MMtherm) | 0 | 0 | 0 | 0 | 0 | 0 | 0 | 0 | 0 | 0 | 0 | 0 | 0 | 0 | 0 | 0 | 0 | 0 | 0 | 0 | 0 | 0 | 0 | 0 | 0 | 0 | 0 | 0 | 0 | 0
F3_Residential_CZ3 - Multi Family_New_Secondary Heating_Natural Gas_Fireplace_Maximum Achievable Potential | F3 | Residential | CZ3 - Multi Family | New | Secondary Heating | Natural Gas | Fireplace | Maximum Achievable Potential | Peak Demand (S) | 0 | 0 | 0 | 0 | 0 | 0 | 0 | 0 | 0 | 0 | 0 | 0 | 0 | 0 | 0 | 0 | 0 | 0 | 0 | 0 | 0 | 0 | 0 | 0 | 0 | 0 | 0 | 0 | 0 | 0
F4_Residential_CZ3 - Multi Family_New_Secondary Heating_Natural Gas_Fireplace_Maximum Achievable Potential | F4 | Residential | CZ3 - Multi Family | New | Secondary Heating | Natural Gas | Fireplace | Maximum Achievable Potential | Peak Demand (W) | 0 | 0 | 0 | 0 | 0 | 0 | 0 | 0 | 0 | 0 | 0 | 0 | 0 | 0 | 0 | 0 | 0 | 0 | 0 | 0 | 0 | 0 | 0 | 0 | 0 | 0 | 0 | 0 | 0 | 0
F5_Residential_CZ3 - Multi Family_New_Secondary Heating_Natural Gas_Fireplace_Maximum Achievable Potential | F5 | Residential | CZ3 - Multi Family | New | Secondary Heating | Natural Gas | Fireplace | Maximum Achievable Potential | Turnover | 0 | 0 | 0 | 0 | 0 | 0 | 0 | 0 | 0 | 0 | 0 | 0 | 0 | 0 | 0 | 0 | 0 | 0 | 0 | 0 | 0 | 0 | 0 | 0 | 0 | 0 | 0 | 0 | 0 | 0
F6_Residential_CZ3 - Multi Family_New_Secondary Heating_Natural Gas_Fireplace_Maximum Achievable Potential | F6 | Residential | CZ3 - Multi Family | New | Secondary Heating | Natural Gas | Fireplace | Maximum Achievable Potential | Avg. Replacement Usage | 0 | 0 | 0 | 0 | 0 | 0 | 0 | 0 | 0 | 0 | 0 | 0 | 0 | 0 | 0 | 0 | 0 | 0 | 0 | 0 | 0 | 0 | 0 | 0 | 0 | 0 | 0 | 0 | 0 | 0
F7_Residential_CZ3 - Multi Family_New_Secondary Heating_Natural Gas_Fireplace_Maximum Achievable Potential | F7 | Residential | CZ3 - Multi Family | New | Secondary Heating | Natural Gas | Fireplace | Maximum Achievable Potential | Avg. Replacement Demand (S) | 0 | 0 | 0 | 0 | 0 | 0 | 0 | 0 | 0 | 0 | 0 | 0 | 0 | 0 | 0 | 0 | 0 | 0 | 0 | 0 | 0 | 0 | 0 | 0 | 0 | 0 | 0 | 0 | 0 | 0
F8_Residential_CZ3 - Multi Family_New_Secondary Heating_Natural Gas_Fireplace_Maximum Achievable Potential | F8 | Residential | CZ3 - Multi Family | New | Secondary Heating | Natural Gas | Fireplace | Maximum Achievable Potential | Avg. Replacement Demand (W) | 0 | 0 | 0 | 0 | 0 | 0 | 0 | 0 | 0 | 0 | 0 | 0 | 0 | 0 | 0 | 0 | 0 | 0 | 0 | 0 | 0 | 0 | 0 | 0 | 0 | 0 | 0 | 0 | 0 | 0
F1_Residential_CZ3 - Multi Family_New_Water Heating_Natural Gas_Water Heater <= 55 gal._Maximum Achievable Potential | F1 | Residential | CZ3 - Multi Family | New | Water Heating | Natural Gas | Water Heater <= 55 gal. | Maximum Achievable Potential | Units | 0 | 0 | 0 | 0 | 0 | 0 | 0 | 0 | 0 | 0 | 0 | 0 | 0 | 0 | 0 | 0 | 0 | 0 | 0 | 0 | 0 | 0 | 0 | 0 | 0 | 0 | 0 | 0 | 0 | 0
F2_Residential_CZ3 - Multi Family_New_Water Heating_Natural Gas_Water Heater <= 55 gal._Maximum Achievable Potential | F2 | Residential | CZ3 - Multi Family | New | Water Heating | Natural Gas | Water Heater <= 55 gal. | Maximum Achievable Potential | Usage (MMtherm) | 0 | 0 | 0 | 0 | 0 | 0 | 0 | 0 | 0 | 0 | 0 | 0 | 0 | 0 | 0 | 0 | 0 | 0 | 0 | 0 | 0 | 0 | 0 | 0 | 0 | 0 | 0 | 0 | 0 | 0
F3_Residential_CZ3 - Multi Family_New_Water Heating_Natural Gas_Water Heater <= 55 gal._Maximum Achievable Potential | F3 | Residential | CZ3 - Multi Family | New | Water Heating | Natural Gas | Water Heater <= 55 gal. | Maximum Achievable Potential | Peak Demand (S) | 0 | 0 | 0 | 0 | 0 | 0 | 0 | 0 | 0 | 0 | 0 | 0 | 0 | 0 | 0 | 0 | 0 | 0 | 0 | 0 | 0 | 0 | 0 | 0 | 0 | 0 | 0 | 0 | 0 | 0
F4_Residential_CZ3 - Multi Family_New_Water Heating_Natural Gas_Water Heater <= 55 gal._Maximum Achievable Potential | F4 | Residential | CZ3 - Multi Family | New | Water Heating | Natural Gas | Water Heater <= 55 gal. | Maximum Achievable Potential | Peak Demand (W) | 0 | 0 | 0 | 0 | 0 | 0 | 0 | 0 | 0 | 0 | 0 | 0 | 0 | 0 | 0 | 0 | 0 | 0 | 0 | 0 | 0 | 0 | 0 | 0 | 0 | 0 | 0 | 0 | 0 | 0
F5_Residential_CZ3 - Multi Family_New_Water Heating_Natural Gas_Water Heater <= 55 gal._Maximum Achievable Potential | F5 | Residential | CZ3 - Multi Family | New | Water Heating | Natural Gas | Water Heater <= 55 gal. | Maximum Achievable Potential | Turnover | 0 | 0 | 0 | 0 | 0 | 0 | 0 | 0 | 0 | 0 | 0 | 0 | 0 | 0 | 0 | 0 | 0 | 0 | 0 | 0 | 0 | 0 | 0 | 0 | 0 | 0 | 0 | 0 | 0 | 0
F6_Residential_CZ3 - Multi Family_New_Water Heating_Natural Gas_Water Heater <= 55 gal._Maximum Achievable Potential | F6 | Residential | CZ3 - Multi Family | New | Water Heating | Natural Gas | Water Heater <= 55 gal. | Maximum Achievable Potential | Avg. Replacement Usage | 0 | 0 | 0 | 0 | 0 | 0 | 0 | 0 | 0 | 0 | 0 | 0 | 0 | 0 | 0 | 0 | 0 | 0 | 0 | 0 | 0 | 0 | 0 | 0 | 0 | 0 | 0 | 0 | 0 | 0
F7_Residential_CZ3 - Multi Family_New_Water Heating_Natural Gas_Water Heater <= 55 gal._Maximum Achievable Potential | F7 | Residential | CZ3 - Multi Family | New | Water Heating | Natural Gas | Water Heater <= 55 gal. | Maximum Achievable Potential | Avg. Replacement Demand (S) | 0 | 0 | 0 | 0 | 0 | 0 | 0 | 0 | 0 | 0 | 0 | 0 | 0 | 0 | 0 | 0 | 0 | 0 | 0 | 0 | 0 | 0 | 0 | 0 | 0 | 0 | 0 | 0 | 0 | 0
F8_Residential_CZ3 - Multi Family_New_Water Heating_Natural Gas_Water Heater <= 55 gal._Maximum Achievable Potential | F8 | Residential | CZ3 - Multi Family | New | Water Heating | Natural Gas | Water Heater <= 55 gal. | Maximum Achievable Potential | Avg. Replacement Demand (W) | 0 | 0 | 0 | 0 | 0 | 0 | 0 | 0 | 0 | 0 | 0 | 0 | 0 | 0 | 0 | 0 | 0 | 0 | 0 | 0 | 0 | 0 | 0 | 0 | 0 | 0 | 0 | 0 | 0 | 0
F1_Residential_CZ3 - Multi Family_New_Water Heating_Natural Gas_Water Heater > 55 gal._Maximum Achievable Potential | F1 | Residential | CZ3 - Multi Family | New | Water Heating | Natural Gas | Water Heater > 55 gal. | Maximum Achievable Potential | Units | 0 | 0 | 0 | 0 | 0 | 0 | 0 | 0 | 0 | 0 | 0 | 0 | 0 | 0 | 0 | 0 | 0 | 0 | 0 | 0 | 0 | 0 | 0 | 0 | 0 | 0 | 0 | 0 | 0 | 0
F2_Residential_CZ3 - Multi Family_New_Water Heating_Natural Gas_Water Heater > 55 gal._Maximum Achievable Potential | F2 | Residential | CZ3 - Multi Family | New | Water Heating | Natural Gas | Water Heater > 55 gal. | Maximum Achievable Potential | Usage (MMtherm) | 0 | 0 | 0 | 0 | 0 | 0 | 0 | 0 | 0 | 0 | 0 | 0 | 0 | 0 | 0 | 0 | 0 | 0 | 0 | 0 | 0 | 0 | 0 | 0 | 0 | 0 | 0 | 0 | 0 | 0
F3_Residential_CZ3 - Multi Family_New_Water Heating_Natural Gas_Water Heater > 55 gal._Maximum Achievable Potential | F3 | Residential | CZ3 - Multi Family | New | Water Heating | Natural Gas | Water Heater > 55 gal. | Maximum Achievable Potential | Peak Demand (S) | 0 | 0 | 0 | 0 | 0 | 0 | 0 | 0 | 0 | 0 | 0 | 0 | 0 | 0 | 0 | 0 | 0 | 0 | 0 | 0 | 0 | 0 | 0 | 0 | 0 | 0 | 0 | 0 | 0 | 0
F4_Residential_CZ3 - Multi Family_New_Water Heating_Natural Gas_Water Heater > 55 gal._Maximum Achievable Potential | F4 | Residential | CZ3 - Multi Family | New | Water Heating | Natural Gas | Water Heater > 55 gal. | Maximum Achievable Potential | Peak Demand (W) | 0 | 0 | 0 | 0 | 0 | 0 | 0 | 0 | 0 | 0 | 0 | 0 | 0 | 0 | 0 | 0 | 0 | 0 | 0 | 0 | 0 | 0 | 0 | 0 | 0 | 0 | 0 | 0 | 0 | 0
F5_Residential_CZ3 - Multi Family_New_Water Heating_Natural Gas_Water Heater > 55 gal._Maximum Achievable Potential | F5 | Residential | CZ3 - Multi Family | New | Water Heating | Natural Gas | Water Heater > 55 gal. | Maximum Achievable Potential | Turnover | 0 | 0 | 0 | 0 | 0 | 0 | 0 | 0 | 0 | 0 | 0 | 0 | 0 | 0 | 0 | 0 | 0 | 0 | 0 | 0 | 0 | 0 | 0 | 0 | 0 | 0 | 0 | 0 | 0 | 0
F6_Residential_CZ3 - Multi Family_New_Water Heating_Natural Gas_Water Heater > 55 gal._Maximum Achievable Potential | F6 | Residential | CZ3 - Multi Family | New | Water Heating | Natural Gas | Water Heater > 55 gal. | Maximum Achievable Potential | Avg. Replacement Usage | 0 | 0 | 0 | 0 | 0 | 0 | 0 | 0 | 0 | 0 | 0 | 0 | 0 | 0 | 0 | 0 | 0 | 0 | 0 | 0 | 0 | 0 | 0 | 0 | 0 | 0 | 0 | 0 | 0 | 0
F7_Residential_CZ3 - Multi Family_New_Water Heating_Natural Gas_Water Heater > 55 gal._Maximum Achievable Potential | F7 | Residential | CZ3 - Multi Family | New | Water Heating | Natural Gas | Water Heater > 55 gal. | Maximum Achievable Potential | Avg. Replacement Demand (S) | 0 | 0 | 0 | 0 | 0 | 0 | 0 | 0 | 0 | 0 | 0 | 0 | 0 | 0 | 0 | 0 | 0 | 0 | 0 | 0 | 0 | 0 | 0 | 0 | 0 | 0 | 0 | 0 | 0 | 0
F8_Residential_CZ3 - Multi Family_New_Water Heating_Natural Gas_Water Heater > 55 gal._Maximum Achievable Potential | F8 | Residential | CZ3 - Multi Family | New | Water Heating | Natural Gas | Water Heater > 55 gal. | Maximum Achievable Potential | Avg. Replacement Demand (W) | 0 | 0 | 0 | 0 | 0 | 0 | 0 | 0 | 0 | 0 | 0 | 0 | 0 | 0 | 0 | 0 | 0 | 0 | 0 | 0 | 0 | 0 | 0 | 0 | 0 | 0 | 0 | 0 | 0 | 0
F1_Residential_CZ3 - Multi Family_New_Appliances_Natural Gas_Clothes Dryer_Maximum Achievable Potential | F1 | Residential | CZ3 - Multi Family | New | Appliances | Natural Gas | Clothes Dryer | Maximum Achievable Potential | Units | 0 | 0 | 0 | 0 | 0 | 0 | 0 | 0 | 0 | 0 | 0 | 0 | 0 | 0 | 0 | 0 | 0 | 0 | 0 | 0 | 0 | 0 | 0 | 0 | 0 | 0 | 0 | 0 | 0 | 0
F2_Residential_CZ3 - Multi Family_New_Appliances_Natural Gas_Clothes Dryer_Maximum Achievable Potential | F2 | Residential | CZ3 - Multi Family | New | Appliances | Natural Gas | Clothes Dryer | Maximum Achievable Potential | Usage (MMtherm) | 0 | 0 | 0 | 0 | 0 | 0 | 0 | 0 | 0 | 0 | 0 | 0 | 0 | 0 | 0 | 0 | 0 | 0 | 0 | 0 | 0 | 0 | 0 | 0 | 0 | 0 | 0 | 0 | 0 | 0
F3_Residential_CZ3 - Multi Family_New_Appliances_Natural Gas_Clothes Dryer_Maximum Achievable Potential | F3 | Residential | CZ3 - Multi Family | New | Appliances | Natural Gas | Clothes Dryer | Maximum Achievable Potential | Peak Demand (S) | 0 | 0 | 0 | 0 | 0 | 0 | 0 | 0 | 0 | 0 | 0 | 0 | 0 | 0 | 0 | 0 | 0 | 0 | 0 | 0 | 0 | 0 | 0 | 0 | 0 | 0 | 0 | 0 | 0 | 0
F4_Residential_CZ3 - Multi Family_New_Appliances_Natural Gas_Clothes Dryer_Maximum Achievable Potential | F4 | Residential | CZ3 - Multi Family | New | Appliances | Natural Gas | Clothes Dryer | Maximum Achievable Potential | Peak Demand (W) | 0 | 0 | 0 | 0 | 0 | 0 | 0 | 0 | 0 | 0 | 0 | 0 | 0 | 0 | 0 | 0 | 0 | 0 | 0 | 0 | 0 | 0 | 0 | 0 | 0 | 0 | 0 | 0 | 0 | 0
F5_Residential_CZ3 - Multi Family_New_Appliances_Natural Gas_Clothes Dryer_Maximum Achievable Potential | F5 | Residential | CZ3 - Multi Family | New | Appliances | Natural Gas | Clothes Dryer | Maximum Achievable Potential | Turnover | 0 | 0 | 0 | 0 | 0 | 0 | 0 | 0 | 0 | 0 | 0 | 0 | 0 | 0 | 0 | 0 | 0 | 0 | 0 | 0 | 0 | 0 | 0 | 0 | 0 | 0 | 0 | 0 | 0 | 0
F6_Residential_CZ3 - Multi Family_New_Appliances_Natural Gas_Clothes Dryer_Maximum Achievable Potential | F6 | Residential | CZ3 - Multi Family | New | Appliances | Natural Gas | Clothes Dryer | Maximum Achievable Potential | Avg. Replacement Usage | 0 | 0 | 0 | 0 | 0 | 0 | 0 | 0 | 0 | 0 | 0 | 0 | 0 | 0 | 0 | 0 | 0 | 0 | 0 | 0 | 0 | 0 | 0 | 0 | 0 | 0 | 0 | 0 | 0 | 0
F7_Residential_CZ3 - Multi Family_New_Appliances_Natural Gas_Clothes Dryer_Maximum Achievable Potential | F7 | Residential | CZ3 - Multi Family | New | Appliances | Natural Gas | Clothes Dryer | Maximum Achievable Potential | Avg. Replacement Demand (S) | 0 | 0 | 0 | 0 | 0 | 0 | 0 | 0 | 0 | 0 | 0 | 0 | 0 | 0 | 0 | 0 | 0 | 0 | 0 | 0 | 0 | 0 | 0 | 0 | 0 | 0 | 0 | 0 | 0 | 0
F8_Residential_CZ3 - Multi Family_New_Appliances_Natural Gas_Clothes Dryer_Maximum Achievable Potential | F8 | Residential | CZ3 - Multi Family | New | Appliances | Natural Gas | Clothes Dryer | Maximum Achievable Potential | Avg. Replacement Demand (W) | 0 | 0 | 0 | 0 | 0 | 0 | 0 | 0 | 0 | 0 | 0 | 0 | 0 | 0 | 0 | 0 | 0 | 0 | 0 | 0 | 0 | 0 | 0 | 0 | 0 | 0 | 0 | 0 | 0 | 0
F1_Residential_CZ3 - Multi Family_New_Appliances_Natural Gas_Stove/Oven_Maximum Achievable Potential | F1 | Residential | CZ3 - Multi Family | New | Appliances | Natural Gas | Stove/Oven | Maximum Achievable Potential | Units | 0 | 0 | 0 | 0 | 0 | 0 | 0 | 0 | 0 | 0 | 0 | 0 | 0 | 0 | 0 | 0 | 0 | 0 | 0 | 0 | 0 | 0 | 0 | 0 | 0 | 0 | 0 | 0 | 0 | 0
F2_Residential_CZ3 - Multi Family_New_Appliances_Natural Gas_Stove/Oven_Maximum Achievable Potential | F2 | Residential | CZ3 - Multi Family | New | Appliances | Natural Gas | Stove/Oven | Maximum Achievable Potential | Usage (MMtherm) | 0 | 0 | 0 | 0 | 0 | 0 | 0 | 0 | 0 | 0 | 0 | 0 | 0 | 0 | 0 | 0 | 0 | 0 | 0 | 0 | 0 | 0 | 0 | 0 | 0 | 0 | 0 | 0 | 0 | 0
F3_Residential_CZ3 - Multi Family_New_Appliances_Natural Gas_Stove/Oven_Maximum Achievable Potential | F3 | Residential | CZ3 - Multi Family | New | Appliances | Natural Gas | Stove/Oven | Maximum Achievable Potential | Peak Demand (S) | 0 | 0 | 0 | 0 | 0 | 0 | 0 | 0 | 0 | 0 | 0 | 0 | 0 | 0 | 0 | 0 | 0 | 0 | 0 | 0 | 0 | 0 | 0 | 0 | 0 | 0 | 0 | 0 | 0 | 0
F4_Residential_CZ3 - Multi Family_New_Appliances_Natural Gas_Stove/Oven_Maximum Achievable Potential | F4 | Residential | CZ3 - Multi Family | New | Appliances | Natural Gas | Stove/Oven | Maximum Achievable Potential | Peak Demand (W) | 0 | 0 | 0 | 0 | 0 | 0 | 0 | 0 | 0 | 0 | 0 | 0 | 0 | 0 | 0 | 0 | 0 | 0 | 0 | 0 | 0 | 0 | 0 | 0 | 0 | 0 | 0 | 0 | 0 | 0
F5_Residential_CZ3 - Multi Family_New_Appliances_Natural Gas_Stove/Oven_Maximum Achievable Potential | F5 | Residential | CZ3 - Multi Family | New | Appliances | Natural Gas | Stove/Oven | Maximum Achievable Potential | Turnover | 0 | 0 | 0 | 0 | 0 | 0 | 0 | 0 | 0 | 0 | 0 | 0 | 0 | 0 | 0 | 0 | 0 | 0 | 0 | 0 | 0 | 0 | 0 | 0 | 0 | 0 | 0 | 0 | 0 | 0
F6_Residential_CZ3 - Multi Family_New_Appliances_Natural Gas_Stove/Oven_Maximum Achievable Potential | F6 | Residential | CZ3 - Multi Family | New | Appliances | Natural Gas | Stove/Oven | Maximum Achievable Potential | Avg. Replacement Usage | 0 | 0 | 0 | 0 | 0 | 0 | 0 | 0 | 0 | 0 | 0 | 0 | 0 | 0 | 0 | 0 | 0 | 0 | 0 | 0 | 0 | 0 | 0 | 0 | 0 | 0 | 0 | 0 | 0 | 0
F7_Residential_CZ3 - Multi Family_New_Appliances_Natural Gas_Stove/Oven_Maximum Achievable Potential | F7 | Residential | CZ3 - Multi Family | New | Appliances | Natural Gas | Stove/Oven | Maximum Achievable Potential | Avg. Replacement Demand (S) | 0 | 0 | 0 | 0 | 0 | 0 | 0 | 0 | 0 | 0 | 0 | 0 | 0 | 0 | 0 | 0 | 0 | 0 | 0 | 0 | 0 | 0 | 0 | 0 | 0 | 0 | 0 | 0 | 0 | 0
F8_Residential_CZ3 - Multi Family_New_Appliances_Natural Gas_Stove/Oven_Maximum Achievable Potential | F8 | Residential | CZ3 - Multi Family | New | Appliances | Natural Gas | Stove/Oven | Maximum Achievable Potential | Avg. Replacement Demand (W) | 0 | 0 | 0 | 0 | 0 | 0 | 0 | 0 | 0 | 0 | 0 | 0 | 0 | 0 | 0 | 0 | 0 | 0 | 0 | 0 | 0 | 0 | 0 | 0 | 0 | 0 | 0 | 0 | 0 | 0
F1_Residential_CZ3 - Multi Family_New_Miscellaneous_Natural Gas_Pool Heater_Maximum Achievable Potential | F1 | Residential | CZ3 - Multi Family | New | Miscellaneous | Natural Gas | Pool Heater | Maximum Achievable Potential | Units | 0 | 0 | 0 | 0 | 0 | 0 | 0 | 0 | 0 | 0 | 0 | 0 | 0 | 0 | 0 | 0 | 0 | 0 | 0 | 0 | 0 | 0 | 0 | 0 | 0 | 0 | 0 | 0 | 0 | 0
F2_Residential_CZ3 - Multi Family_New_Miscellaneous_Natural Gas_Pool Heater_Maximum Achievable Potential | F2 | Residential | CZ3 - Multi Family | New | Miscellaneous | Natural Gas | Pool Heater | Maximum Achievable Potential | Usage (MMtherm) | 0 | 0 | 0 | 0 | 0 | 0 | 0 | 0 | 0 | 0 | 0 | 0 | 0 | 0 | 0 | 0 | 0 | 0 | 0 | 0 | 0 | 0 | 0 | 0 | 0 | 0 | 0 | 0 | 0 | 0
F3_Residential_CZ3 - Multi Family_New_Miscellaneous_Natural Gas_Pool Heater_Maximum Achievable Potential | F3 | Residential | CZ3 - Multi Family | New | Miscellaneous | Natural Gas | Pool Heater | Maximum Achievable Potential | Peak Demand (S) | 0 | 0 | 0 | 0 | 0 | 0 | 0 | 0 | 0 | 0 | 0 | 0 | 0 | 0 | 0 | 0 | 0 | 0 | 0 | 0 | 0 | 0 | 0 | 0 | 0 | 0 | 0 | 0 | 0 | 0
F4_Residential_CZ3 - Multi Family_New_Miscellaneous_Natural Gas_Pool Heater_Maximum Achievable Potential | F4 | Residential | CZ3 - Multi Family | New | Miscellaneous | Natural Gas | Pool Heater | Maximum Achievable Potential | Peak Demand (W) | 0 | 0 | 0 | 0 | 0 | 0 | 0 | 0 | 0 | 0 | 0 | 0 | 0 | 0 | 0 | 0 | 0 | 0 | 0 | 0 | 0 | 0 | 0 | 0 | 0 | 0 | 0 | 0 | 0 | 0
F5_Residential_CZ3 - Multi Family_New_Miscellaneous_Natural Gas_Pool Heater_Maximum Achievable Potential | F5 | Residential | CZ3 - Multi Family | New | Miscellaneous | Natural Gas | Pool Heater | Maximum Achievable Potential | Turnover | 0 | 0 | 0 | 0 | 0 | 0 | 0 | 0 | 0 | 0 | 0 | 0 | 0 | 0 | 0 | 0 | 0 | 0 | 0 | 0 | 0 | 0 | 0 | 0 | 0 | 0 | 0 | 0 | 0 | 0
F6_Residential_CZ3 - Multi Family_New_Miscellaneous_Natural Gas_Pool Heater_Maximum Achievable Potential | F6 | Residential | CZ3 - Multi Family | New | Miscellaneous | Natural Gas | Pool Heater | Maximum Achievable Potential | Avg. Replacement Usage | 0 | 0 | 0 | 0 | 0 | 0 | 0 | 0 | 0 | 0 | 0 | 0 | 0 | 0 | 0 | 0 | 0 | 0 | 0 | 0 | 0 | 0 | 0 | 0 | 0 | 0 | 0 | 0 | 0 | 0
F7_Residential_CZ3 - Multi Family_New_Miscellaneous_Natural Gas_Pool Heater_Maximum Achievable Potential | F7 | Residential | CZ3 - Multi Family | New | Miscellaneous | Natural Gas | Pool Heater | Maximum Achievable Potential | Avg. Replacement Demand (S) | 0 | 0 | 0 | 0 | 0 | 0 | 0 | 0 | 0 | 0 | 0 | 0 | 0 | 0 | 0 | 0 | 0 | 0 | 0 | 0 | 0 | 0 | 0 | 0 | 0 | 0 | 0 | 0 | 0 | 0
F8_Residential_CZ3 - Multi Family_New_Miscellaneous_Natural Gas_Pool Heater_Maximum Achievable Potential | F8 | Residential | CZ3 - Multi Family | New | Miscellaneous | Natural Gas | Pool Heater | Maximum Achievable Potential | Avg. Replacement Demand (W) | 0 | 0 | 0 | 0 | 0 | 0 | 0 | 0 | 0 | 0 | 0 | 0 | 0 | 0 | 0 | 0 | 0 | 0 | 0 | 0 | 0 | 0 | 0 | 0 | 0 | 0 | 0 | 0 | 0 | 0
F1_Residential_CZ3 - Multi Family_New_Miscellaneous_Natural Gas_Miscellaneous_Maximum Achievable Potential | F1 | Residential | CZ3 - Multi Family | New | Miscellaneous | Natural Gas | Miscellaneous | Maximum Achievable Potential | Units | 0 | 0 | 0 | 0 | 0 | 0 | 0 | 0 | 0 | 0 | 0 | 0 | 0 | 0 | 0 | 0 | 0 | 0 | 0 | 0 | 0 | 0 | 0 | 0 | 0 | 0 | 0 | 0 | 0 | 0
F2_Residential_CZ3 - Multi Family_New_Miscellaneous_Natural Gas_Miscellaneous_Maximum Achievable Potential | F2 | Residential | CZ3 - Multi Family | New | Miscellaneous | Natural Gas | Miscellaneous | Maximum Achievable Potential | Usage (MMtherm) | 0 | 0 | 0 | 0 | 0 | 0 | 0 | 0 | 0 | 0 | 0 | 0 | 0 | 0 | 0 | 0 | 0 | 0 | 0 | 0 | 0 | 0 | 0 | 0 | 0 | 0 | 0 | 0 | 0 | 0
F3_Residential_CZ3 - Multi Family_New_Miscellaneous_Natural Gas_Miscellaneous_Maximum Achievable Potential | F3 | Residential | CZ3 - Multi Family | New | Miscellaneous | Natural Gas | Miscellaneous | Maximum Achievable Potential | Peak Demand (S) | 0 | 0 | 0 | 0 | 0 | 0 | 0 | 0 | 0 | 0 | 0 | 0 | 0 | 0 | 0 | 0 | 0 | 0 | 0 | 0 | 0 | 0 | 0 | 0 | 0 | 0 | 0 | 0 | 0 | 0
F4_Residential_CZ3 - Multi Family_New_Miscellaneous_Natural Gas_Miscellaneous_Maximum Achievable Potential | F4 | Residential | CZ3 - Multi Family | New | Miscellaneous | Natural Gas | Miscellaneous | Maximum Achievable Potential | Peak Demand (W) | 0 | 0 | 0 | 0 | 0 | 0 | 0 | 0 | 0 | 0 | 0 | 0 | 0 | 0 | 0 | 0 | 0 | 0 | 0 | 0 | 0 | 0 | 0 | 0 | 0 | 0 | 0 | 0 | 0 | 0
F5_Residential_CZ3 - Multi Family_New_Miscellaneous_Natural Gas_Miscellaneous_Maximum Achievable Potential | F5 | Residential | CZ3 - Multi Family | New | Miscellaneous | Natural Gas | Miscellaneous | Maximum Achievable Potential | Turnover | 0 | 0 | 0 | 0 | 0 | 0 | 0 | 0 | 0 | 0 | 0 | 0 | 0 | 0 | 0 | 0 | 0 | 0 | 0 | 0 | 0 | 0 | 0 | 0 | 0 | 0 | 0 | 0 | 0 | 0
F6_Residential_CZ3 - Multi Family_New_Miscellaneous_Natural Gas_Miscellaneous_Maximum Achievable Potential | F6 | Residential | CZ3 - Multi Family | New | Miscellaneous | Natural Gas | Miscellaneous | Maximum Achievable Potential | Avg. Replacement Usage | 0 | 0 | 0 | 0 | 0 | 0 | 0 | 0 | 0 | 0 | 0 | 0 | 0 | 0 | 0 | 0 | 0 | 0 | 0 | 0 | 0 | 0 | 0 | 0 | 0 | 0 | 0 | 0 | 0 | 0
F7_Residential_CZ3 - Multi Family_New_Miscellaneous_Natural Gas_Miscellaneous_Maximum Achievable Potential | F7 | Residential | CZ3 - Multi Family | New | Miscellaneous | Natural Gas | Miscellaneous | Maximum Achievable Potential | Avg. Replacement Demand (S) | 0 | 0 | 0 | 0 | 0 | 0 | 0 | 0 | 0 | 0 | 0 | 0 | 0 | 0 | 0 | 0 | 0 | 0 | 0 | 0 | 0 | 0 | 0 | 0 | 0 | 0 | 0 | 0 | 0 | 0
F8_Residential_CZ3 - Multi Family_New_Miscellaneous_Natural Gas_Miscellaneous_Maximum Achievable Potential | F8 | Residential | CZ3 - Multi Family | New | Miscellaneous | Natural Gas | Miscellaneous | Maximum Achievable Potential | Avg. Replacement Demand (W) | 0 | 0 | 0 | 0 | 0 | 0 | 0 | 0 | 0 | 0 | 0 | 0 | 0 | 0 | 0 | 0 | 0 | 0 | 0 | 0 | 0 | 0 | 0 | 0 | 0 | 0 | 0 | 0 | 0 | 0
F1_Residential_CZ1 - Single Family_Existing_Space Heating_Natural Gas_Furnace - Direct Fuel_Economic Potential | F1 | Residential | CZ1 - Single Family | Existing | Space Heating | Natural Gas | Furnace - Direct Fuel | Economic Potential | Units | 0 | 0 | 0 | 0 | 0 | 0 | 0 | 0 | 0 | 0 | 0 | 0 | 0 | 0 | 0 | 0 | 0 | 0 | 0 | 0 | 0 | 0 | 0 | 0 | 0 | 0 | 0 | 0 | 0 | 0
F2_Residential_CZ1 - Single Family_Existing_Space Heating_Natural Gas_Furnace - Direct Fuel_Economic Potential | F2 | Residential | CZ1 - Single Family | Existing | Space Heating | Natural Gas | Furnace - Direct Fuel | Economic Potential | Usage (MMtherm) | 0 | 0 | 0 | 0 | 0 | 0 | 0 | 0 | 0 | 0 | 0 | 0 | 0 | 0 | 0 | 0 | 0 | 0 | 0 | 0 | 0 | 0 | 0 | 0 | 0 | 0 | 0 | 0 | 0 | 0
F3_Residential_CZ1 - Single Family_Existing_Space Heating_Natural Gas_Furnace - Direct Fuel_Economic Potential | F3 | Residential | CZ1 - Single Family | Existing | Space Heating | Natural Gas | Furnace - Direct Fuel | Economic Potential | Peak Demand (S) | 0 | 0 | 0 | 0 | 0 | 0 | 0 | 0 | 0 | 0 | 0 | 0 | 0 | 0 | 0 | 0 | 0 | 0 | 0 | 0 | 0 | 0 | 0 | 0 | 0 | 0 | 0 | 0 | 0 | 0
F4_Residential_CZ1 - Single Family_Existing_Space Heating_Natural Gas_Furnace - Direct Fuel_Economic Potential | F4 | Residential | CZ1 - Single Family | Existing | Space Heating | Natural Gas | Furnace - Direct Fuel | Economic Potential | Peak Demand (W) | 0 | 0 | 0 | 0 | 0 | 0 | 0 | 0 | 0 | 0 | 0 | 0 | 0 | 0 | 0 | 0 | 0 | 0 | 0 | 0 | 0 | 0 | 0 | 0 | 0 | 0 | 0 | 0 | 0 | 0
F5_Residential_CZ1 - Single Family_Existing_Space Heating_Natural Gas_Furnace - Direct Fuel_Economic Potential | F5 | Residential | CZ1 - Single Family | Existing | Space Heating | Natural Gas | Furnace - Direct Fuel | Economic Potential | Turnover | 0 | 0 | 0 | 0 | 0 | 0 | 0 | 0 | 0 | 0 | 0 | 0 | 0 | 0 | 0 | 0 | 0 | 0 | 0 | 0 | 0 | 0 | 0 | 0 | 0 | 0 | 0 | 0 | 0 | 0
F6_Residential_CZ1 - Single Family_Existing_Space Heating_Natural Gas_Furnace - Direct Fuel_Economic Potential | F6 | Residential | CZ1 - Single Family | Existing | Space Heating | Natural Gas | Furnace - Direct Fuel | Economic Potential | Avg. Replacement Usage | 0 | 0 | 0 | 0 | 0 | 0 | 0 | 0 | 0 | 0 | 0 | 0 | 0 | 0 | 0 | 0 | 0 | 0 | 0 | 0 | 0 | 0 | 0 | 0 | 0 | 0 | 0 | 0 | 0 | 0
F7_Residential_CZ1 - Single Family_Existing_Space Heating_Natural Gas_Furnace - Direct Fuel_Economic Potential | F7 | Residential | CZ1 - Single Family | Existing | Space Heating | Natural Gas | Furnace - Direct Fuel | Economic Potential | Avg. Replacement Demand (S) | 0 | 0 | 0 | 0 | 0 | 0 | 0 | 0 | 0 | 0 | 0 | 0 | 0 | 0 | 0 | 0 | 0 | 0 | 0 | 0 | 0 | 0 | 0 | 0 | 0 | 0 | 0 | 0 | 0 | 0
F8_Residential_CZ1 - Single Family_Existing_Space Heating_Natural Gas_Furnace - Direct Fuel_Economic Potential | F8 | Residential | CZ1 - Single Family | Existing | Space Heating | Natural Gas | Furnace - Direct Fuel | Economic Potential | Avg. Replacement Demand (W) | 0 | 0 | 0 | 0 | 0 | 0 | 0 | 0 | 0 | 0 | 0 | 0 | 0 | 0 | 0 | 0 | 0 | 0 | 0 | 0 | 0 | 0 | 0 | 0 | 0 | 0 | 0 | 0 | 0 | 0
F1_Residential_CZ1 - Single Family_Existing_Space Heating_Natural Gas_Boiler - Direct Fuel_Economic Potential | F1 | Residential | CZ1 - Single Family | Existing | Space Heating | Natural Gas | Boiler - Direct Fuel | Economic Potential | Units | 0 | 0 | 0 | 0 | 0 | 0 | 0 | 0 | 0 | 0 | 0 | 0 | 0 | 0 | 0 | 0 | 0 | 0 | 0 | 0 | 0 | 0 | 0 | 0 | 0 | 0 | 0 | 0 | 0 | 0
F2_Residential_CZ1 - Single Family_Existing_Space Heating_Natural Gas_Boiler - Direct Fuel_Economic Potential | F2 | Residential | CZ1 - Single Family | Existing | Space Heating | Natural Gas | Boiler - Direct Fuel | Economic Potential | Usage (MMtherm) | 0 | 0 | 0 | 0 | 0 | 0 | 0 | 0 | 0 | 0 | 0 | 0 | 0 | 0 | 0 | 0 | 0 | 0 | 0 | 0 | 0 | 0 | 0 | 0 | 0 | 0 | 0 | 0 | 0 | 0
F3_Residential_CZ1 - Single Family_Existing_Space Heating_Natural Gas_Boiler - Direct Fuel_Economic Potential | F3 | Residential | CZ1 - Single Family | Existing | Space Heating | Natural Gas | Boiler - Direct Fuel | Economic Potential | Peak Demand (S) | 0 | 0 | 0 | 0 | 0 | 0 | 0 | 0 | 0 | 0 | 0 | 0 | 0 | 0 | 0 | 0 | 0 | 0 | 0 | 0 | 0 | 0 | 0 | 0 | 0 | 0 | 0 | 0 | 0 | 0
F4_Residential_CZ1 - Single Family_Existing_Space Heating_Natural Gas_Boiler - Direct Fuel_Economic Potential | F4 | Residential | CZ1 - Single Family | Existing | Space Heating | Natural Gas | Boiler - Direct Fuel | Economic Potential | Peak Demand (W) | 0 | 0 | 0 | 0 | 0 | 0 | 0 | 0 | 0 | 0 | 0 | 0 | 0 | 0 | 0 | 0 | 0 | 0 | 0 | 0 | 0 | 0 | 0 | 0 | 0 | 0 | 0 | 0 | 0 | 0
F5_Residential_CZ1 - Single Family_Existing_Space Heating_Natural Gas_Boiler - Direct Fuel_Economic Potential | F5 | Residential | CZ1 - Single Family | Existing | Space Heating | Natural Gas | Boiler - Direct Fuel | Economic Potential | Turnover | 0 | 0 | 0 | 0 | 0 | 0 | 0 | 0 | 0 | 0 | 0 | 0 | 0 | 0 | 0 | 0 | 0 | 0 | 0 | 0 | 0 | 0 | 0 | 0 | 0 | 0 | 0 | 0 | 0 | 0
F6_Residential_CZ1 - Single Family_Existing_Space Heating_Natural Gas_Boiler - Direct Fuel_Economic Potential | F6 | Residential | CZ1 - Single Family | Existing | Space Heating | Natural Gas | Boiler - Direct Fuel | Economic Potential | Avg. Replacement Usage | 0 | 0 | 0 | 0 | 0 | 0 | 0 | 0 | 0 | 0 | 0 | 0 | 0 | 0 | 0 | 0 | 0 | 0 | 0 | 0 | 0 | 0 | 0 | 0 | 0 | 0 | 0 | 0 | 0 | 0
F7_Residential_CZ1 - Single Family_Existing_Space Heating_Natural Gas_Boiler - Direct Fuel_Economic Potential | F7 | Residential | CZ1 - Single Family | Existing | Space Heating | Natural Gas | Boiler - Direct Fuel | Economic Potential | Avg. Replacement Demand (S) | 0 | 0 | 0 | 0 | 0 | 0 | 0 | 0 | 0 | 0 | 0 | 0 | 0 | 0 | 0 | 0 | 0 | 0 | 0 | 0 | 0 | 0 | 0 | 0 | 0 | 0 | 0 | 0 | 0 | 0
F8_Residential_CZ1 - Single Family_Existing_Space Heating_Natural Gas_Boiler - Direct Fuel_Economic Potential | F8 | Residential | CZ1 - Single Family | Existing | Space Heating | Natural Gas | Boiler - Direct Fuel | Economic Potential | Avg. Replacement Demand (W) | 0 | 0 | 0 | 0 | 0 | 0 | 0 | 0 | 0 | 0 | 0 | 0 | 0 | 0 | 0 | 0 | 0 | 0 | 0 | 0 | 0 | 0 | 0 | 0 | 0 | 0 | 0 | 0 | 0 | 0
F1_Residential_CZ1 - Single Family_Existing_Secondary Heating_Natural Gas_Fireplace_Economic Potential | F1 | Residential | CZ1 - Single Family | Existing | Secondary Heating | Natural Gas | Fireplace | Economic Potential | Units | 0 | 0 | 0 | 0 | 0 | 0 | 0 | 0 | 0 | 0 | 0 | 0 | 0 | 0 | 0 | 0 | 0 | 0 | 0 | 0 | 0 | 0 | 0 | 0 | 0 | 0 | 0 | 0 | 0 | 0
F2_Residential_CZ1 - Single Family_Existing_Secondary Heating_Natural Gas_Fireplace_Economic Potential | F2 | Residential | CZ1 - Single Family | Existing | Secondary Heating | Natural Gas | Fireplace | Economic Potential | Usage (MMtherm) | 0 | 0 | 0 | 0 | 0 | 0 | 0 | 0 | 0 | 0 | 0 | 0 | 0 | 0 | 0 | 0 | 0 | 0 | 0 | 0 | 0 | 0 | 0 | 0 | 0 | 0 | 0 | 0 | 0 | 0
F3_Residential_CZ1 - Single Family_Existing_Secondary Heating_Natural Gas_Fireplace_Economic Potential | F3 | Residential | CZ1 - Single Family | Existing | Secondary Heating | Natural Gas | Fireplace | Economic Potential | Peak Demand (S) | 0 | 0 | 0 | 0 | 0 | 0 | 0 | 0 | 0 | 0 | 0 | 0 | 0 | 0 | 0 | 0 | 0 | 0 | 0 | 0 | 0 | 0 | 0 | 0 | 0 | 0 | 0 | 0 | 0 | 0
F4_Residential_CZ1 - Single Family_Existing_Secondary Heating_Natural Gas_Fireplace_Economic Potential | F4 | Residential | CZ1 - Single Family | Existing | Secondary Heating | Natural Gas | Fireplace | Economic Potential | Peak Demand (W) | 0 | 0 | 0 | 0 | 0 | 0 | 0 | 0 | 0 | 0 | 0 | 0 | 0 | 0 | 0 | 0 | 0 | 0 | 0 | 0 | 0 | 0 | 0 | 0 | 0 | 0 | 0 | 0 | 0 | 0
F5_Residential_CZ1 - Single Family_Existing_Secondary Heating_Natural Gas_Fireplace_Economic Potential | F5 | Residential | CZ1 - Single Family | Existing | Secondary Heating | Natural Gas | Fireplace | Economic Potential | Turnover | 0 | 0 | 0 | 0 | 0 | 0 | 0 | 0 | 0 | 0 | 0 | 0 | 0 | 0 | 0 | 0 | 0 | 0 | 0 | 0 | 0 | 0 | 0 | 0 | 0 | 0 | 0 | 0 | 0 | 0
F6_Residential_CZ1 - Single Family_Existing_Secondary Heating_Natural Gas_Fireplace_Economic Potential | F6 | Residential | CZ1 - Single Family | Existing | Secondary Heating | Natural Gas | Fireplace | Economic Potential | Avg. Replacement Usage | 0 | 0 | 0 | 0 | 0 | 0 | 0 | 0 | 0 | 0 | 0 | 0 | 0 | 0 | 0 | 0 | 0 | 0 | 0 | 0 | 0 | 0 | 0 | 0 | 0 | 0 | 0 | 0 | 0 | 0
F7_Residential_CZ1 - Single Family_Existing_Secondary Heating_Natural Gas_Fireplace_Economic Potential | F7 | Residential | CZ1 - Single Family | Existing | Secondary Heating | Natural Gas | Fireplace | Economic Potential | Avg. Replacement Demand (S) | 0 | 0 | 0 | 0 | 0 | 0 | 0 | 0 | 0 | 0 | 0 | 0 | 0 | 0 | 0 | 0 | 0 | 0 | 0 | 0 | 0 | 0 | 0 | 0 | 0 | 0 | 0 | 0 | 0 | 0
F8_Residential_CZ1 - Single Family_Existing_Secondary Heating_Natural Gas_Fireplace_Economic Potential | F8 | Residential | CZ1 - Single Family | Existing | Secondary Heating | Natural Gas | Fireplace | Economic Potential | Avg. Replacement Demand (W) | 0 | 0 | 0 | 0 | 0 | 0 | 0 | 0 | 0 | 0 | 0 | 0 | 0 | 0 | 0 | 0 | 0 | 0 | 0 | 0 | 0 | 0 | 0 | 0 | 0 | 0 | 0 | 0 | 0 | 0
F1_Residential_CZ1 - Single Family_Existing_Water Heating_Natural Gas_Water Heater <= 55 gal._Economic Potential | F1 | Residential | CZ1 - Single Family | Existing | Water Heating | Natural Gas | Water Heater <= 55 gal. | Economic Potential | Units | 0 | 0 | 0 | 0 | 0 | 0 | 0 | 0 | 0 | 0 | 0 | 0 | 0 | 0 | 0 | 0 | 0 | 0 | 0 | 0 | 0 | 0 | 0 | 0 | 0 | 0 | 0 | 0 | 0 | 0
F2_Residential_CZ1 - Single Family_Existing_Water Heating_Natural Gas_Water Heater <= 55 gal._Economic Potential | F2 | Residential | CZ1 - Single Family | Existing | Water Heating | Natural Gas | Water Heater <= 55 gal. | Economic Potential | Usage (MMtherm) | 0 | 0 | 0 | 0 | 0 | 0 | 0 | 0 | 0 | 0 | 0 | 0 | 0 | 0 | 0 | 0 | 0 | 0 | 0 | 0 | 0 | 0 | 0 | 0 | 0 | 0 | 0 | 0 | 0 | 0
F3_Residential_CZ1 - Single Family_Existing_Water Heating_Natural Gas_Water Heater <= 55 gal._Economic Potential | F3 | Residential | CZ1 - Single Family | Existing | Water Heating | Natural Gas | Water Heater <= 55 gal. | Economic Potential | Peak Demand (S) | 0 | 0 | 0 | 0 | 0 | 0 | 0 | 0 | 0 | 0 | 0 | 0 | 0 | 0 | 0 | 0 | 0 | 0 | 0 | 0 | 0 | 0 | 0 | 0 | 0 | 0 | 0 | 0 | 0 | 0
F4_Residential_CZ1 - Single Family_Existing_Water Heating_Natural Gas_Water Heater <= 55 gal._Economic Potential | F4 | Residential | CZ1 - Single Family | Existing | Water Heating | Natural Gas | Water Heater <= 55 gal. | Economic Potential | Peak Demand (W) | 0 | 0 | 0 | 0 | 0 | 0 | 0 | 0 | 0 | 0 | 0 | 0 | 0 | 0 | 0 | 0 | 0 | 0 | 0 | 0 | 0 | 0 | 0 | 0 | 0 | 0 | 0 | 0 | 0 | 0
F5_Residential_CZ1 - Single Family_Existing_Water Heating_Natural Gas_Water Heater <= 55 gal._Economic Potential | F5 | Residential | CZ1 - Single Family | Existing | Water Heating | Natural Gas | Water Heater <= 55 gal. | Economic Potential | Turnover | 0 | 0 | 0 | 0 | 0 | 0 | 0 | 0 | 0 | 0 | 0 | 0 | 0 | 0 | 0 | 0 | 0 | 0 | 0 | 0 | 0 | 0 | 0 | 0 | 0 | 0 | 0 | 0 | 0 | 0
F6_Residential_CZ1 - Single Family_Existing_Water Heating_Natural Gas_Water Heater <= 55 gal._Economic Potential | F6 | Residential | CZ1 - Single Family | Existing | Water Heating | Natural Gas | Water Heater <= 55 gal. | Economic Potential | Avg. Replacement Usage | 0 | 0 | 0 | 0 | 0 | 0 | 0 | 0 | 0 | 0 | 0 | 0 | 0 | 0 | 0 | 0 | 0 | 0 | 0 | 0 | 0 | 0 | 0 | 0 | 0 | 0 | 0 | 0 | 0 | 0
F7_Residential_CZ1 - Single Family_Existing_Water Heating_Natural Gas_Water Heater <= 55 gal._Economic Potential | F7 | Residential | CZ1 - Single Family | Existing | Water Heating | Natural Gas | Water Heater <= 55 gal. | Economic Potential | Avg. Replacement Demand (S) | 0 | 0 | 0 | 0 | 0 | 0 | 0 | 0 | 0 | 0 | 0 | 0 | 0 | 0 | 0 | 0 | 0 | 0 | 0 | 0 | 0 | 0 | 0 | 0 | 0 | 0 | 0 | 0 | 0 | 0
F8_Residential_CZ1 - Single Family_Existing_Water Heating_Natural Gas_Water Heater <= 55 gal._Economic Potential | F8 | Residential | CZ1 - Single Family | Existing | Water Heating | Natural Gas | Water Heater <= 55 gal. | Economic Potential | Avg. Replacement Demand (W) | 0 | 0 | 0 | 0 | 0 | 0 | 0 | 0 | 0 | 0 | 0 | 0 | 0 | 0 | 0 | 0 | 0 | 0 | 0 | 0 | 0 | 0 | 0 | 0 | 0 | 0 | 0 | 0 | 0 | 0
F1_Residential_CZ1 - Single Family_Existing_Water Heating_Natural Gas_Water Heater > 55 gal._Economic Potential | F1 | Residential | CZ1 - Single Family | Existing | Water Heating | Natural Gas | Water Heater > 55 gal. | Economic Potential | Units | 0 | 0 | 0 | 0 | 0 | 0 | 0 | 0 | 0 | 0 | 0 | 0 | 0 | 0 | 0 | 0 | 0 | 0 | 0 | 0 | 0 | 0 | 0 | 0 | 0 | 0 | 0 | 0 | 0 | 0
F2_Residential_CZ1 - Single Family_Existing_Water Heating_Natural Gas_Water Heater > 55 gal._Economic Potential | F2 | Residential | CZ1 - Single Family | Existing | Water Heating | Natural Gas | Water Heater > 55 gal. | Economic Potential | Usage (MMtherm) | 0 | 0 | 0 | 0 | 0 | 0 | 0 | 0 | 0 | 0 | 0 | 0 | 0 | 0 | 0 | 0 | 0 | 0 | 0 | 0 | 0 | 0 | 0 | 0 | 0 | 0 | 0 | 0 | 0 | 0
F3_Residential_CZ1 - Single Family_Existing_Water Heating_Natural Gas_Water Heater > 55 gal._Economic Potential | F3 | Residential | CZ1 - Single Family | Existing | Water Heating | Natural Gas | Water Heater > 55 gal. | Economic Potential | Peak Demand (S) | 0 | 0 | 0 | 0 | 0 | 0 | 0 | 0 | 0 | 0 | 0 | 0 | 0 | 0 | 0 | 0 | 0 | 0 | 0 | 0 | 0 | 0 | 0 | 0 | 0 | 0 | 0 | 0 | 0 | 0
F4_Residential_CZ1 - Single Family_Existing_Water Heating_Natural Gas_Water Heater > 55 gal._Economic Potential | F4 | Residential | CZ1 - Single Family | Existing | Water Heating | Natural Gas | Water Heater > 55 gal. | Economic Potential | Peak Demand (W) | 0 | 0 | 0 | 0 | 0 | 0 | 0 | 0 | 0 | 0 | 0 | 0 | 0 | 0 | 0 | 0 | 0 | 0 | 0 | 0 | 0 | 0 | 0 | 0 | 0 | 0 | 0 | 0 | 0 | 0
F5_Residential_CZ1 - Single Family_Existing_Water Heating_Natural Gas_Water Heater > 55 gal._Economic Potential | F5 | Residential | CZ1 - Single Family | Existing | Water Heating | Natural Gas | Water Heater > 55 gal. | Economic Potential | Turnover | 0 | 0 | 0 | 0 | 0 | 0 | 0 | 0 | 0 | 0 | 0 | 0 | 0 | 0 | 0 | 0 | 0 | 0 | 0 | 0 | 0 | 0 | 0 | 0 | 0 | 0 | 0 | 0 | 0 | 0
F6_Residential_CZ1 - Single Family_Existing_Water Heating_Natural Gas_Water Heater > 55 gal._Economic Potential | F6 | Residential | CZ1 - Single Family | Existing | Water Heating | Natural Gas | Water Heater > 55 gal. | Economic Potential | Avg. Replacement Usage | 0 | 0 | 0 | 0 | 0 | 0 | 0 | 0 | 0 | 0 | 0 | 0 | 0 | 0 | 0 | 0 | 0 | 0 | 0 | 0 | 0 | 0 | 0 | 0 | 0 | 0 | 0 | 0 | 0 | 0
F7_Residential_CZ1 - Single Family_Existing_Water Heating_Natural Gas_Water Heater > 55 gal._Economic Potential | F7 | Residential | CZ1 - Single Family | Existing | Water Heating | Natural Gas | Water Heater > 55 gal. | Economic Potential | Avg. Replacement Demand (S) | 0 | 0 | 0 | 0 | 0 | 0 | 0 | 0 | 0 | 0 | 0 | 0 | 0 | 0 | 0 | 0 | 0 | 0 | 0 | 0 | 0 | 0 | 0 | 0 | 0 | 0 | 0 | 0 | 0 | 0
F8_Residential_CZ1 - Single Family_Existing_Water Heating_Natural Gas_Water Heater > 55 gal._Economic Potential | F8 | Residential | CZ1 - Single Family | Existing | Water Heating | Natural Gas | Water Heater > 55 gal. | Economic Potential | Avg. Replacement Demand (W) | 0 | 0 | 0 | 0 | 0 | 0 | 0 | 0 | 0 | 0 | 0 | 0 | 0 | 0 | 0 | 0 | 0 | 0 | 0 | 0 | 0 | 0 | 0 | 0 | 0 | 0 | 0 | 0 | 0 | 0
F1_Residential_CZ1 - Single Family_Existing_Appliances_Natural Gas_Clothes Dryer_Economic Potential | F1 | Residential | CZ1 - Single Family | Existing | Appliances | Natural Gas | Clothes Dryer | Economic Potential | Units | 0 | 0 | 0 | 0 | 0 | 0 | 0 | 0 | 0 | 0 | 0 | 0 | 0 | 0 | 0 | 0 | 0 | 0 | 0 | 0 | 0 | 0 | 0 | 0 | 0 | 0 | 0 | 0 | 0 | 0
F2_Residential_CZ1 - Single Family_Existing_Appliances_Natural Gas_Clothes Dryer_Economic Potential | F2 | Residential | CZ1 - Single Family | Existing | Appliances | Natural Gas | Clothes Dryer | Economic Potential | Usage (MMtherm) | 0 | 0 | 0 | 0 | 0 | 0 | 0 | 0 | 0 | 0 | 0 | 0 | 0 | 0 | 0 | 0 | 0 | 0 | 0 | 0 | 0 | 0 | 0 | 0 | 0 | 0 | 0 | 0 | 0 | 0
F3_Residential_CZ1 - Single Family_Existing_Appliances_Natural Gas_Clothes Dryer_Economic Potential | F3 | Residential | CZ1 - Single Family | Existing | Appliances | Natural Gas | Clothes Dryer | Economic Potential | Peak Demand (S) | 0 | 0 | 0 | 0 | 0 | 0 | 0 | 0 | 0 | 0 | 0 | 0 | 0 | 0 | 0 | 0 | 0 | 0 | 0 | 0 | 0 | 0 | 0 | 0 | 0 | 0 | 0 | 0 | 0 | 0
F4_Residential_CZ1 - Single Family_Existing_Appliances_Natural Gas_Clothes Dryer_Economic Potential | F4 | Residential | CZ1 - Single Family | Existing | Appliances | Natural Gas | Clothes Dryer | Economic Potential | Peak Demand (W) | 0 | 0 | 0 | 0 | 0 | 0 | 0 | 0 | 0 | 0 | 0 | 0 | 0 | 0 | 0 | 0 | 0 | 0 | 0 | 0 | 0 | 0 | 0 | 0 | 0 | 0 | 0 | 0 | 0 | 0
F5_Residential_CZ1 - Single Family_Existing_Appliances_Natural Gas_Clothes Dryer_Economic Potential | F5 | Residential | CZ1 - Single Family | Existing | Appliances | Natural Gas | Clothes Dryer | Economic Potential | Turnover | 0 | 0 | 0 | 0 | 0 | 0 | 0 | 0 | 0 | 0 | 0 | 0 | 0 | 0 | 0 | 0 | 0 | 0 | 0 | 0 | 0 | 0 | 0 | 0 | 0 | 0 | 0 | 0 | 0 | 0
F6_Residential_CZ1 - Single Family_Existing_Appliances_Natural Gas_Clothes Dryer_Economic Potential | F6 | Residential | CZ1 - Single Family | Existing | Appliances | Natural Gas | Clothes Dryer | Economic Potential | Avg. Replacement Usage | 0 | 0 | 0 | 0 | 0 | 0 | 0 | 0 | 0 | 0 | 0 | 0 | 0 | 0 | 0 | 0 | 0 | 0 | 0 | 0 | 0 | 0 | 0 | 0 | 0 | 0 | 0 | 0 | 0 | 0
F7_Residential_CZ1 - Single Family_Existing_Appliances_Natural Gas_Clothes Dryer_Economic Potential | F7 | Residential | CZ1 - Single Family | Existing | Appliances | Natural Gas | Clothes Dryer | Economic Potential | Avg. Replacement Demand (S) | 0 | 0 | 0 | 0 | 0 | 0 | 0 | 0 | 0 | 0 | 0 | 0 | 0 | 0 | 0 | 0 | 0 | 0 | 0 | 0 | 0 | 0 | 0 | 0 | 0 | 0 | 0 | 0 | 0 | 0
F8_Residential_CZ1 - Single Family_Existing_Appliances_Natural Gas_Clothes Dryer_Economic Potential | F8 | Residential | CZ1 - Single Family | Existing | Appliances | Natural Gas | Clothes Dryer | Economic Potential | Avg. Replacement Demand (W) | 0 | 0 | 0 | 0 | 0 | 0 | 0 | 0 | 0 | 0 | 0 | 0 | 0 | 0 | 0 | 0 | 0 | 0 | 0 | 0 | 0 | 0 | 0 | 0 | 0 | 0 | 0 | 0 | 0 | 0
F1_Residential_CZ1 - Single Family_Existing_Appliances_Natural Gas_Stove/Oven_Economic Potential | F1 | Residential | CZ1 - Single Family | Existing | Appliances | Natural Gas | Stove/Oven | Economic Potential | Units | 0 | 0 | 0 | 0 | 0 | 0 | 0 | 0 | 0 | 0 | 0 | 0 | 0 | 0 | 0 | 0 | 0 | 0 | 0 | 0 | 0 | 0 | 0 | 0 | 0 | 0 | 0 | 0 | 0 | 0
F2_Residential_CZ1 - Single Family_Existing_Appliances_Natural Gas_Stove/Oven_Economic Potential | F2 | Residential | CZ1 - Single Family | Existing | Appliances | Natural Gas | Stove/Oven | Economic Potential | Usage (MMtherm) | 0 | 0 | 0 | 0 | 0 | 0 | 0 | 0 | 0 | 0 | 0 | 0 | 0 | 0 | 0 | 0 | 0 | 0 | 0 | 0 | 0 | 0 | 0 | 0 | 0 | 0 | 0 | 0 | 0 | 0
F3_Residential_CZ1 - Single Family_Existing_Appliances_Natural Gas_Stove/Oven_Economic Potential | F3 | Residential | CZ1 - Single Family | Existing | Appliances | Natural Gas | Stove/Oven | Economic Potential | Peak Demand (S) | 0 | 0 | 0 | 0 | 0 | 0 | 0 | 0 | 0 | 0 | 0 | 0 | 0 | 0 | 0 | 0 | 0 | 0 | 0 | 0 | 0 | 0 | 0 | 0 | 0 | 0 | 0 | 0 | 0 | 0
F4_Residential_CZ1 - Single Family_Existing_Appliances_Natural Gas_Stove/Oven_Economic Potential | F4 | Residential | CZ1 - Single Family | Existing | Appliances | Natural Gas | Stove/Oven | Economic Potential | Peak Demand (W) | 0 | 0 | 0 | 0 | 0 | 0 | 0 | 0 | 0 | 0 | 0 | 0 | 0 | 0 | 0 | 0 | 0 | 0 | 0 | 0 | 0 | 0 | 0 | 0 | 0 | 0 | 0 | 0 | 0 | 0
F5_Residential_CZ1 - Single Family_Existing_Appliances_Natural Gas_Stove/Oven_Economic Potential | F5 | Residential | CZ1 - Single Family | Existing | Appliances | Natural Gas | Stove/Oven | Economic Potential | Turnover | 0 | 0 | 0 | 0 | 0 | 0 | 0 | 0 | 0 | 0 | 0 | 0 | 0 | 0 | 0 | 0 | 0 | 0 | 0 | 0 | 0 | 0 | 0 | 0 | 0 | 0 | 0 | 0 | 0 | 0
F6_Residential_CZ1 - Single Family_Existing_Appliances_Natural Gas_Stove/Oven_Economic Potential | F6 | Residential | CZ1 - Single Family | Existing | Appliances | Natural Gas | Stove/Oven | Economic Potential | Avg. Replacement Usage | 0 | 0 | 0 | 0 | 0 | 0 | 0 | 0 | 0 | 0 | 0 | 0 | 0 | 0 | 0 | 0 | 0 | 0 | 0 | 0 | 0 | 0 | 0 | 0 | 0 | 0 | 0 | 0 | 0 | 0
F7_Residential_CZ1 - Single Family_Existing_Appliances_Natural Gas_Stove/Oven_Economic Potential | F7 | Residential | CZ1 - Single Family | Existing | Appliances | Natural Gas | Stove/Oven | Economic Potential | Avg. Replacement Demand (S) | 0 | 0 | 0 | 0 | 0 | 0 | 0 | 0 | 0 | 0 | 0 | 0 | 0 | 0 | 0 | 0 | 0 | 0 | 0 | 0 | 0 | 0 | 0 | 0 | 0 | 0 | 0 | 0 | 0 | 0
F8_Residential_CZ1 - Single Family_Existing_Appliances_Natural Gas_Stove/Oven_Economic Potential | F8 | Residential | CZ1 - Single Family | Existing | Appliances | Natural Gas | Stove/Oven | Economic Potential | Avg. Replacement Demand (W) | 0 | 0 | 0 | 0 | 0 | 0 | 0 | 0 | 0 | 0 | 0 | 0 | 0 | 0 | 0 | 0 | 0 | 0 | 0 | 0 | 0 | 0 | 0 | 0 | 0 | 0 | 0 | 0 | 0 | 0
F1_Residential_CZ1 - Single Family_Existing_Miscellaneous_Natural Gas_Pool Heater_Economic Potential | F1 | Residential | CZ1 - Single Family | Existing | Miscellaneous | Natural Gas | Pool Heater | Economic Potential | Units | 0 | 0 | 0 | 0 | 0 | 0 | 0 | 0 | 0 | 0 | 0 | 0 | 0 | 0 | 0 | 0 | 0 | 0 | 0 | 0 | 0 | 0 | 0 | 0 | 0 | 0 | 0 | 0 | 0 | 0
F2_Residential_CZ1 - Single Family_Existing_Miscellaneous_Natural Gas_Pool Heater_Economic Potential | F2 | Residential | CZ1 - Single Family | Existing | Miscellaneous | Natural Gas | Pool Heater | Economic Potential | Usage (MMtherm) | 0 | 0 | 0 | 0 | 0 | 0 | 0 | 0 | 0 | 0 | 0 | 0 | 0 | 0 | 0 | 0 | 0 | 0 | 0 | 0 | 0 | 0 | 0 | 0 | 0 | 0 | 0 | 0 | 0 | 0
F3_Residential_CZ1 - Single Family_Existing_Miscellaneous_Natural Gas_Pool Heater_Economic Potential | F3 | Residential | CZ1 - Single Family | Existing | Miscellaneous | Natural Gas | Pool Heater | Economic Potential | Peak Demand (S) | 0 | 0 | 0 | 0 | 0 | 0 | 0 | 0 | 0 | 0 | 0 | 0 | 0 | 0 | 0 | 0 | 0 | 0 | 0 | 0 | 0 | 0 | 0 | 0 | 0 | 0 | 0 | 0 | 0 | 0
F4_Residential_CZ1 - Single Family_Existing_Miscellaneous_Natural Gas_Pool Heater_Economic Potential | F4 | Residential | CZ1 - Single Family | Existing | Miscellaneous | Natural Gas | Pool Heater | Economic Potential | Peak Demand (W) | 0 | 0 | 0 | 0 | 0 | 0 | 0 | 0 | 0 | 0 | 0 | 0 | 0 | 0 | 0 | 0 | 0 | 0 | 0 | 0 | 0 | 0 | 0 | 0 | 0 | 0 | 0 | 0 | 0 | 0
F5_Residential_CZ1 - Single Family_Existing_Miscellaneous_Natural Gas_Pool Heater_Economic Potential | F5 | Residential | CZ1 - Single Family | Existing | Miscellaneous | Natural Gas | Pool Heater | Economic Potential | Turnover | 0 | 0 | 0 | 0 | 0 | 0 | 0 | 0 | 0 | 0 | 0 | 0 | 0 | 0 | 0 | 0 | 0 | 0 | 0 | 0 | 0 | 0 | 0 | 0 | 0 | 0 | 0 | 0 | 0 | 0
F6_Residential_CZ1 - Single Family_Existing_Miscellaneous_Natural Gas_Pool Heater_Economic Potential | F6 | Residential | CZ1 - Single Family | Existing | Miscellaneous | Natural Gas | Pool Heater | Economic Potential | Avg. Replacement Usage | 0 | 0 | 0 | 0 | 0 | 0 | 0 | 0 | 0 | 0 | 0 | 0 | 0 | 0 | 0 | 0 | 0 | 0 | 0 | 0 | 0 | 0 | 0 | 0 | 0 | 0 | 0 | 0 | 0 | 0
F7_Residential_CZ1 - Single Family_Existing_Miscellaneous_Natural Gas_Pool Heater_Economic Potential | F7 | Residential | CZ1 - Single Family | Existing | Miscellaneous | Natural Gas | Pool Heater | Economic Potential | Avg. Replacement Demand (S) | 0 | 0 | 0 | 0 | 0 | 0 | 0 | 0 | 0 | 0 | 0 | 0 | 0 | 0 | 0 | 0 | 0 | 0 | 0 | 0 | 0 | 0 | 0 | 0 | 0 | 0 | 0 | 0 | 0 | 0
F8_Residential_CZ1 - Single Family_Existing_Miscellaneous_Natural Gas_Pool Heater_Economic Potential | F8 | Residential | CZ1 - Single Family | Existing | Miscellaneous | Natural Gas | Pool Heater | Economic Potential | Avg. Replacement Demand (W) | 0 | 0 | 0 | 0 | 0 | 0 | 0 | 0 | 0 | 0 | 0 | 0 | 0 | 0 | 0 | 0 | 0 | 0 | 0 | 0 | 0 | 0 | 0 | 0 | 0 | 0 | 0 | 0 | 0 | 0
F1_Residential_CZ1 - Single Family_Existing_Miscellaneous_Natural Gas_Miscellaneous_Economic Potential | F1 | Residential | CZ1 - Single Family | Existing | Miscellaneous | Natural Gas | Miscellaneous | Economic Potential | Units | 0 | 0 | 0 | 0 | 0 | 0 | 0 | 0 | 0 | 0 | 0 | 0 | 0 | 0 | 0 | 0 | 0 | 0 | 0 | 0 | 0 | 0 | 0 | 0 | 0 | 0 | 0 | 0 | 0 | 0
F2_Residential_CZ1 - Single Family_Existing_Miscellaneous_Natural Gas_Miscellaneous_Economic Potential | F2 | Residential | CZ1 - Single Family | Existing | Miscellaneous | Natural Gas | Miscellaneous | Economic Potential | Usage (MMtherm) | 0 | 0 | 0 | 0 | 0 | 0 | 0 | 0 | 0 | 0 | 0 | 0 | 0 | 0 | 0 | 0 | 0 | 0 | 0 | 0 | 0 | 0 | 0 | 0 | 0 | 0 | 0 | 0 | 0 | 0
F3_Residential_CZ1 - Single Family_Existing_Miscellaneous_Natural Gas_Miscellaneous_Economic Potential | F3 | Residential | CZ1 - Single Family | Existing | Miscellaneous | Natural Gas | Miscellaneous | Economic Potential | Peak Demand (S) | 0 | 0 | 0 | 0 | 0 | 0 | 0 | 0 | 0 | 0 | 0 | 0 | 0 | 0 | 0 | 0 | 0 | 0 | 0 | 0 | 0 | 0 | 0 | 0 | 0 | 0 | 0 | 0 | 0 | 0
F4_Residential_CZ1 - Single Family_Existing_Miscellaneous_Natural Gas_Miscellaneous_Economic Potential | F4 | Residential | CZ1 - Single Family | Existing | Miscellaneous | Natural Gas | Miscellaneous | Economic Potential | Peak Demand (W) | 0 | 0 | 0 | 0 | 0 | 0 | 0 | 0 | 0 | 0 | 0 | 0 | 0 | 0 | 0 | 0 | 0 | 0 | 0 | 0 | 0 | 0 | 0 | 0 | 0 | 0 | 0 | 0 | 0 | 0
F5_Residential_CZ1 - Single Family_Existing_Miscellaneous_Natural Gas_Miscellaneous_Economic Potential | F5 | Residential | CZ1 - Single Family | Existing | Miscellaneous | Natural Gas | Miscellaneous | Economic Potential | Turnover | 0 | 0 | 0 | 0 | 0 | 0 | 0 | 0 | 0 | 0 | 0 | 0 | 0 | 0 | 0 | 0 | 0 | 0 | 0 | 0 | 0 | 0 | 0 | 0 | 0 | 0 | 0 | 0 | 0 | 0
F6_Residential_CZ1 - Single Family_Existing_Miscellaneous_Natural Gas_Miscellaneous_Economic Potential | F6 | Residential | CZ1 - Single Family | Existing | Miscellaneous | Natural Gas | Miscellaneous | Economic Potential | Avg. Replacement Usage | 0 | 0 | 0 | 0 | 0 | 0 | 0 | 0 | 0 | 0 | 0 | 0 | 0 | 0 | 0 | 0 | 0 | 0 | 0 | 0 | 0 | 0 | 0 | 0 | 0 | 0 | 0 | 0 | 0 | 0
F7_Residential_CZ1 - Single Family_Existing_Miscellaneous_Natural Gas_Miscellaneous_Economic Potential | F7 | Residential | CZ1 - Single Family | Existing | Miscellaneous | Natural Gas | Miscellaneous | Economic Potential | Avg. Replacement Demand (S) | 0 | 0 | 0 | 0 | 0 | 0 | 0 | 0 | 0 | 0 | 0 | 0 | 0 | 0 | 0 | 0 | 0 | 0 | 0 | 0 | 0 | 0 | 0 | 0 | 0 | 0 | 0 | 0 | 0 | 0
F8_Residential_CZ1 - Single Family_Existing_Miscellaneous_Natural Gas_Miscellaneous_Economic Potential | F8 | Residential | CZ1 - Single Family | Existing | Miscellaneous | Natural Gas | Miscellaneous | Economic Potential | Avg. Replacement Demand (W) | 0 | 0 | 0 | 0 | 0 | 0 | 0 | 0 | 0 | 0 | 0 | 0 | 0 | 0 | 0 | 0 | 0 | 0 | 0 | 0 | 0 | 0 | 0 | 0 | 0 | 0 | 0 | 0 | 0 | 0
F1_Residential_CZ1 - Single Family_New_Space Heating_Natural Gas_Furnace - Direct Fuel_Economic Potential | F1 | Residential | CZ1 - Single Family | New | Space Heating | Natural Gas | Furnace - Direct Fuel | Economic Potential | Units | 0 | 0 | 0 | 0 | 0 | 0 | 0 | 0 | 0 | 0 | 0 | 0 | 0 | 0 | 0 | 0 | 0 | 0 | 0 | 0 | 0 | 0 | 0 | 0 | 0 | 0 | 0 | 0 | 0 | 0
F2_Residential_CZ1 - Single Family_New_Space Heating_Natural Gas_Furnace - Direct Fuel_Economic Potential | F2 | Residential | CZ1 - Single Family | New | Space Heating | Natural Gas | Furnace - Direct Fuel | Economic Potential | Usage (MMtherm) | 0 | 0 | 0 | 0 | 0 | 0 | 0 | 0 | 0 | 0 | 0 | 0 | 0 | 0 | 0 | 0 | 0 | 0 | 0 | 0 | 0 | 0 | 0 | 0 | 0 | 0 | 0 | 0 | 0 | 0
F3_Residential_CZ1 - Single Family_New_Space Heating_Natural Gas_Furnace - Direct Fuel_Economic Potential | F3 | Residential | CZ1 - Single Family | New | Space Heating | Natural Gas | Furnace - Direct Fuel | Economic Potential | Peak Demand (S) | 0 | 0 | 0 | 0 | 0 | 0 | 0 | 0 | 0 | 0 | 0 | 0 | 0 | 0 | 0 | 0 | 0 | 0 | 0 | 0 | 0 | 0 | 0 | 0 | 0 | 0 | 0 | 0 | 0 | 0
F4_Residential_CZ1 - Single Family_New_Space Heating_Natural Gas_Furnace - Direct Fuel_Economic Potential | F4 | Residential | CZ1 - Single Family | New | Space Heating | Natural Gas | Furnace - Direct Fuel | Economic Potential | Peak Demand (W) | 0 | 0 | 0 | 0 | 0 | 0 | 0 | 0 | 0 | 0 | 0 | 0 | 0 | 0 | 0 | 0 | 0 | 0 | 0 | 0 | 0 | 0 | 0 | 0 | 0 | 0 | 0 | 0 | 0 | 0
F5_Residential_CZ1 - Single Family_New_Space Heating_Natural Gas_Furnace - Direct Fuel_Economic Potential | F5 | Residential | CZ1 - Single Family | New | Space Heating | Natural Gas | Furnace - Direct Fuel | Economic Potential | Turnover | 0 | 0 | 0 | 0 | 0 | 0 | 0 | 0 | 0 | 0 | 0 | 0 | 0 | 0 | 0 | 0 | 0 | 0 | 0 | 0 | 0 | 0 | 0 | 0 | 0 | 0 | 0 | 0 | 0 | 0
F6_Residential_CZ1 - Single Family_New_Space Heating_Natural Gas_Furnace - Direct Fuel_Economic Potential | F6 | Residential | CZ1 - Single Family | New | Space Heating | Natural Gas | Furnace - Direct Fuel | Economic Potential | Avg. Replacement Usage | 0 | 0 | 0 | 0 | 0 | 0 | 0 | 0 | 0 | 0 | 0 | 0 | 0 | 0 | 0 | 0 | 0 | 0 | 0 | 0 | 0 | 0 | 0 | 0 | 0 | 0 | 0 | 0 | 0 | 0
F7_Residential_CZ1 - Single Family_New_Space Heating_Natural Gas_Furnace - Direct Fuel_Economic Potential | F7 | Residential | CZ1 - Single Family | New | Space Heating | Natural Gas | Furnace - Direct Fuel | Economic Potential | Avg. Replacement Demand (S) | 0 | 0 | 0 | 0 | 0 | 0 | 0 | 0 | 0 | 0 | 0 | 0 | 0 | 0 | 0 | 0 | 0 | 0 | 0 | 0 | 0 | 0 | 0 | 0 | 0 | 0 | 0 | 0 | 0 | 0
F8_Residential_CZ1 - Single Family_New_Space Heating_Natural Gas_Furnace - Direct Fuel_Economic Potential | F8 | Residential | CZ1 - Single Family | New | Space Heating | Natural Gas | Furnace - Direct Fuel | Economic Potential | Avg. Replacement Demand (W) | 0 | 0 | 0 | 0 | 0 | 0 | 0 | 0 | 0 | 0 | 0 | 0 | 0 | 0 | 0 | 0 | 0 | 0 | 0 | 0 | 0 | 0 | 0 | 0 | 0 | 0 | 0 | 0 | 0 | 0
F1_Residential_CZ1 - Single Family_New_Space Heating_Natural Gas_Boiler - Direct Fuel_Economic Potential | F1 | Residential | CZ1 - Single Family | New | Space Heating | Natural Gas | Boiler - Direct Fuel | Economic Potential | Units | 0 | 0 | 0 | 0 | 0 | 0 | 0 | 0 | 0 | 0 | 0 | 0 | 0 | 0 | 0 | 0 | 0 | 0 | 0 | 0 | 0 | 0 | 0 | 0 | 0 | 0 | 0 | 0 | 0 | 0
F2_Residential_CZ1 - Single Family_New_Space Heating_Natural Gas_Boiler - Direct Fuel_Economic Potential | F2 | Residential | CZ1 - Single Family | New | Space Heating | Natural Gas | Boiler - Direct Fuel | Economic Potential | Usage (MMtherm) | 0 | 0 | 0 | 0 | 0 | 0 | 0 | 0 | 0 | 0 | 0 | 0 | 0 | 0 | 0 | 0 | 0 | 0 | 0 | 0 | 0 | 0 | 0 | 0 | 0 | 0 | 0 | 0 | 0 | 0
F3_Residential_CZ1 - Single Family_New_Space Heating_Natural Gas_Boiler - Direct Fuel_Economic Potential | F3 | Residential | CZ1 - Single Family | New | Space Heating | Natural Gas | Boiler - Direct Fuel | Economic Potential | Peak Demand (S) | 0 | 0 | 0 | 0 | 0 | 0 | 0 | 0 | 0 | 0 | 0 | 0 | 0 | 0 | 0 | 0 | 0 | 0 | 0 | 0 | 0 | 0 | 0 | 0 | 0 | 0 | 0 | 0 | 0 | 0
F4_Residential_CZ1 - Single Family_New_Space Heating_Natural Gas_Boiler - Direct Fuel_Economic Potential | F4 | Residential | CZ1 - Single Family | New | Space Heating | Natural Gas | Boiler - Direct Fuel | Economic Potential | Peak Demand (W) | 0 | 0 | 0 | 0 | 0 | 0 | 0 | 0 | 0 | 0 | 0 | 0 | 0 | 0 | 0 | 0 | 0 | 0 | 0 | 0 | 0 | 0 | 0 | 0 | 0 | 0 | 0 | 0 | 0 | 0
F5_Residential_CZ1 - Single Family_New_Space Heating_Natural Gas_Boiler - Direct Fuel_Economic Potential | F5 | Residential | CZ1 - Single Family | New | Space Heating | Natural Gas | Boiler - Direct Fuel | Economic Potential | Turnover | 0 | 0 | 0 | 0 | 0 | 0 | 0 | 0 | 0 | 0 | 0 | 0 | 0 | 0 | 0 | 0 | 0 | 0 | 0 | 0 | 0 | 0 | 0 | 0 | 0 | 0 | 0 | 0 | 0 | 0
F6_Residential_CZ1 - Single Family_New_Space Heating_Natural Gas_Boiler - Direct Fuel_Economic Potential | F6 | Residential | CZ1 - Single Family | New | Space Heating | Natural Gas | Boiler - Direct Fuel | Economic Potential | Avg. Replacement Usage | 0 | 0 | 0 | 0 | 0 | 0 | 0 | 0 | 0 | 0 | 0 | 0 | 0 | 0 | 0 | 0 | 0 | 0 | 0 | 0 | 0 | 0 | 0 | 0 | 0 | 0 | 0 | 0 | 0 | 0
F7_Residential_CZ1 - Single Family_New_Space Heating_Natural Gas_Boiler - Direct Fuel_Economic Potential | F7 | Residential | CZ1 - Single Family | New | Space Heating | Natural Gas | Boiler - Direct Fuel | Economic Potential | Avg. Replacement Demand (S) | 0 | 0 | 0 | 0 | 0 | 0 | 0 | 0 | 0 | 0 | 0 | 0 | 0 | 0 | 0 | 0 | 0 | 0 | 0 | 0 | 0 | 0 | 0 | 0 | 0 | 0 | 0 | 0 | 0 | 0
F8_Residential_CZ1 - Single Family_New_Space Heating_Natural Gas_Boiler - Direct Fuel_Economic Potential | F8 | Residential | CZ1 - Single Family | New | Space Heating | Natural Gas | Boiler - Direct Fuel | Economic Potential | Avg. Replacement Demand (W) | 0 | 0 | 0 | 0 | 0 | 0 | 0 | 0 | 0 | 0 | 0 | 0 | 0 | 0 | 0 | 0 | 0 | 0 | 0 | 0 | 0 | 0 | 0 | 0 | 0 | 0 | 0 | 0 | 0 | 0
F1_Residential_CZ1 - Single Family_New_Secondary Heating_Natural Gas_Fireplace_Economic Potential | F1 | Residential | CZ1 - Single Family | New | Secondary Heating | Natural Gas | Fireplace | Economic Potential | Units | 0 | 0 | 0 | 0 | 0 | 0 | 0 | 0 | 0 | 0 | 0 | 0 | 0 | 0 | 0 | 0 | 0 | 0 | 0 | 0 | 0 | 0 | 0 | 0 | 0 | 0 | 0 | 0 | 0 | 0
F2_Residential_CZ1 - Single Family_New_Secondary Heating_Natural Gas_Fireplace_Economic Potential | F2 | Residential | CZ1 - Single Family | New | Secondary Heating | Natural Gas | Fireplace | Economic Potential | Usage (MMtherm) | 0 | 0 | 0 | 0 | 0 | 0 | 0 | 0 | 0 | 0 | 0 | 0 | 0 | 0 | 0 | 0 | 0 | 0 | 0 | 0 | 0 | 0 | 0 | 0 | 0 | 0 | 0 | 0 | 0 | 0
F3_Residential_CZ1 - Single Family_New_Secondary Heating_Natural Gas_Fireplace_Economic Potential | F3 | Residential | CZ1 - Single Family | New | Secondary Heating | Natural Gas | Fireplace | Economic Potential | Peak Demand (S) | 0 | 0 | 0 | 0 | 0 | 0 | 0 | 0 | 0 | 0 | 0 | 0 | 0 | 0 | 0 | 0 | 0 | 0 | 0 | 0 | 0 | 0 | 0 | 0 | 0 | 0 | 0 | 0 | 0 | 0
F4_Residential_CZ1 - Single Family_New_Secondary Heating_Natural Gas_Fireplace_Economic Potential | F4 | Residential | CZ1 - Single Family | New | Secondary Heating | Natural Gas | Fireplace | Economic Potential | Peak Demand (W) | 0 | 0 | 0 | 0 | 0 | 0 | 0 | 0 | 0 | 0 | 0 | 0 | 0 | 0 | 0 | 0 | 0 | 0 | 0 | 0 | 0 | 0 | 0 | 0 | 0 | 0 | 0 | 0 | 0 | 0
F5_Residential_CZ1 - Single Family_New_Secondary Heating_Natural Gas_Fireplace_Economic Potential | F5 | Residential | CZ1 - Single Family | New | Secondary Heating | Natural Gas | Fireplace | Economic Potential | Turnover | 0 | 0 | 0 | 0 | 0 | 0 | 0 | 0 | 0 | 0 | 0 | 0 | 0 | 0 | 0 | 0 | 0 | 0 | 0 | 0 | 0 | 0 | 0 | 0 | 0 | 0 | 0 | 0 | 0 | 0
F6_Residential_CZ1 - Single Family_New_Secondary Heating_Natural Gas_Fireplace_Economic Potential | F6 | Residential | CZ1 - Single Family | New | Secondary Heating | Natural Gas | Fireplace | Economic Potential | Avg. Replacement Usage | 0 | 0 | 0 | 0 | 0 | 0 | 0 | 0 | 0 | 0 | 0 | 0 | 0 | 0 | 0 | 0 | 0 | 0 | 0 | 0 | 0 | 0 | 0 | 0 | 0 | 0 | 0 | 0 | 0 | 0
F7_Residential_CZ1 - Single Family_New_Secondary Heating_Natural Gas_Fireplace_Economic Potential | F7 | Residential | CZ1 - Single Family | New | Secondary Heating | Natural Gas | Fireplace | Economic Potential | Avg. Replacement Demand (S) | 0 | 0 | 0 | 0 | 0 | 0 | 0 | 0 | 0 | 0 | 0 | 0 | 0 | 0 | 0 | 0 | 0 | 0 | 0 | 0 | 0 | 0 | 0 | 0 | 0 | 0 | 0 | 0 | 0 | 0
F8_Residential_CZ1 - Single Family_New_Secondary Heating_Natural Gas_Fireplace_Economic Potential | F8 | Residential | CZ1 - Single Family | New | Secondary Heating | Natural Gas | Fireplace | Economic Potential | Avg. Replacement Demand (W) | 0 | 0 | 0 | 0 | 0 | 0 | 0 | 0 | 0 | 0 | 0 | 0 | 0 | 0 | 0 | 0 | 0 | 0 | 0 | 0 | 0 | 0 | 0 | 0 | 0 | 0 | 0 | 0 | 0 | 0
F1_Residential_CZ1 - Single Family_New_Water Heating_Natural Gas_Water Heater <= 55 gal._Economic Potential | F1 | Residential | CZ1 - Single Family | New | Water Heating | Natural Gas | Water Heater <= 55 gal. | Economic Potential | Units | 0 | 0 | 0 | 0 | 0 | 0 | 0 | 0 | 0 | 0 | 0 | 0 | 0 | 0 | 0 | 0 | 0 | 0 | 0 | 0 | 0 | 0 | 0 | 0 | 0 | 0 | 0 | 0 | 0 | 0
F2_Residential_CZ1 - Single Family_New_Water Heating_Natural Gas_Water Heater <= 55 gal._Economic Potential | F2 | Residential | CZ1 - Single Family | New | Water Heating | Natural Gas | Water Heater <= 55 gal. | Economic Potential | Usage (MMtherm) | 0 | 0 | 0 | 0 | 0 | 0 | 0 | 0 | 0 | 0 | 0 | 0 | 0 | 0 | 0 | 0 | 0 | 0 | 0 | 0 | 0 | 0 | 0 | 0 | 0 | 0 | 0 | 0 | 0 | 0
F3_Residential_CZ1 - Single Family_New_Water Heating_Natural Gas_Water Heater <= 55 gal._Economic Potential | F3 | Residential | CZ1 - Single Family | New | Water Heating | Natural Gas | Water Heater <= 55 gal. | Economic Potential | Peak Demand (S) | 0 | 0 | 0 | 0 | 0 | 0 | 0 | 0 | 0 | 0 | 0 | 0 | 0 | 0 | 0 | 0 | 0 | 0 | 0 | 0 | 0 | 0 | 0 | 0 | 0 | 0 | 0 | 0 | 0 | 0
F4_Residential_CZ1 - Single Family_New_Water Heating_Natural Gas_Water Heater <= 55 gal._Economic Potential | F4 | Residential | CZ1 - Single Family | New | Water Heating | Natural Gas | Water Heater <= 55 gal. | Economic Potential | Peak Demand (W) | 0 | 0 | 0 | 0 | 0 | 0 | 0 | 0 | 0 | 0 | 0 | 0 | 0 | 0 | 0 | 0 | 0 | 0 | 0 | 0 | 0 | 0 | 0 | 0 | 0 | 0 | 0 | 0 | 0 | 0
F5_Residential_CZ1 - Single Family_New_Water Heating_Natural Gas_Water Heater <= 55 gal._Economic Potential | F5 | Residential | CZ1 - Single Family | New | Water Heating | Natural Gas | Water Heater <= 55 gal. | Economic Potential | Turnover | 0 | 0 | 0 | 0 | 0 | 0 | 0 | 0 | 0 | 0 | 0 | 0 | 0 | 0 | 0 | 0 | 0 | 0 | 0 | 0 | 0 | 0 | 0 | 0 | 0 | 0 | 0 | 0 | 0 | 0
F6_Residential_CZ1 - Single Family_New_Water Heating_Natural Gas_Water Heater <= 55 gal._Economic Potential | F6 | Residential | CZ1 - Single Family | New | Water Heating | Natural Gas | Water Heater <= 55 gal. | Economic Potential | Avg. Replacement Usage | 0 | 0 | 0 | 0 | 0 | 0 | 0 | 0 | 0 | 0 | 0 | 0 | 0 | 0 | 0 | 0 | 0 | 0 | 0 | 0 | 0 | 0 | 0 | 0 | 0 | 0 | 0 | 0 | 0 | 0
F7_Residential_CZ1 - Single Family_New_Water Heating_Natural Gas_Water Heater <= 55 gal._Economic Potential | F7 | Residential | CZ1 - Single Family | New | Water Heating | Natural Gas | Water Heater <= 55 gal. | Economic Potential | Avg. Replacement Demand (S) | 0 | 0 | 0 | 0 | 0 | 0 | 0 | 0 | 0 | 0 | 0 | 0 | 0 | 0 | 0 | 0 | 0 | 0 | 0 | 0 | 0 | 0 | 0 | 0 | 0 | 0 | 0 | 0 | 0 | 0
F8_Residential_CZ1 - Single Family_New_Water Heating_Natural Gas_Water Heater <= 55 gal._Economic Potential | F8 | Residential | CZ1 - Single Family | New | Water Heating | Natural Gas | Water Heater <= 55 gal. | Economic Potential | Avg. Replacement Demand (W) | 0 | 0 | 0 | 0 | 0 | 0 | 0 | 0 | 0 | 0 | 0 | 0 | 0 | 0 | 0 | 0 | 0 | 0 | 0 | 0 | 0 | 0 | 0 | 0 | 0 | 0 | 0 | 0 | 0 | 0
F1_Residential_CZ1 - Single Family_New_Water Heating_Natural Gas_Water Heater > 55 gal._Economic Potential | F1 | Residential | CZ1 - Single Family | New | Water Heating | Natural Gas | Water Heater > 55 gal. | Economic Potential | Units | 0 | 0 | 0 | 0 | 0 | 0 | 0 | 0 | 0 | 0 | 0 | 0 | 0 | 0 | 0 | 0 | 0 | 0 | 0 | 0 | 0 | 0 | 0 | 0 | 0 | 0 | 0 | 0 | 0 | 0
F2_Residential_CZ1 - Single Family_New_Water Heating_Natural Gas_Water Heater > 55 gal._Economic Potential | F2 | Residential | CZ1 - Single Family | New | Water Heating | Natural Gas | Water Heater > 55 gal. | Economic Potential | Usage (MMtherm) | 0 | 0 | 0 | 0 | 0 | 0 | 0 | 0 | 0 | 0 | 0 | 0 | 0 | 0 | 0 | 0 | 0 | 0 | 0 | 0 | 0 | 0 | 0 | 0 | 0 | 0 | 0 | 0 | 0 | 0
F3_Residential_CZ1 - Single Family_New_Water Heating_Natural Gas_Water Heater > 55 gal._Economic Potential | F3 | Residential | CZ1 - Single Family | New | Water Heating | Natural Gas | Water Heater > 55 gal. | Economic Potential | Peak Demand (S) | 0 | 0 | 0 | 0 | 0 | 0 | 0 | 0 | 0 | 0 | 0 | 0 | 0 | 0 | 0 | 0 | 0 | 0 | 0 | 0 | 0 | 0 | 0 | 0 | 0 | 0 | 0 | 0 | 0 | 0
F4_Residential_CZ1 - Single Family_New_Water Heating_Natural Gas_Water Heater > 55 gal._Economic Potential | F4 | Residential | CZ1 - Single Family | New | Water Heating | Natural Gas | Water Heater > 55 gal. | Economic Potential | Peak Demand (W) | 0 | 0 | 0 | 0 | 0 | 0 | 0 | 0 | 0 | 0 | 0 | 0 | 0 | 0 | 0 | 0 | 0 | 0 | 0 | 0 | 0 | 0 | 0 | 0 | 0 | 0 | 0 | 0 | 0 | 0
F5_Residential_CZ1 - Single Family_New_Water Heating_Natural Gas_Water Heater > 55 gal._Economic Potential | F5 | Residential | CZ1 - Single Family | New | Water Heating | Natural Gas | Water Heater > 55 gal. | Economic Potential | Turnover | 0 | 0 | 0 | 0 | 0 | 0 | 0 | 0 | 0 | 0 | 0 | 0 | 0 | 0 | 0 | 0 | 0 | 0 | 0 | 0 | 0 | 0 | 0 | 0 | 0 | 0 | 0 | 0 | 0 | 0
F6_Residential_CZ1 - Single Family_New_Water Heating_Natural Gas_Water Heater > 55 gal._Economic Potential | F6 | Residential | CZ1 - Single Family | New | Water Heating | Natural Gas | Water Heater > 55 gal. | Economic Potential | Avg. Replacement Usage | 0 | 0 | 0 | 0 | 0 | 0 | 0 | 0 | 0 | 0 | 0 | 0 | 0 | 0 | 0 | 0 | 0 | 0 | 0 | 0 | 0 | 0 | 0 | 0 | 0 | 0 | 0 | 0 | 0 | 0
F7_Residential_CZ1 - Single Family_New_Water Heating_Natural Gas_Water Heater > 55 gal._Economic Potential | F7 | Residential | CZ1 - Single Family | New | Water Heating | Natural Gas | Water Heater > 55 gal. | Economic Potential | Avg. Replacement Demand (S) | 0 | 0 | 0 | 0 | 0 | 0 | 0 | 0 | 0 | 0 | 0 | 0 | 0 | 0 | 0 | 0 | 0 | 0 | 0 | 0 | 0 | 0 | 0 | 0 | 0 | 0 | 0 | 0 | 0 | 0
F8_Residential_CZ1 - Single Family_New_Water Heating_Natural Gas_Water Heater > 55 gal._Economic Potential | F8 | Residential | CZ1 - Single Family | New | Water Heating | Natural Gas | Water Heater > 55 gal. | Economic Potential | Avg. Replacement Demand (W) | 0 | 0 | 0 | 0 | 0 | 0 | 0 | 0 | 0 | 0 | 0 | 0 | 0 | 0 | 0 | 0 | 0 | 0 | 0 | 0 | 0 | 0 | 0 | 0 | 0 | 0 | 0 | 0 | 0 | 0
F1_Residential_CZ1 - Single Family_New_Appliances_Natural Gas_Clothes Dryer_Economic Potential | F1 | Residential | CZ1 - Single Family | New | Appliances | Natural Gas | Clothes Dryer | Economic Potential | Units | 0 | 0 | 0 | 0 | 0 | 0 | 0 | 0 | 0 | 0 | 0 | 0 | 0 | 0 | 0 | 0 | 0 | 0 | 0 | 0 | 0 | 0 | 0 | 0 | 0 | 0 | 0 | 0 | 0 | 0
F2_Residential_CZ1 - Single Family_New_Appliances_Natural Gas_Clothes Dryer_Economic Potential | F2 | Residential | CZ1 - Single Family | New | Appliances | Natural Gas | Clothes Dryer | Economic Potential | Usage (MMtherm) | 0 | 0 | 0 | 0 | 0 | 0 | 0 | 0 | 0 | 0 | 0 | 0 | 0 | 0 | 0 | 0 | 0 | 0 | 0 | 0 | 0 | 0 | 0 | 0 | 0 | 0 | 0 | 0 | 0 | 0
F3_Residential_CZ1 - Single Family_New_Appliances_Natural Gas_Clothes Dryer_Economic Potential | F3 | Residential | CZ1 - Single Family | New | Appliances | Natural Gas | Clothes Dryer | Economic Potential | Peak Demand (S) | 0 | 0 | 0 | 0 | 0 | 0 | 0 | 0 | 0 | 0 | 0 | 0 | 0 | 0 | 0 | 0 | 0 | 0 | 0 | 0 | 0 | 0 | 0 | 0 | 0 | 0 | 0 | 0 | 0 | 0
F4_Residential_CZ1 - Single Family_New_Appliances_Natural Gas_Clothes Dryer_Economic Potential | F4 | Residential | CZ1 - Single Family | New | Appliances | Natural Gas | Clothes Dryer | Economic Potential | Peak Demand (W) | 0 | 0 | 0 | 0 | 0 | 0 | 0 | 0 | 0 | 0 | 0 | 0 | 0 | 0 | 0 | 0 | 0 | 0 | 0 | 0 | 0 | 0 | 0 | 0 | 0 | 0 | 0 | 0 | 0 | 0
F5_Residential_CZ1 - Single Family_New_Appliances_Natural Gas_Clothes Dryer_Economic Potential | F5 | Residential | CZ1 - Single Family | New | Appliances | Natural Gas | Clothes Dryer | Economic Potential | Turnover | 0 | 0 | 0 | 0 | 0 | 0 | 0 | 0 | 0 | 0 | 0 | 0 | 0 | 0 | 0 | 0 | 0 | 0 | 0 | 0 | 0 | 0 | 0 | 0 | 0 | 0 | 0 | 0 | 0 | 0
F6_Residential_CZ1 - Single Family_New_Appliances_Natural Gas_Clothes Dryer_Economic Potential | F6 | Residential | CZ1 - Single Family | New | Appliances | Natural Gas | Clothes Dryer | Economic Potential | Avg. Replacement Usage | 0 | 0 | 0 | 0 | 0 | 0 | 0 | 0 | 0 | 0 | 0 | 0 | 0 | 0 | 0 | 0 | 0 | 0 | 0 | 0 | 0 | 0 | 0 | 0 | 0 | 0 | 0 | 0 | 0 | 0
F7_Residential_CZ1 - Single Family_New_Appliances_Natural Gas_Clothes Dryer_Economic Potential | F7 | Residential | CZ1 - Single Family | New | Appliances | Natural Gas | Clothes Dryer | Economic Potential | Avg. Replacement Demand (S) | 0 | 0 | 0 | 0 | 0 | 0 | 0 | 0 | 0 | 0 | 0 | 0 | 0 | 0 | 0 | 0 | 0 | 0 | 0 | 0 | 0 | 0 | 0 | 0 | 0 | 0 | 0 | 0 | 0 | 0
F8_Residential_CZ1 - Single Family_New_Appliances_Natural Gas_Clothes Dryer_Economic Potential | F8 | Residential | CZ1 - Single Family | New | Appliances | Natural Gas | Clothes Dryer | Economic Potential | Avg. Replacement Demand (W) | 0 | 0 | 0 | 0 | 0 | 0 | 0 | 0 | 0 | 0 | 0 | 0 | 0 | 0 | 0 | 0 | 0 | 0 | 0 | 0 | 0 | 0 | 0 | 0 | 0 | 0 | 0 | 0 | 0 | 0
F1_Residential_CZ1 - Single Family_New_Appliances_Natural Gas_Stove/Oven_Economic Potential | F1 | Residential | CZ1 - Single Family | New | Appliances | Natural Gas | Stove/Oven | Economic Potential | Units | 0 | 0 | 0 | 0 | 0 | 0 | 0 | 0 | 0 | 0 | 0 | 0 | 0 | 0 | 0 | 0 | 0 | 0 | 0 | 0 | 0 | 0 | 0 | 0 | 0 | 0 | 0 | 0 | 0 | 0
F2_Residential_CZ1 - Single Family_New_Appliances_Natural Gas_Stove/Oven_Economic Potential | F2 | Residential | CZ1 - Single Family | New | Appliances | Natural Gas | Stove/Oven | Economic Potential | Usage (MMtherm) | 0 | 0 | 0 | 0 | 0 | 0 | 0 | 0 | 0 | 0 | 0 | 0 | 0 | 0 | 0 | 0 | 0 | 0 | 0 | 0 | 0 | 0 | 0 | 0 | 0 | 0 | 0 | 0 | 0 | 0
F3_Residential_CZ1 - Single Family_New_Appliances_Natural Gas_Stove/Oven_Economic Potential | F3 | Residential | CZ1 - Single Family | New | Appliances | Natural Gas | Stove/Oven | Economic Potential | Peak Demand (S) | 0 | 0 | 0 | 0 | 0 | 0 | 0 | 0 | 0 | 0 | 0 | 0 | 0 | 0 | 0 | 0 | 0 | 0 | 0 | 0 | 0 | 0 | 0 | 0 | 0 | 0 | 0 | 0 | 0 | 0
F4_Residential_CZ1 - Single Family_New_Appliances_Natural Gas_Stove/Oven_Economic Potential | F4 | Residential | CZ1 - Single Family | New | Appliances | Natural Gas | Stove/Oven | Economic Potential | Peak Demand (W) | 0 | 0 | 0 | 0 | 0 | 0 | 0 | 0 | 0 | 0 | 0 | 0 | 0 | 0 | 0 | 0 | 0 | 0 | 0 | 0 | 0 | 0 | 0 | 0 | 0 | 0 | 0 | 0 | 0 | 0
F5_Residential_CZ1 - Single Family_New_Appliances_Natural Gas_Stove/Oven_Economic Potential | F5 | Residential | CZ1 - Single Family | New | Appliances | Natural Gas | Stove/Oven | Economic Potential | Turnover | 0 | 0 | 0 | 0 | 0 | 0 | 0 | 0 | 0 | 0 | 0 | 0 | 0 | 0 | 0 | 0 | 0 | 0 | 0 | 0 | 0 | 0 | 0 | 0 | 0 | 0 | 0 | 0 | 0 | 0
F6_Residential_CZ1 - Single Family_New_Appliances_Natural Gas_Stove/Oven_Economic Potential | F6 | Residential | CZ1 - Single Family | New | Appliances | Natural Gas | Stove/Oven | Economic Potential | Avg. Replacement Usage | 0 | 0 | 0 | 0 | 0 | 0 | 0 | 0 | 0 | 0 | 0 | 0 | 0 | 0 | 0 | 0 | 0 | 0 | 0 | 0 | 0 | 0 | 0 | 0 | 0 | 0 | 0 | 0 | 0 | 0
F7_Residential_CZ1 - Single Family_New_Appliances_Natural Gas_Stove/Oven_Economic Potential | F7 | Residential | CZ1 - Single Family | New | Appliances | Natural Gas | Stove/Oven | Economic Potential | Avg. Replacement Demand (S) | 0 | 0 | 0 | 0 | 0 | 0 | 0 | 0 | 0 | 0 | 0 | 0 | 0 | 0 | 0 | 0 | 0 | 0 | 0 | 0 | 0 | 0 | 0 | 0 | 0 | 0 | 0 | 0 | 0 | 0
F8_Residential_CZ1 - Single Family_New_Appliances_Natural Gas_Stove/Oven_Economic Potential | F8 | Residential | CZ1 - Single Family | New | Appliances | Natural Gas | Stove/Oven | Economic Potential | Avg. Replacement Demand (W) | 0 | 0 | 0 | 0 | 0 | 0 | 0 | 0 | 0 | 0 | 0 | 0 | 0 | 0 | 0 | 0 | 0 | 0 | 0 | 0 | 0 | 0 | 0 | 0 | 0 | 0 | 0 | 0 | 0 | 0
F1_Residential_CZ1 - Single Family_New_Miscellaneous_Natural Gas_Pool Heater_Economic Potential | F1 | Residential | CZ1 - Single Family | New | Miscellaneous | Natural Gas | Pool Heater | Economic Potential | Units | 0 | 0 | 0 | 0 | 0 | 0 | 0 | 0 | 0 | 0 | 0 | 0 | 0 | 0 | 0 | 0 | 0 | 0 | 0 | 0 | 0 | 0 | 0 | 0 | 0 | 0 | 0 | 0 | 0 | 0
F2_Residential_CZ1 - Single Family_New_Miscellaneous_Natural Gas_Pool Heater_Economic Potential | F2 | Residential | CZ1 - Single Family | New | Miscellaneous | Natural Gas | Pool Heater | Economic Potential | Usage (MMtherm) | 0 | 0 | 0 | 0 | 0 | 0 | 0 | 0 | 0 | 0 | 0 | 0 | 0 | 0 | 0 | 0 | 0 | 0 | 0 | 0 | 0 | 0 | 0 | 0 | 0 | 0 | 0 | 0 | 0 | 0
F3_Residential_CZ1 - Single Family_New_Miscellaneous_Natural Gas_Pool Heater_Economic Potential | F3 | Residential | CZ1 - Single Family | New | Miscellaneous | Natural Gas | Pool Heater | Economic Potential | Peak Demand (S) | 0 | 0 | 0 | 0 | 0 | 0 | 0 | 0 | 0 | 0 | 0 | 0 | 0 | 0 | 0 | 0 | 0 | 0 | 0 | 0 | 0 | 0 | 0 | 0 | 0 | 0 | 0 | 0 | 0 | 0
F4_Residential_CZ1 - Single Family_New_Miscellaneous_Natural Gas_Pool Heater_Economic Potential | F4 | Residential | CZ1 - Single Family | New | Miscellaneous | Natural Gas | Pool Heater | Economic Potential | Peak Demand (W) | 0 | 0 | 0 | 0 | 0 | 0 | 0 | 0 | 0 | 0 | 0 | 0 | 0 | 0 | 0 | 0 | 0 | 0 | 0 | 0 | 0 | 0 | 0 | 0 | 0 | 0 | 0 | 0 | 0 | 0
F5_Residential_CZ1 - Single Family_New_Miscellaneous_Natural Gas_Pool Heater_Economic Potential | F5 | Residential | CZ1 - Single Family | New | Miscellaneous | Natural Gas | Pool Heater | Economic Potential | Turnover | 0 | 0 | 0 | 0 | 0 | 0 | 0 | 0 | 0 | 0 | 0 | 0 | 0 | 0 | 0 | 0 | 0 | 0 | 0 | 0 | 0 | 0 | 0 | 0 | 0 | 0 | 0 | 0 | 0 | 0
F6_Residential_CZ1 - Single Family_New_Miscellaneous_Natural Gas_Pool Heater_Economic Potential | F6 | Residential | CZ1 - Single Family | New | Miscellaneous | Natural Gas | Pool Heater | Economic Potential | Avg. Replacement Usage | 0 | 0 | 0 | 0 | 0 | 0 | 0 | 0 | 0 | 0 | 0 | 0 | 0 | 0 | 0 | 0 | 0 | 0 | 0 | 0 | 0 | 0 | 0 | 0 | 0 | 0 | 0 | 0 | 0 | 0
F7_Residential_CZ1 - Single Family_New_Miscellaneous_Natural Gas_Pool Heater_Economic Potential | F7 | Residential | CZ1 - Single Family | New | Miscellaneous | Natural Gas | Pool Heater | Economic Potential | Avg. Replacement Demand (S) | 0 | 0 | 0 | 0 | 0 | 0 | 0 | 0 | 0 | 0 | 0 | 0 | 0 | 0 | 0 | 0 | 0 | 0 | 0 | 0 | 0 | 0 | 0 | 0 | 0 | 0 | 0 | 0 | 0 | 0
F8_Residential_CZ1 - Single Family_New_Miscellaneous_Natural Gas_Pool Heater_Economic Potential | F8 | Residential | CZ1 - Single Family | New | Miscellaneous | Natural Gas | Pool Heater | Economic Potential | Avg. Replacement Demand (W) | 0 | 0 | 0 | 0 | 0 | 0 | 0 | 0 | 0 | 0 | 0 | 0 | 0 | 0 | 0 | 0 | 0 | 0 | 0 | 0 | 0 | 0 | 0 | 0 | 0 | 0 | 0 | 0 | 0 | 0
F1_Residential_CZ1 - Single Family_New_Miscellaneous_Natural Gas_Miscellaneous_Economic Potential | F1 | Residential | CZ1 - Single Family | New | Miscellaneous | Natural Gas | Miscellaneous | Economic Potential | Units | 0 | 0 | 0 | 0 | 0 | 0 | 0 | 0 | 0 | 0 | 0 | 0 | 0 | 0 | 0 | 0 | 0 | 0 | 0 | 0 | 0 | 0 | 0 | 0 | 0 | 0 | 0 | 0 | 0 | 0
F2_Residential_CZ1 - Single Family_New_Miscellaneous_Natural Gas_Miscellaneous_Economic Potential | F2 | Residential | CZ1 - Single Family | New | Miscellaneous | Natural Gas | Miscellaneous | Economic Potential | Usage (MMtherm) | 0 | 0 | 0 | 0 | 0 | 0 | 0 | 0 | 0 | 0 | 0 | 0 | 0 | 0 | 0 | 0 | 0 | 0 | 0 | 0 | 0 | 0 | 0 | 0 | 0 | 0 | 0 | 0 | 0 | 0
F3_Residential_CZ1 - Single Family_New_Miscellaneous_Natural Gas_Miscellaneous_Economic Potential | F3 | Residential | CZ1 - Single Family | New | Miscellaneous | Natural Gas | Miscellaneous | Economic Potential | Peak Demand (S) | 0 | 0 | 0 | 0 | 0 | 0 | 0 | 0 | 0 | 0 | 0 | 0 | 0 | 0 | 0 | 0 | 0 | 0 | 0 | 0 | 0 | 0 | 0 | 0 | 0 | 0 | 0 | 0 | 0 | 0
F4_Residential_CZ1 - Single Family_New_Miscellaneous_Natural Gas_Miscellaneous_Economic Potential | F4 | Residential | CZ1 - Single Family | New | Miscellaneous | Natural Gas | Miscellaneous | Economic Potential | Peak Demand (W) | 0 | 0 | 0 | 0 | 0 | 0 | 0 | 0 | 0 | 0 | 0 | 0 | 0 | 0 | 0 | 0 | 0 | 0 | 0 | 0 | 0 | 0 | 0 | 0 | 0 | 0 | 0 | 0 | 0 | 0
F5_Residential_CZ1 - Single Family_New_Miscellaneous_Natural Gas_Miscellaneous_Economic Potential | F5 | Residential | CZ1 - Single Family | New | Miscellaneous | Natural Gas | Miscellaneous | Economic Potential | Turnover | 0 | 0 | 0 | 0 | 0 | 0 | 0 | 0 | 0 | 0 | 0 | 0 | 0 | 0 | 0 | 0 | 0 | 0 | 0 | 0 | 0 | 0 | 0 | 0 | 0 | 0 | 0 | 0 | 0 | 0
F6_Residential_CZ1 - Single Family_New_Miscellaneous_Natural Gas_Miscellaneous_Economic Potential | F6 | Residential | CZ1 - Single Family | New | Miscellaneous | Natural Gas | Miscellaneous | Economic Potential | Avg. Replacement Usage | 0 | 0 | 0 | 0 | 0 | 0 | 0 | 0 | 0 | 0 | 0 | 0 | 0 | 0 | 0 | 0 | 0 | 0 | 0 | 0 | 0 | 0 | 0 | 0 | 0 | 0 | 0 | 0 | 0 | 0
F7_Residential_CZ1 - Single Family_New_Miscellaneous_Natural Gas_Miscellaneous_Economic Potential | F7 | Residential | CZ1 - Single Family | New | Miscellaneous | Natural Gas | Miscellaneous | Economic Potential | Avg. Replacement Demand (S) | 0 | 0 | 0 | 0 | 0 | 0 | 0 | 0 | 0 | 0 | 0 | 0 | 0 | 0 | 0 | 0 | 0 | 0 | 0 | 0 | 0 | 0 | 0 | 0 | 0 | 0 | 0 | 0 | 0 | 0
F8_Residential_CZ1 - Single Family_New_Miscellaneous_Natural Gas_Miscellaneous_Economic Potential | F8 | Residential | CZ1 - Single Family | New | Miscellaneous | Natural Gas | Miscellaneous | Economic Potential | Avg. Replacement Demand (W) | 0 | 0 | 0 | 0 | 0 | 0 | 0 | 0 | 0 | 0 | 0 | 0 | 0 | 0 | 0 | 0 | 0 | 0 | 0 | 0 | 0 | 0 | 0 | 0 | 0 | 0 | 0 | 0 | 0 | 0
F1_Residential_CZ1 - Multi Family_Existing_Space Heating_Natural Gas_Furnace - Direct Fuel_Economic Potential | F1 | Residential | CZ1 - Multi Family | Existing | Space Heating | Natural Gas | Furnace - Direct Fuel | Economic Potential | Units | 0 | 0 | 0 | 0 | 0 | 0 | 0 | 0 | 0 | 0 | 0 | 0 | 0 | 0 | 0 | 0 | 0 | 0 | 0 | 0 | 0 | 0 | 0 | 0 | 0 | 0 | 0 | 0 | 0 | 0
F2_Residential_CZ1 - Multi Family_Existing_Space Heating_Natural Gas_Furnace - Direct Fuel_Economic Potential | F2 | Residential | CZ1 - Multi Family | Existing | Space Heating | Natural Gas | Furnace - Direct Fuel | Economic Potential | Usage (MMtherm) | 0 | 0 | 0 | 0 | 0 | 0 | 0 | 0 | 0 | 0 | 0 | 0 | 0 | 0 | 0 | 0 | 0 | 0 | 0 | 0 | 0 | 0 | 0 | 0 | 0 | 0 | 0 | 0 | 0 | 0
F3_Residential_CZ1 - Multi Family_Existing_Space Heating_Natural Gas_Furnace - Direct Fuel_Economic Potential | F3 | Residential | CZ1 - Multi Family | Existing | Space Heating | Natural Gas | Furnace - Direct Fuel | Economic Potential | Peak Demand (S) | 0 | 0 | 0 | 0 | 0 | 0 | 0 | 0 | 0 | 0 | 0 | 0 | 0 | 0 | 0 | 0 | 0 | 0 | 0 | 0 | 0 | 0 | 0 | 0 | 0 | 0 | 0 | 0 | 0 | 0
F4_Residential_CZ1 - Multi Family_Existing_Space Heating_Natural Gas_Furnace - Direct Fuel_Economic Potential | F4 | Residential | CZ1 - Multi Family | Existing | Space Heating | Natural Gas | Furnace - Direct Fuel | Economic Potential | Peak Demand (W) | 0 | 0 | 0 | 0 | 0 | 0 | 0 | 0 | 0 | 0 | 0 | 0 | 0 | 0 | 0 | 0 | 0 | 0 | 0 | 0 | 0 | 0 | 0 | 0 | 0 | 0 | 0 | 0 | 0 | 0
F5_Residential_CZ1 - Multi Family_Existing_Space Heating_Natural Gas_Furnace - Direct Fuel_Economic Potential | F5 | Residential | CZ1 - Multi Family | Existing | Space Heating | Natural Gas | Furnace - Direct Fuel | Economic Potential | Turnover | 0 | 0 | 0 | 0 | 0 | 0 | 0 | 0 | 0 | 0 | 0 | 0 | 0 | 0 | 0 | 0 | 0 | 0 | 0 | 0 | 0 | 0 | 0 | 0 | 0 | 0 | 0 | 0 | 0 | 0
F6_Residential_CZ1 - Multi Family_Existing_Space Heating_Natural Gas_Furnace - Direct Fuel_Economic Potential | F6 | Residential | CZ1 - Multi Family | Existing | Space Heating | Natural Gas | Furnace - Direct Fuel | Economic Potential | Avg. Replacement Usage | 0 | 0 | 0 | 0 | 0 | 0 | 0 | 0 | 0 | 0 | 0 | 0 | 0 | 0 | 0 | 0 | 0 | 0 | 0 | 0 | 0 | 0 | 0 | 0 | 0 | 0 | 0 | 0 | 0 | 0
F7_Residential_CZ1 - Multi Family_Existing_Space Heating_Natural Gas_Furnace - Direct Fuel_Economic Potential | F7 | Residential | CZ1 - Multi Family | Existing | Space Heating | Natural Gas | Furnace - Direct Fuel | Economic Potential | Avg. Replacement Demand (S) | 0 | 0 | 0 | 0 | 0 | 0 | 0 | 0 | 0 | 0 | 0 | 0 | 0 | 0 | 0 | 0 | 0 | 0 | 0 | 0 | 0 | 0 | 0 | 0 | 0 | 0 | 0 | 0 | 0 | 0
F8_Residential_CZ1 - Multi Family_Existing_Space Heating_Natural Gas_Furnace - Direct Fuel_Economic Potential | F8 | Residential | CZ1 - Multi Family | Existing | Space Heating | Natural Gas | Furnace - Direct Fuel | Economic Potential | Avg. Replacement Demand (W) | 0 | 0 | 0 | 0 | 0 | 0 | 0 | 0 | 0 | 0 | 0 | 0 | 0 | 0 | 0 | 0 | 0 | 0 | 0 | 0 | 0 | 0 | 0 | 0 | 0 | 0 | 0 | 0 | 0 | 0
F1_Residential_CZ1 - Multi Family_Existing_Space Heating_Natural Gas_Boiler - Direct Fuel_Economic Potential | F1 | Residential | CZ1 - Multi Family | Existing | Space Heating | Natural Gas | Boiler - Direct Fuel | Economic Potential | Units | 0 | 0 | 0 | 0 | 0 | 0 | 0 | 0 | 0 | 0 | 0 | 0 | 0 | 0 | 0 | 0 | 0 | 0 | 0 | 0 | 0 | 0 | 0 | 0 | 0 | 0 | 0 | 0 | 0 | 0
F2_Residential_CZ1 - Multi Family_Existing_Space Heating_Natural Gas_Boiler - Direct Fuel_Economic Potential | F2 | Residential | CZ1 - Multi Family | Existing | Space Heating | Natural Gas | Boiler - Direct Fuel | Economic Potential | Usage (MMtherm) | 0 | 0 | 0 | 0 | 0 | 0 | 0 | 0 | 0 | 0 | 0 | 0 | 0 | 0 | 0 | 0 | 0 | 0 | 0 | 0 | 0 | 0 | 0 | 0 | 0 | 0 | 0 | 0 | 0 | 0
F3_Residential_CZ1 - Multi Family_Existing_Space Heating_Natural Gas_Boiler - Direct Fuel_Economic Potential | F3 | Residential | CZ1 - Multi Family | Existing | Space Heating | Natural Gas | Boiler - Direct Fuel | Economic Potential | Peak Demand (S) | 0 | 0 | 0 | 0 | 0 | 0 | 0 | 0 | 0 | 0 | 0 | 0 | 0 | 0 | 0 | 0 | 0 | 0 | 0 | 0 | 0 | 0 | 0 | 0 | 0 | 0 | 0 | 0 | 0 | 0
F4_Residential_CZ1 - Multi Family_Existing_Space Heating_Natural Gas_Boiler - Direct Fuel_Economic Potential | F4 | Residential | CZ1 - Multi Family | Existing | Space Heating | Natural Gas | Boiler - Direct Fuel | Economic Potential | Peak Demand (W) | 0 | 0 | 0 | 0 | 0 | 0 | 0 | 0 | 0 | 0 | 0 | 0 | 0 | 0 | 0 | 0 | 0 | 0 | 0 | 0 | 0 | 0 | 0 | 0 | 0 | 0 | 0 | 0 | 0 | 0
F5_Residential_CZ1 - Multi Family_Existing_Space Heating_Natural Gas_Boiler - Direct Fuel_Economic Potential | F5 | Residential | CZ1 - Multi Family | Existing | Space Heating | Natural Gas | Boiler - Direct Fuel | Economic Potential | Turnover | 0 | 0 | 0 | 0 | 0 | 0 | 0 | 0 | 0 | 0 | 0 | 0 | 0 | 0 | 0 | 0 | 0 | 0 | 0 | 0 | 0 | 0 | 0 | 0 | 0 | 0 | 0 | 0 | 0 | 0
F6_Residential_CZ1 - Multi Family_Existing_Space Heating_Natural Gas_Boiler - Direct Fuel_Economic Potential | F6 | Residential | CZ1 - Multi Family | Existing | Space Heating | Natural Gas | Boiler - Direct Fuel | Economic Potential | Avg. Replacement Usage | 0 | 0 | 0 | 0 | 0 | 0 | 0 | 0 | 0 | 0 | 0 | 0 | 0 | 0 | 0 | 0 | 0 | 0 | 0 | 0 | 0 | 0 | 0 | 0 | 0 | 0 | 0 | 0 | 0 | 0
F7_Residential_CZ1 - Multi Family_Existing_Space Heating_Natural Gas_Boiler - Direct Fuel_Economic Potential | F7 | Residential | CZ1 - Multi Family | Existing | Space Heating | Natural Gas | Boiler - Direct Fuel | Economic Potential | Avg. Replacement Demand (S) | 0 | 0 | 0 | 0 | 0 | 0 | 0 | 0 | 0 | 0 | 0 | 0 | 0 | 0 | 0 | 0 | 0 | 0 | 0 | 0 | 0 | 0 | 0 | 0 | 0 | 0 | 0 | 0 | 0 | 0
F8_Residential_CZ1 - Multi Family_Existing_Space Heating_Natural Gas_Boiler - Direct Fuel_Economic Potential | F8 | Residential | CZ1 - Multi Family | Existing | Space Heating | Natural Gas | Boiler - Direct Fuel | Economic Potential | Avg. Replacement Demand (W) | 0 | 0 | 0 | 0 | 0 | 0 | 0 | 0 | 0 | 0 | 0 | 0 | 0 | 0 | 0 | 0 | 0 | 0 | 0 | 0 | 0 | 0 | 0 | 0 | 0 | 0 | 0 | 0 | 0 | 0
F1_Residential_CZ1 - Multi Family_Existing_Secondary Heating_Natural Gas_Fireplace_Economic Potential | F1 | Residential | CZ1 - Multi Family | Existing | Secondary Heating | Natural Gas | Fireplace | Economic Potential | Units | 0 | 0 | 0 | 0 | 0 | 0 | 0 | 0 | 0 | 0 | 0 | 0 | 0 | 0 | 0 | 0 | 0 | 0 | 0 | 0 | 0 | 0 | 0 | 0 | 0 | 0 | 0 | 0 | 0 | 0
F2_Residential_CZ1 - Multi Family_Existing_Secondary Heating_Natural Gas_Fireplace_Economic Potential | F2 | Residential | CZ1 - Multi Family | Existing | Secondary Heating | Natural Gas | Fireplace | Economic Potential | Usage (MMtherm) | 0 | 0 | 0 | 0 | 0 | 0 | 0 | 0 | 0 | 0 | 0 | 0 | 0 | 0 | 0 | 0 | 0 | 0 | 0 | 0 | 0 | 0 | 0 | 0 | 0 | 0 | 0 | 0 | 0 | 0
F3_Residential_CZ1 - Multi Family_Existing_Secondary Heating_Natural Gas_Fireplace_Economic Potential | F3 | Residential | CZ1 - Multi Family | Existing | Secondary Heating | Natural Gas | Fireplace | Economic Potential | Peak Demand (S) | 0 | 0 | 0 | 0 | 0 | 0 | 0 | 0 | 0 | 0 | 0 | 0 | 0 | 0 | 0 | 0 | 0 | 0 | 0 | 0 | 0 | 0 | 0 | 0 | 0 | 0 | 0 | 0 | 0 | 0
F4_Residential_CZ1 - Multi Family_Existing_Secondary Heating_Natural Gas_Fireplace_Economic Potential | F4 | Residential | CZ1 - Multi Family | Existing | Secondary Heating | Natural Gas | Fireplace | Economic Potential | Peak Demand (W) | 0 | 0 | 0 | 0 | 0 | 0 | 0 | 0 | 0 | 0 | 0 | 0 | 0 | 0 | 0 | 0 | 0 | 0 | 0 | 0 | 0 | 0 | 0 | 0 | 0 | 0 | 0 | 0 | 0 | 0
F5_Residential_CZ1 - Multi Family_Existing_Secondary Heating_Natural Gas_Fireplace_Economic Potential | F5 | Residential | CZ1 - Multi Family | Existing | Secondary Heating | Natural Gas | Fireplace | Economic Potential | Turnover | 0 | 0 | 0 | 0 | 0 | 0 | 0 | 0 | 0 | 0 | 0 | 0 | 0 | 0 | 0 | 0 | 0 | 0 | 0 | 0 | 0 | 0 | 0 | 0 | 0 | 0 | 0 | 0 | 0 | 0
F6_Residential_CZ1 - Multi Family_Existing_Secondary Heating_Natural Gas_Fireplace_Economic Potential | F6 | Residential | CZ1 - Multi Family | Existing | Secondary Heating | Natural Gas | Fireplace | Economic Potential | Avg. Replacement Usage | 0 | 0 | 0 | 0 | 0 | 0 | 0 | 0 | 0 | 0 | 0 | 0 | 0 | 0 | 0 | 0 | 0 | 0 | 0 | 0 | 0 | 0 | 0 | 0 | 0 | 0 | 0 | 0 | 0 | 0
F7_Residential_CZ1 - Multi Family_Existing_Secondary Heating_Natural Gas_Fireplace_Economic Potential | F7 | Residential | CZ1 - Multi Family | Existing | Secondary Heating | Natural Gas | Fireplace | Economic Potential | Avg. Replacement Demand (S) | 0 | 0 | 0 | 0 | 0 | 0 | 0 | 0 | 0 | 0 | 0 | 0 | 0 | 0 | 0 | 0 | 0 | 0 | 0 | 0 | 0 | 0 | 0 | 0 | 0 | 0 | 0 | 0 | 0 | 0
F8_Residential_CZ1 - Multi Family_Existing_Secondary Heating_Natural Gas_Fireplace_Economic Potential | F8 | Residential | CZ1 - Multi Family | Existing | Secondary Heating | Natural Gas | Fireplace | Economic Potential | Avg. Replacement Demand (W) | 0 | 0 | 0 | 0 | 0 | 0 | 0 | 0 | 0 | 0 | 0 | 0 | 0 | 0 | 0 | 0 | 0 | 0 | 0 | 0 | 0 | 0 | 0 | 0 | 0 | 0 | 0 | 0 | 0 | 0
F1_Residential_CZ1 - Multi Family_Existing_Water Heating_Natural Gas_Water Heater <= 55 gal._Economic Potential | F1 | Residential | CZ1 - Multi Family | Existing | Water Heating | Natural Gas | Water Heater <= 55 gal. | Economic Potential | Units | 0 | 0 | 0 | 0 | 0 | 0 | 0 | 0 | 0 | 0 | 0 | 0 | 0 | 0 | 0 | 0 | 0 | 0 | 0 | 0 | 0 | 0 | 0 | 0 | 0 | 0 | 0 | 0 | 0 | 0
F2_Residential_CZ1 - Multi Family_Existing_Water Heating_Natural Gas_Water Heater <= 55 gal._Economic Potential | F2 | Residential | CZ1 - Multi Family | Existing | Water Heating | Natural Gas | Water Heater <= 55 gal. | Economic Potential | Usage (MMtherm) | 0 | 0 | 0 | 0 | 0 | 0 | 0 | 0 | 0 | 0 | 0 | 0 | 0 | 0 | 0 | 0 | 0 | 0 | 0 | 0 | 0 | 0 | 0 | 0 | 0 | 0 | 0 | 0 | 0 | 0
F3_Residential_CZ1 - Multi Family_Existing_Water Heating_Natural Gas_Water Heater <= 55 gal._Economic Potential | F3 | Residential | CZ1 - Multi Family | Existing | Water Heating | Natural Gas | Water Heater <= 55 gal. | Economic Potential | Peak Demand (S) | 0 | 0 | 0 | 0 | 0 | 0 | 0 | 0 | 0 | 0 | 0 | 0 | 0 | 0 | 0 | 0 | 0 | 0 | 0 | 0 | 0 | 0 | 0 | 0 | 0 | 0 | 0 | 0 | 0 | 0
F4_Residential_CZ1 - Multi Family_Existing_Water Heating_Natural Gas_Water Heater <= 55 gal._Economic Potential | F4 | Residential | CZ1 - Multi Family | Existing | Water Heating | Natural Gas | Water Heater <= 55 gal. | Economic Potential | Peak Demand (W) | 0 | 0 | 0 | 0 | 0 | 0 | 0 | 0 | 0 | 0 | 0 | 0 | 0 | 0 | 0 | 0 | 0 | 0 | 0 | 0 | 0 | 0 | 0 | 0 | 0 | 0 | 0 | 0 | 0 | 0
F5_Residential_CZ1 - Multi Family_Existing_Water Heating_Natural Gas_Water Heater <= 55 gal._Economic Potential | F5 | Residential | CZ1 - Multi Family | Existing | Water Heating | Natural Gas | Water Heater <= 55 gal. | Economic Potential | Turnover | 0 | 0 | 0 | 0 | 0 | 0 | 0 | 0 | 0 | 0 | 0 | 0 | 0 | 0 | 0 | 0 | 0 | 0 | 0 | 0 | 0 | 0 | 0 | 0 | 0 | 0 | 0 | 0 | 0 | 0
F6_Residential_CZ1 - Multi Family_Existing_Water Heating_Natural Gas_Water Heater <= 55 gal._Economic Potential | F6 | Residential | CZ1 - Multi Family | Existing | Water Heating | Natural Gas | Water Heater <= 55 gal. | Economic Potential | Avg. Replacement Usage | 0 | 0 | 0 | 0 | 0 | 0 | 0 | 0 | 0 | 0 | 0 | 0 | 0 | 0 | 0 | 0 | 0 | 0 | 0 | 0 | 0 | 0 | 0 | 0 | 0 | 0 | 0 | 0 | 0 | 0
F7_Residential_CZ1 - Multi Family_Existing_Water Heating_Natural Gas_Water Heater <= 55 gal._Economic Potential | F7 | Residential | CZ1 - Multi Family | Existing | Water Heating | Natural Gas | Water Heater <= 55 gal. | Economic Potential | Avg. Replacement Demand (S) | 0 | 0 | 0 | 0 | 0 | 0 | 0 | 0 | 0 | 0 | 0 | 0 | 0 | 0 | 0 | 0 | 0 | 0 | 0 | 0 | 0 | 0 | 0 | 0 | 0 | 0 | 0 | 0 | 0 | 0
F8_Residential_CZ1 - Multi Family_Existing_Water Heating_Natural Gas_Water Heater <= 55 gal._Economic Potential | F8 | Residential | CZ1 - Multi Family | Existing | Water Heating | Natural Gas | Water Heater <= 55 gal. | Economic Potential | Avg. Replacement Demand (W) | 0 | 0 | 0 | 0 | 0 | 0 | 0 | 0 | 0 | 0 | 0 | 0 | 0 | 0 | 0 | 0 | 0 | 0 | 0 | 0 | 0 | 0 | 0 | 0 | 0 | 0 | 0 | 0 | 0 | 0
F1_Residential_CZ1 - Multi Family_Existing_Water Heating_Natural Gas_Water Heater > 55 gal._Economic Potential | F1 | Residential | CZ1 - Multi Family | Existing | Water Heating | Natural Gas | Water Heater > 55 gal. | Economic Potential | Units | 0 | 0 | 0 | 0 | 0 | 0 | 0 | 0 | 0 | 0 | 0 | 0 | 0 | 0 | 0 | 0 | 0 | 0 | 0 | 0 | 0 | 0 | 0 | 0 | 0 | 0 | 0 | 0 | 0 | 0
F2_Residential_CZ1 - Multi Family_Existing_Water Heating_Natural Gas_Water Heater > 55 gal._Economic Potential | F2 | Residential | CZ1 - Multi Family | Existing | Water Heating | Natural Gas | Water Heater > 55 gal. | Economic Potential | Usage (MMtherm) | 0 | 0 | 0 | 0 | 0 | 0 | 0 | 0 | 0 | 0 | 0 | 0 | 0 | 0 | 0 | 0 | 0 | 0 | 0 | 0 | 0 | 0 | 0 | 0 | 0 | 0 | 0 | 0 | 0 | 0
F3_Residential_CZ1 - Multi Family_Existing_Water Heating_Natural Gas_Water Heater > 55 gal._Economic Potential | F3 | Residential | CZ1 - Multi Family | Existing | Water Heating | Natural Gas | Water Heater > 55 gal. | Economic Potential | Peak Demand (S) | 0 | 0 | 0 | 0 | 0 | 0 | 0 | 0 | 0 | 0 | 0 | 0 | 0 | 0 | 0 | 0 | 0 | 0 | 0 | 0 | 0 | 0 | 0 | 0 | 0 | 0 | 0 | 0 | 0 | 0
F4_Residential_CZ1 - Multi Family_Existing_Water Heating_Natural Gas_Water Heater > 55 gal._Economic Potential | F4 | Residential | CZ1 - Multi Family | Existing | Water Heating | Natural Gas | Water Heater > 55 gal. | Economic Potential | Peak Demand (W) | 0 | 0 | 0 | 0 | 0 | 0 | 0 | 0 | 0 | 0 | 0 | 0 | 0 | 0 | 0 | 0 | 0 | 0 | 0 | 0 | 0 | 0 | 0 | 0 | 0 | 0 | 0 | 0 | 0 | 0
F5_Residential_CZ1 - Multi Family_Existing_Water Heating_Natural Gas_Water Heater > 55 gal._Economic Potential | F5 | Residential | CZ1 - Multi Family | Existing | Water Heating | Natural Gas | Water Heater > 55 gal. | Economic Potential | Turnover | 0 | 0 | 0 | 0 | 0 | 0 | 0 | 0 | 0 | 0 | 0 | 0 | 0 | 0 | 0 | 0 | 0 | 0 | 0 | 0 | 0 | 0 | 0 | 0 | 0 | 0 | 0 | 0 | 0 | 0
F6_Residential_CZ1 - Multi Family_Existing_Water Heating_Natural Gas_Water Heater > 55 gal._Economic Potential | F6 | Residential | CZ1 - Multi Family | Existing | Water Heating | Natural Gas | Water Heater > 55 gal. | Economic Potential | Avg. Replacement Usage | 0 | 0 | 0 | 0 | 0 | 0 | 0 | 0 | 0 | 0 | 0 | 0 | 0 | 0 | 0 | 0 | 0 | 0 | 0 | 0 | 0 | 0 | 0 | 0 | 0 | 0 | 0 | 0 | 0 | 0
F7_Residential_CZ1 - Multi Family_Existing_Water Heating_Natural Gas_Water Heater > 55 gal._Economic Potential | F7 | Residential | CZ1 - Multi Family | Existing | Water Heating | Natural Gas | Water Heater > 55 gal. | Economic Potential | Avg. Replacement Demand (S) | 0 | 0 | 0 | 0 | 0 | 0 | 0 | 0 | 0 | 0 | 0 | 0 | 0 | 0 | 0 | 0 | 0 | 0 | 0 | 0 | 0 | 0 | 0 | 0 | 0 | 0 | 0 | 0 | 0 | 0
F8_Residential_CZ1 - Multi Family_Existing_Water Heating_Natural Gas_Water Heater > 55 gal._Economic Potential | F8 | Residential | CZ1 - Multi Family | Existing | Water Heating | Natural Gas | Water Heater > 55 gal. | Economic Potential | Avg. Replacement Demand (W) | 0 | 0 | 0 | 0 | 0 | 0 | 0 | 0 | 0 | 0 | 0 | 0 | 0 | 0 | 0 | 0 | 0 | 0 | 0 | 0 | 0 | 0 | 0 | 0 | 0 | 0 | 0 | 0 | 0 | 0
F1_Residential_CZ1 - Multi Family_Existing_Appliances_Natural Gas_Clothes Dryer_Economic Potential | F1 | Residential | CZ1 - Multi Family | Existing | Appliances | Natural Gas | Clothes Dryer | Economic Potential | Units | 0 | 0 | 0 | 0 | 0 | 0 | 0 | 0 | 0 | 0 | 0 | 0 | 0 | 0 | 0 | 0 | 0 | 0 | 0 | 0 | 0 | 0 | 0 | 0 | 0 | 0 | 0 | 0 | 0 | 0
F2_Residential_CZ1 - Multi Family_Existing_Appliances_Natural Gas_Clothes Dryer_Economic Potential | F2 | Residential | CZ1 - Multi Family | Existing | Appliances | Natural Gas | Clothes Dryer | Economic Potential | Usage (MMtherm) | 0 | 0 | 0 | 0 | 0 | 0 | 0 | 0 | 0 | 0 | 0 | 0 | 0 | 0 | 0 | 0 | 0 | 0 | 0 | 0 | 0 | 0 | 0 | 0 | 0 | 0 | 0 | 0 | 0 | 0
F3_Residential_CZ1 - Multi Family_Existing_Appliances_Natural Gas_Clothes Dryer_Economic Potential | F3 | Residential | CZ1 - Multi Family | Existing | Appliances | Natural Gas | Clothes Dryer | Economic Potential | Peak Demand (S) | 0 | 0 | 0 | 0 | 0 | 0 | 0 | 0 | 0 | 0 | 0 | 0 | 0 | 0 | 0 | 0 | 0 | 0 | 0 | 0 | 0 | 0 | 0 | 0 | 0 | 0 | 0 | 0 | 0 | 0
F4_Residential_CZ1 - Multi Family_Existing_Appliances_Natural Gas_Clothes Dryer_Economic Potential | F4 | Residential | CZ1 - Multi Family | Existing | Appliances | Natural Gas | Clothes Dryer | Economic Potential | Peak Demand (W) | 0 | 0 | 0 | 0 | 0 | 0 | 0 | 0 | 0 | 0 | 0 | 0 | 0 | 0 | 0 | 0 | 0 | 0 | 0 | 0 | 0 | 0 | 0 | 0 | 0 | 0 | 0 | 0 | 0 | 0
F5_Residential_CZ1 - Multi Family_Existing_Appliances_Natural Gas_Clothes Dryer_Economic Potential | F5 | Residential | CZ1 - Multi Family | Existing | Appliances | Natural Gas | Clothes Dryer | Economic Potential | Turnover | 0 | 0 | 0 | 0 | 0 | 0 | 0 | 0 | 0 | 0 | 0 | 0 | 0 | 0 | 0 | 0 | 0 | 0 | 0 | 0 | 0 | 0 | 0 | 0 | 0 | 0 | 0 | 0 | 0 | 0
F6_Residential_CZ1 - Multi Family_Existing_Appliances_Natural Gas_Clothes Dryer_Economic Potential | F6 | Residential | CZ1 - Multi Family | Existing | Appliances | Natural Gas | Clothes Dryer | Economic Potential | Avg. Replacement Usage | 0 | 0 | 0 | 0 | 0 | 0 | 0 | 0 | 0 | 0 | 0 | 0 | 0 | 0 | 0 | 0 | 0 | 0 | 0 | 0 | 0 | 0 | 0 | 0 | 0 | 0 | 0 | 0 | 0 | 0
F7_Residential_CZ1 - Multi Family_Existing_Appliances_Natural Gas_Clothes Dryer_Economic Potential | F7 | Residential | CZ1 - Multi Family | Existing | Appliances | Natural Gas | Clothes Dryer | Economic Potential | Avg. Replacement Demand (S) | 0 | 0 | 0 | 0 | 0 | 0 | 0 | 0 | 0 | 0 | 0 | 0 | 0 | 0 | 0 | 0 | 0 | 0 | 0 | 0 | 0 | 0 | 0 | 0 | 0 | 0 | 0 | 0 | 0 | 0
F8_Residential_CZ1 - Multi Family_Existing_Appliances_Natural Gas_Clothes Dryer_Economic Potential | F8 | Residential | CZ1 - Multi Family | Existing | Appliances | Natural Gas | Clothes Dryer | Economic Potential | Avg. Replacement Demand (W) | 0 | 0 | 0 | 0 | 0 | 0 | 0 | 0 | 0 | 0 | 0 | 0 | 0 | 0 | 0 | 0 | 0 | 0 | 0 | 0 | 0 | 0 | 0 | 0 | 0 | 0 | 0 | 0 | 0 | 0
F1_Residential_CZ1 - Multi Family_Existing_Appliances_Natural Gas_Stove/Oven_Economic Potential | F1 | Residential | CZ1 - Multi Family | Existing | Appliances | Natural Gas | Stove/Oven | Economic Potential | Units | 0 | 0 | 0 | 0 | 0 | 0 | 0 | 0 | 0 | 0 | 0 | 0 | 0 | 0 | 0 | 0 | 0 | 0 | 0 | 0 | 0 | 0 | 0 | 0 | 0 | 0 | 0 | 0 | 0 | 0
F2_Residential_CZ1 - Multi Family_Existing_Appliances_Natural Gas_Stove/Oven_Economic Potential | F2 | Residential | CZ1 - Multi Family | Existing | Appliances | Natural Gas | Stove/Oven | Economic Potential | Usage (MMtherm) | 0 | 0 | 0 | 0 | 0 | 0 | 0 | 0 | 0 | 0 | 0 | 0 | 0 | 0 | 0 | 0 | 0 | 0 | 0 | 0 | 0 | 0 | 0 | 0 | 0 | 0 | 0 | 0 | 0 | 0
F3_Residential_CZ1 - Multi Family_Existing_Appliances_Natural Gas_Stove/Oven_Economic Potential | F3 | Residential | CZ1 - Multi Family | Existing | Appliances | Natural Gas | Stove/Oven | Economic Potential | Peak Demand (S) | 0 | 0 | 0 | 0 | 0 | 0 | 0 | 0 | 0 | 0 | 0 | 0 | 0 | 0 | 0 | 0 | 0 | 0 | 0 | 0 | 0 | 0 | 0 | 0 | 0 | 0 | 0 | 0 | 0 | 0
F4_Residential_CZ1 - Multi Family_Existing_Appliances_Natural Gas_Stove/Oven_Economic Potential | F4 | Residential | CZ1 - Multi Family | Existing | Appliances | Natural Gas | Stove/Oven | Economic Potential | Peak Demand (W) | 0 | 0 | 0 | 0 | 0 | 0 | 0 | 0 | 0 | 0 | 0 | 0 | 0 | 0 | 0 | 0 | 0 | 0 | 0 | 0 | 0 | 0 | 0 | 0 | 0 | 0 | 0 | 0 | 0 | 0
F5_Residential_CZ1 - Multi Family_Existing_Appliances_Natural Gas_Stove/Oven_Economic Potential | F5 | Residential | CZ1 - Multi Family | Existing | Appliances | Natural Gas | Stove/Oven | Economic Potential | Turnover | 0 | 0 | 0 | 0 | 0 | 0 | 0 | 0 | 0 | 0 | 0 | 0 | 0 | 0 | 0 | 0 | 0 | 0 | 0 | 0 | 0 | 0 | 0 | 0 | 0 | 0 | 0 | 0 | 0 | 0
F6_Residential_CZ1 - Multi Family_Existing_Appliances_Natural Gas_Stove/Oven_Economic Potential | F6 | Residential | CZ1 - Multi Family | Existing | Appliances | Natural Gas | Stove/Oven | Economic Potential | Avg. Replacement Usage | 0 | 0 | 0 | 0 | 0 | 0 | 0 | 0 | 0 | 0 | 0 | 0 | 0 | 0 | 0 | 0 | 0 | 0 | 0 | 0 | 0 | 0 | 0 | 0 | 0 | 0 | 0 | 0 | 0 | 0
F7_Residential_CZ1 - Multi Family_Existing_Appliances_Natural Gas_Stove/Oven_Economic Potential | F7 | Residential | CZ1 - Multi Family | Existing | Appliances | Natural Gas | Stove/Oven | Economic Potential | Avg. Replacement Demand (S) | 0 | 0 | 0 | 0 | 0 | 0 | 0 | 0 | 0 | 0 | 0 | 0 | 0 | 0 | 0 | 0 | 0 | 0 | 0 | 0 | 0 | 0 | 0 | 0 | 0 | 0 | 0 | 0 | 0 | 0
F8_Residential_CZ1 - Multi Family_Existing_Appliances_Natural Gas_Stove/Oven_Economic Potential | F8 | Residential | CZ1 - Multi Family | Existing | Appliances | Natural Gas | Stove/Oven | Economic Potential | Avg. Replacement Demand (W) | 0 | 0 | 0 | 0 | 0 | 0 | 0 | 0 | 0 | 0 | 0 | 0 | 0 | 0 | 0 | 0 | 0 | 0 | 0 | 0 | 0 | 0 | 0 | 0 | 0 | 0 | 0 | 0 | 0 | 0
F1_Residential_CZ1 - Multi Family_Existing_Miscellaneous_Natural Gas_Pool Heater_Economic Potential | F1 | Residential | CZ1 - Multi Family | Existing | Miscellaneous | Natural Gas | Pool Heater | Economic Potential | Units | 0 | 0 | 0 | 0 | 0 | 0 | 0 | 0 | 0 | 0 | 0 | 0 | 0 | 0 | 0 | 0 | 0 | 0 | 0 | 0 | 0 | 0 | 0 | 0 | 0 | 0 | 0 | 0 | 0 | 0
F2_Residential_CZ1 - Multi Family_Existing_Miscellaneous_Natural Gas_Pool Heater_Economic Potential | F2 | Residential | CZ1 - Multi Family | Existing | Miscellaneous | Natural Gas | Pool Heater | Economic Potential | Usage (MMtherm) | 0 | 0 | 0 | 0 | 0 | 0 | 0 | 0 | 0 | 0 | 0 | 0 | 0 | 0 | 0 | 0 | 0 | 0 | 0 | 0 | 0 | 0 | 0 | 0 | 0 | 0 | 0 | 0 | 0 | 0
F3_Residential_CZ1 - Multi Family_Existing_Miscellaneous_Natural Gas_Pool Heater_Economic Potential | F3 | Residential | CZ1 - Multi Family | Existing | Miscellaneous | Natural Gas | Pool Heater | Economic Potential | Peak Demand (S) | 0 | 0 | 0 | 0 | 0 | 0 | 0 | 0 | 0 | 0 | 0 | 0 | 0 | 0 | 0 | 0 | 0 | 0 | 0 | 0 | 0 | 0 | 0 | 0 | 0 | 0 | 0 | 0 | 0 | 0
F4_Residential_CZ1 - Multi Family_Existing_Miscellaneous_Natural Gas_Pool Heater_Economic Potential | F4 | Residential | CZ1 - Multi Family | Existing | Miscellaneous | Natural Gas | Pool Heater | Economic Potential | Peak Demand (W) | 0 | 0 | 0 | 0 | 0 | 0 | 0 | 0 | 0 | 0 | 0 | 0 | 0 | 0 | 0 | 0 | 0 | 0 | 0 | 0 | 0 | 0 | 0 | 0 | 0 | 0 | 0 | 0 | 0 | 0
F5_Residential_CZ1 - Multi Family_Existing_Miscellaneous_Natural Gas_Pool Heater_Economic Potential | F5 | Residential | CZ1 - Multi Family | Existing | Miscellaneous | Natural Gas | Pool Heater | Economic Potential | Turnover | 0 | 0 | 0 | 0 | 0 | 0 | 0 | 0 | 0 | 0 | 0 | 0 | 0 | 0 | 0 | 0 | 0 | 0 | 0 | 0 | 0 | 0 | 0 | 0 | 0 | 0 | 0 | 0 | 0 | 0
F6_Residential_CZ1 - Multi Family_Existing_Miscellaneous_Natural Gas_Pool Heater_Economic Potential | F6 | Residential | CZ1 - Multi Family | Existing | Miscellaneous | Natural Gas | Pool Heater | Economic Potential | Avg. Replacement Usage | 0 | 0 | 0 | 0 | 0 | 0 | 0 | 0 | 0 | 0 | 0 | 0 | 0 | 0 | 0 | 0 | 0 | 0 | 0 | 0 | 0 | 0 | 0 | 0 | 0 | 0 | 0 | 0 | 0 | 0
F7_Residential_CZ1 - Multi Family_Existing_Miscellaneous_Natural Gas_Pool Heater_Economic Potential | F7 | Residential | CZ1 - Multi Family | Existing | Miscellaneous | Natural Gas | Pool Heater | Economic Potential | Avg. Replacement Demand (S) | 0 | 0 | 0 | 0 | 0 | 0 | 0 | 0 | 0 | 0 | 0 | 0 | 0 | 0 | 0 | 0 | 0 | 0 | 0 | 0 | 0 | 0 | 0 | 0 | 0 | 0 | 0 | 0 | 0 | 0
F8_Residential_CZ1 - Multi Family_Existing_Miscellaneous_Natural Gas_Pool Heater_Economic Potential | F8 | Residential | CZ1 - Multi Family | Existing | Miscellaneous | Natural Gas | Pool Heater | Economic Potential | Avg. Replacement Demand (W) | 0 | 0 | 0 | 0 | 0 | 0 | 0 | 0 | 0 | 0 | 0 | 0 | 0 | 0 | 0 | 0 | 0 | 0 | 0 | 0 | 0 | 0 | 0 | 0 | 0 | 0 | 0 | 0 | 0 | 0
F1_Residential_CZ1 - Multi Family_Existing_Miscellaneous_Natural Gas_Miscellaneous_Economic Potential | F1 | Residential | CZ1 - Multi Family | Existing | Miscellaneous | Natural Gas | Miscellaneous | Economic Potential | Units | 0 | 0 | 0 | 0 | 0 | 0 | 0 | 0 | 0 | 0 | 0 | 0 | 0 | 0 | 0 | 0 | 0 | 0 | 0 | 0 | 0 | 0 | 0 | 0 | 0 | 0 | 0 | 0 | 0 | 0
F2_Residential_CZ1 - Multi Family_Existing_Miscellaneous_Natural Gas_Miscellaneous_Economic Potential | F2 | Residential | CZ1 - Multi Family | Existing | Miscellaneous | Natural Gas | Miscellaneous | Economic Potential | Usage (MMtherm) | 0 | 0 | 0 | 0 | 0 | 0 | 0 | 0 | 0 | 0 | 0 | 0 | 0 | 0 | 0 | 0 | 0 | 0 | 0 | 0 | 0 | 0 | 0 | 0 | 0 | 0 | 0 | 0 | 0 | 0
F3_Residential_CZ1 - Multi Family_Existing_Miscellaneous_Natural Gas_Miscellaneous_Economic Potential | F3 | Residential | CZ1 - Multi Family | Existing | Miscellaneous | Natural Gas | Miscellaneous | Economic Potential | Peak Demand (S) | 0 | 0 | 0 | 0 | 0 | 0 | 0 | 0 | 0 | 0 | 0 | 0 | 0 | 0 | 0 | 0 | 0 | 0 | 0 | 0 | 0 | 0 | 0 | 0 | 0 | 0 | 0 | 0 | 0 | 0
F4_Residential_CZ1 - Multi Family_Existing_Miscellaneous_Natural Gas_Miscellaneous_Economic Potential | F4 | Residential | CZ1 - Multi Family | Existing | Miscellaneous | Natural Gas | Miscellaneous | Economic Potential | Peak Demand (W) | 0 | 0 | 0 | 0 | 0 | 0 | 0 | 0 | 0 | 0 | 0 | 0 | 0 | 0 | 0 | 0 | 0 | 0 | 0 | 0 | 0 | 0 | 0 | 0 | 0 | 0 | 0 | 0 | 0 | 0
F5_Residential_CZ1 - Multi Family_Existing_Miscellaneous_Natural Gas_Miscellaneous_Economic Potential | F5 | Residential | CZ1 - Multi Family | Existing | Miscellaneous | Natural Gas | Miscellaneous | Economic Potential | Turnover | 0 | 0 | 0 | 0 | 0 | 0 | 0 | 0 | 0 | 0 | 0 | 0 | 0 | 0 | 0 | 0 | 0 | 0 | 0 | 0 | 0 | 0 | 0 | 0 | 0 | 0 | 0 | 0 | 0 | 0
F6_Residential_CZ1 - Multi Family_Existing_Miscellaneous_Natural Gas_Miscellaneous_Economic Potential | F6 | Residential | CZ1 - Multi Family | Existing | Miscellaneous | Natural Gas | Miscellaneous | Economic Potential | Avg. Replacement Usage | 0 | 0 | 0 | 0 | 0 | 0 | 0 | 0 | 0 | 0 | 0 | 0 | 0 | 0 | 0 | 0 | 0 | 0 | 0 | 0 | 0 | 0 | 0 | 0 | 0 | 0 | 0 | 0 | 0 | 0
F7_Residential_CZ1 - Multi Family_Existing_Miscellaneous_Natural Gas_Miscellaneous_Economic Potential | F7 | Residential | CZ1 - Multi Family | Existing | Miscellaneous | Natural Gas | Miscellaneous | Economic Potential | Avg. Replacement Demand (S) | 0 | 0 | 0 | 0 | 0 | 0 | 0 | 0 | 0 | 0 | 0 | 0 | 0 | 0 | 0 | 0 | 0 | 0 | 0 | 0 | 0 | 0 | 0 | 0 | 0 | 0 | 0 | 0 | 0 | 0
F8_Residential_CZ1 - Multi Family_Existing_Miscellaneous_Natural Gas_Miscellaneous_Economic Potential | F8 | Residential | CZ1 - Multi Family | Existing | Miscellaneous | Natural Gas | Miscellaneous | Economic Potential | Avg. Replacement Demand (W) | 0 | 0 | 0 | 0 | 0 | 0 | 0 | 0 | 0 | 0 | 0 | 0 | 0 | 0 | 0 | 0 | 0 | 0 | 0 | 0 | 0 | 0 | 0 | 0 | 0 | 0 | 0 | 0 | 0 | 0
F1_Residential_CZ1 - Multi Family_New_Space Heating_Natural Gas_Furnace - Direct Fuel_Economic Potential | F1 | Residential | CZ1 - Multi Family | New | Space Heating | Natural Gas | Furnace - Direct Fuel | Economic Potential | Units | 0 | 0 | 0 | 0 | 0 | 0 | 0 | 0 | 0 | 0 | 0 | 0 | 0 | 0 | 0 | 0 | 0 | 0 | 0 | 0 | 0 | 0 | 0 | 0 | 0 | 0 | 0 | 0 | 0 | 0
F2_Residential_CZ1 - Multi Family_New_Space Heating_Natural Gas_Furnace - Direct Fuel_Economic Potential | F2 | Residential | CZ1 - Multi Family | New | Space Heating | Natural Gas | Furnace - Direct Fuel | Economic Potential | Usage (MMtherm) | 0 | 0 | 0 | 0 | 0 | 0 | 0 | 0 | 0 | 0 | 0 | 0 | 0 | 0 | 0 | 0 | 0 | 0 | 0 | 0 | 0 | 0 | 0 | 0 | 0 | 0 | 0 | 0 | 0 | 0
F3_Residential_CZ1 - Multi Family_New_Space Heating_Natural Gas_Furnace - Direct Fuel_Economic Potential | F3 | Residential | CZ1 - Multi Family | New | Space Heating | Natural Gas | Furnace - Direct Fuel | Economic Potential | Peak Demand (S) | 0 | 0 | 0 | 0 | 0 | 0 | 0 | 0 | 0 | 0 | 0 | 0 | 0 | 0 | 0 | 0 | 0 | 0 | 0 | 0 | 0 | 0 | 0 | 0 | 0 | 0 | 0 | 0 | 0 | 0
F4_Residential_CZ1 - Multi Family_New_Space Heating_Natural Gas_Furnace - Direct Fuel_Economic Potential | F4 | Residential | CZ1 - Multi Family | New | Space Heating | Natural Gas | Furnace - Direct Fuel | Economic Potential | Peak Demand (W) | 0 | 0 | 0 | 0 | 0 | 0 | 0 | 0 | 0 | 0 | 0 | 0 | 0 | 0 | 0 | 0 | 0 | 0 | 0 | 0 | 0 | 0 | 0 | 0 | 0 | 0 | 0 | 0 | 0 | 0
F5_Residential_CZ1 - Multi Family_New_Space Heating_Natural Gas_Furnace - Direct Fuel_Economic Potential | F5 | Residential | CZ1 - Multi Family | New | Space Heating | Natural Gas | Furnace - Direct Fuel | Economic Potential | Turnover | 0 | 0 | 0 | 0 | 0 | 0 | 0 | 0 | 0 | 0 | 0 | 0 | 0 | 0 | 0 | 0 | 0 | 0 | 0 | 0 | 0 | 0 | 0 | 0 | 0 | 0 | 0 | 0 | 0 | 0
F6_Residential_CZ1 - Multi Family_New_Space Heating_Natural Gas_Furnace - Direct Fuel_Economic Potential | F6 | Residential | CZ1 - Multi Family | New | Space Heating | Natural Gas | Furnace - Direct Fuel | Economic Potential | Avg. Replacement Usage | 0 | 0 | 0 | 0 | 0 | 0 | 0 | 0 | 0 | 0 | 0 | 0 | 0 | 0 | 0 | 0 | 0 | 0 | 0 | 0 | 0 | 0 | 0 | 0 | 0 | 0 | 0 | 0 | 0 | 0
F7_Residential_CZ1 - Multi Family_New_Space Heating_Natural Gas_Furnace - Direct Fuel_Economic Potential | F7 | Residential | CZ1 - Multi Family | New | Space Heating | Natural Gas | Furnace - Direct Fuel | Economic Potential | Avg. Replacement Demand (S) | 0 | 0 | 0 | 0 | 0 | 0 | 0 | 0 | 0 | 0 | 0 | 0 | 0 | 0 | 0 | 0 | 0 | 0 | 0 | 0 | 0 | 0 | 0 | 0 | 0 | 0 | 0 | 0 | 0 | 0
F8_Residential_CZ1 - Multi Family_New_Space Heating_Natural Gas_Furnace - Direct Fuel_Economic Potential | F8 | Residential | CZ1 - Multi Family | New | Space Heating | Natural Gas | Furnace - Direct Fuel | Economic Potential | Avg. Replacement Demand (W) | 0 | 0 | 0 | 0 | 0 | 0 | 0 | 0 | 0 | 0 | 0 | 0 | 0 | 0 | 0 | 0 | 0 | 0 | 0 | 0 | 0 | 0 | 0 | 0 | 0 | 0 | 0 | 0 | 0 | 0
F1_Residential_CZ1 - Multi Family_New_Space Heating_Natural Gas_Boiler - Direct Fuel_Economic Potential | F1 | Residential | CZ1 - Multi Family | New | Space Heating | Natural Gas | Boiler - Direct Fuel | Economic Potential | Units | 0 | 0 | 0 | 0 | 0 | 0 | 0 | 0 | 0 | 0 | 0 | 0 | 0 | 0 | 0 | 0 | 0 | 0 | 0 | 0 | 0 | 0 | 0 | 0 | 0 | 0 | 0 | 0 | 0 | 0
F2_Residential_CZ1 - Multi Family_New_Space Heating_Natural Gas_Boiler - Direct Fuel_Economic Potential | F2 | Residential | CZ1 - Multi Family | New | Space Heating | Natural Gas | Boiler - Direct Fuel | Economic Potential | Usage (MMtherm) | 0 | 0 | 0 | 0 | 0 | 0 | 0 | 0 | 0 | 0 | 0 | 0 | 0 | 0 | 0 | 0 | 0 | 0 | 0 | 0 | 0 | 0 | 0 | 0 | 0 | 0 | 0 | 0 | 0 | 0
F3_Residential_CZ1 - Multi Family_New_Space Heating_Natural Gas_Boiler - Direct Fuel_Economic Potential | F3 | Residential | CZ1 - Multi Family | New | Space Heating | Natural Gas | Boiler - Direct Fuel | Economic Potential | Peak Demand (S) | 0 | 0 | 0 | 0 | 0 | 0 | 0 | 0 | 0 | 0 | 0 | 0 | 0 | 0 | 0 | 0 | 0 | 0 | 0 | 0 | 0 | 0 | 0 | 0 | 0 | 0 | 0 | 0 | 0 | 0
F4_Residential_CZ1 - Multi Family_New_Space Heating_Natural Gas_Boiler - Direct Fuel_Economic Potential | F4 | Residential | CZ1 - Multi Family | New | Space Heating | Natural Gas | Boiler - Direct Fuel | Economic Potential | Peak Demand (W) | 0 | 0 | 0 | 0 | 0 | 0 | 0 | 0 | 0 | 0 | 0 | 0 | 0 | 0 | 0 | 0 | 0 | 0 | 0 | 0 | 0 | 0 | 0 | 0 | 0 | 0 | 0 | 0 | 0 | 0
F5_Residential_CZ1 - Multi Family_New_Space Heating_Natural Gas_Boiler - Direct Fuel_Economic Potential | F5 | Residential | CZ1 - Multi Family | New | Space Heating | Natural Gas | Boiler - Direct Fuel | Economic Potential | Turnover | 0 | 0 | 0 | 0 | 0 | 0 | 0 | 0 | 0 | 0 | 0 | 0 | 0 | 0 | 0 | 0 | 0 | 0 | 0 | 0 | 0 | 0 | 0 | 0 | 0 | 0 | 0 | 0 | 0 | 0
F6_Residential_CZ1 - Multi Family_New_Space Heating_Natural Gas_Boiler - Direct Fuel_Economic Potential | F6 | Residential | CZ1 - Multi Family | New | Space Heating | Natural Gas | Boiler - Direct Fuel | Economic Potential | Avg. Replacement Usage | 0 | 0 | 0 | 0 | 0 | 0 | 0 | 0 | 0 | 0 | 0 | 0 | 0 | 0 | 0 | 0 | 0 | 0 | 0 | 0 | 0 | 0 | 0 | 0 | 0 | 0 | 0 | 0 | 0 | 0
F7_Residential_CZ1 - Multi Family_New_Space Heating_Natural Gas_Boiler - Direct Fuel_Economic Potential | F7 | Residential | CZ1 - Multi Family | New | Space Heating | Natural Gas | Boiler - Direct Fuel | Economic Potential | Avg. Replacement Demand (S) | 0 | 0 | 0 | 0 | 0 | 0 | 0 | 0 | 0 | 0 | 0 | 0 | 0 | 0 | 0 | 0 | 0 | 0 | 0 | 0 | 0 | 0 | 0 | 0 | 0 | 0 | 0 | 0 | 0 | 0
F8_Residential_CZ1 - Multi Family_New_Space Heating_Natural Gas_Boiler - Direct Fuel_Economic Potential | F8 | Residential | CZ1 - Multi Family | New | Space Heating | Natural Gas | Boiler - Direct Fuel | Economic Potential | Avg. Replacement Demand (W) | 0 | 0 | 0 | 0 | 0 | 0 | 0 | 0 | 0 | 0 | 0 | 0 | 0 | 0 | 0 | 0 | 0 | 0 | 0 | 0 | 0 | 0 | 0 | 0 | 0 | 0 | 0 | 0 | 0 | 0
F1_Residential_CZ1 - Multi Family_New_Secondary Heating_Natural Gas_Fireplace_Economic Potential | F1 | Residential | CZ1 - Multi Family | New | Secondary Heating | Natural Gas | Fireplace | Economic Potential | Units | 0 | 0 | 0 | 0 | 0 | 0 | 0 | 0 | 0 | 0 | 0 | 0 | 0 | 0 | 0 | 0 | 0 | 0 | 0 | 0 | 0 | 0 | 0 | 0 | 0 | 0 | 0 | 0 | 0 | 0
F2_Residential_CZ1 - Multi Family_New_Secondary Heating_Natural Gas_Fireplace_Economic Potential | F2 | Residential | CZ1 - Multi Family | New | Secondary Heating | Natural Gas | Fireplace | Economic Potential | Usage (MMtherm) | 0 | 0 | 0 | 0 | 0 | 0 | 0 | 0 | 0 | 0 | 0 | 0 | 0 | 0 | 0 | 0 | 0 | 0 | 0 | 0 | 0 | 0 | 0 | 0 | 0 | 0 | 0 | 0 | 0 | 0
F3_Residential_CZ1 - Multi Family_New_Secondary Heating_Natural Gas_Fireplace_Economic Potential | F3 | Residential | CZ1 - Multi Family | New | Secondary Heating | Natural Gas | Fireplace | Economic Potential | Peak Demand (S) | 0 | 0 | 0 | 0 | 0 | 0 | 0 | 0 | 0 | 0 | 0 | 0 | 0 | 0 | 0 | 0 | 0 | 0 | 0 | 0 | 0 | 0 | 0 | 0 | 0 | 0 | 0 | 0 | 0 | 0
F4_Residential_CZ1 - Multi Family_New_Secondary Heating_Natural Gas_Fireplace_Economic Potential | F4 | Residential | CZ1 - Multi Family | New | Secondary Heating | Natural Gas | Fireplace | Economic Potential | Peak Demand (W) | 0 | 0 | 0 | 0 | 0 | 0 | 0 | 0 | 0 | 0 | 0 | 0 | 0 | 0 | 0 | 0 | 0 | 0 | 0 | 0 | 0 | 0 | 0 | 0 | 0 | 0 | 0 | 0 | 0 | 0
F5_Residential_CZ1 - Multi Family_New_Secondary Heating_Natural Gas_Fireplace_Economic Potential | F5 | Residential | CZ1 - Multi Family | New | Secondary Heating | Natural Gas | Fireplace | Economic Potential | Turnover | 0 | 0 | 0 | 0 | 0 | 0 | 0 | 0 | 0 | 0 | 0 | 0 | 0 | 0 | 0 | 0 | 0 | 0 | 0 | 0 | 0 | 0 | 0 | 0 | 0 | 0 | 0 | 0 | 0 | 0
F6_Residential_CZ1 - Multi Family_New_Secondary Heating_Natural Gas_Fireplace_Economic Potential | F6 | Residential | CZ1 - Multi Family | New | Secondary Heating | Natural Gas | Fireplace | Economic Potential | Avg. Replacement Usage | 0 | 0 | 0 | 0 | 0 | 0 | 0 | 0 | 0 | 0 | 0 | 0 | 0 | 0 | 0 | 0 | 0 | 0 | 0 | 0 | 0 | 0 | 0 | 0 | 0 | 0 | 0 | 0 | 0 | 0
F7_Residential_CZ1 - Multi Family_New_Secondary Heating_Natural Gas_Fireplace_Economic Potential | F7 | Residential | CZ1 - Multi Family | New | Secondary Heating | Natural Gas | Fireplace | Economic Potential | Avg. Replacement Demand (S) | 0 | 0 | 0 | 0 | 0 | 0 | 0 | 0 | 0 | 0 | 0 | 0 | 0 | 0 | 0 | 0 | 0 | 0 | 0 | 0 | 0 | 0 | 0 | 0 | 0 | 0 | 0 | 0 | 0 | 0
F8_Residential_CZ1 - Multi Family_New_Secondary Heating_Natural Gas_Fireplace_Economic Potential | F8 | Residential | CZ1 - Multi Family | New | Secondary Heating | Natural Gas | Fireplace | Economic Potential | Avg. Replacement Demand (W) | 0 | 0 | 0 | 0 | 0 | 0 | 0 | 0 | 0 | 0 | 0 | 0 | 0 | 0 | 0 | 0 | 0 | 0 | 0 | 0 | 0 | 0 | 0 | 0 | 0 | 0 | 0 | 0 | 0 | 0
F1_Residential_CZ1 - Multi Family_New_Water Heating_Natural Gas_Water Heater <= 55 gal._Economic Potential | F1 | Residential | CZ1 - Multi Family | New | Water Heating | Natural Gas | Water Heater <= 55 gal. | Economic Potential | Units | 0 | 0 | 0 | 0 | 0 | 0 | 0 | 0 | 0 | 0 | 0 | 0 | 0 | 0 | 0 | 0 | 0 | 0 | 0 | 0 | 0 | 0 | 0 | 0 | 0 | 0 | 0 | 0 | 0 | 0
F2_Residential_CZ1 - Multi Family_New_Water Heating_Natural Gas_Water Heater <= 55 gal._Economic Potential | F2 | Residential | CZ1 - Multi Family | New | Water Heating | Natural Gas | Water Heater <= 55 gal. | Economic Potential | Usage (MMtherm) | 0 | 0 | 0 | 0 | 0 | 0 | 0 | 0 | 0 | 0 | 0 | 0 | 0 | 0 | 0 | 0 | 0 | 0 | 0 | 0 | 0 | 0 | 0 | 0 | 0 | 0 | 0 | 0 | 0 | 0
F3_Residential_CZ1 - Multi Family_New_Water Heating_Natural Gas_Water Heater <= 55 gal._Economic Potential | F3 | Residential | CZ1 - Multi Family | New | Water Heating | Natural Gas | Water Heater <= 55 gal. | Economic Potential | Peak Demand (S) | 0 | 0 | 0 | 0 | 0 | 0 | 0 | 0 | 0 | 0 | 0 | 0 | 0 | 0 | 0 | 0 | 0 | 0 | 0 | 0 | 0 | 0 | 0 | 0 | 0 | 0 | 0 | 0 | 0 | 0
F4_Residential_CZ1 - Multi Family_New_Water Heating_Natural Gas_Water Heater <= 55 gal._Economic Potential | F4 | Residential | CZ1 - Multi Family | New | Water Heating | Natural Gas | Water Heater <= 55 gal. | Economic Potential | Peak Demand (W) | 0 | 0 | 0 | 0 | 0 | 0 | 0 | 0 | 0 | 0 | 0 | 0 | 0 | 0 | 0 | 0 | 0 | 0 | 0 | 0 | 0 | 0 | 0 | 0 | 0 | 0 | 0 | 0 | 0 | 0
F5_Residential_CZ1 - Multi Family_New_Water Heating_Natural Gas_Water Heater <= 55 gal._Economic Potential | F5 | Residential | CZ1 - Multi Family | New | Water Heating | Natural Gas | Water Heater <= 55 gal. | Economic Potential | Turnover | 0 | 0 | 0 | 0 | 0 | 0 | 0 | 0 | 0 | 0 | 0 | 0 | 0 | 0 | 0 | 0 | 0 | 0 | 0 | 0 | 0 | 0 | 0 | 0 | 0 | 0 | 0 | 0 | 0 | 0
F6_Residential_CZ1 - Multi Family_New_Water Heating_Natural Gas_Water Heater <= 55 gal._Economic Potential | F6 | Residential | CZ1 - Multi Family | New | Water Heating | Natural Gas | Water Heater <= 55 gal. | Economic Potential | Avg. Replacement Usage | 0 | 0 | 0 | 0 | 0 | 0 | 0 | 0 | 0 | 0 | 0 | 0 | 0 | 0 | 0 | 0 | 0 | 0 | 0 | 0 | 0 | 0 | 0 | 0 | 0 | 0 | 0 | 0 | 0 | 0
F7_Residential_CZ1 - Multi Family_New_Water Heating_Natural Gas_Water Heater <= 55 gal._Economic Potential | F7 | Residential | CZ1 - Multi Family | New | Water Heating | Natural Gas | Water Heater <= 55 gal. | Economic Potential | Avg. Replacement Demand (S) | 0 | 0 | 0 | 0 | 0 | 0 | 0 | 0 | 0 | 0 | 0 | 0 | 0 | 0 | 0 | 0 | 0 | 0 | 0 | 0 | 0 | 0 | 0 | 0 | 0 | 0 | 0 | 0 | 0 | 0
F8_Residential_CZ1 - Multi Family_New_Water Heating_Natural Gas_Water Heater <= 55 gal._Economic Potential | F8 | Residential | CZ1 - Multi Family | New | Water Heating | Natural Gas | Water Heater <= 55 gal. | Economic Potential | Avg. Replacement Demand (W) | 0 | 0 | 0 | 0 | 0 | 0 | 0 | 0 | 0 | 0 | 0 | 0 | 0 | 0 | 0 | 0 | 0 | 0 | 0 | 0 | 0 | 0 | 0 | 0 | 0 | 0 | 0 | 0 | 0 | 0
F1_Residential_CZ1 - Multi Family_New_Water Heating_Natural Gas_Water Heater > 55 gal._Economic Potential | F1 | Residential | CZ1 - Multi Family | New | Water Heating | Natural Gas | Water Heater > 55 gal. | Economic Potential | Units | 0 | 0 | 0 | 0 | 0 | 0 | 0 | 0 | 0 | 0 | 0 | 0 | 0 | 0 | 0 | 0 | 0 | 0 | 0 | 0 | 0 | 0 | 0 | 0 | 0 | 0 | 0 | 0 | 0 | 0
F2_Residential_CZ1 - Multi Family_New_Water Heating_Natural Gas_Water Heater > 55 gal._Economic Potential | F2 | Residential | CZ1 - Multi Family | New | Water Heating | Natural Gas | Water Heater > 55 gal. | Economic Potential | Usage (MMtherm) | 0 | 0 | 0 | 0 | 0 | 0 | 0 | 0 | 0 | 0 | 0 | 0 | 0 | 0 | 0 | 0 | 0 | 0 | 0 | 0 | 0 | 0 | 0 | 0 | 0 | 0 | 0 | 0 | 0 | 0
F3_Residential_CZ1 - Multi Family_New_Water Heating_Natural Gas_Water Heater > 55 gal._Economic Potential | F3 | Residential | CZ1 - Multi Family | New | Water Heating | Natural Gas | Water Heater > 55 gal. | Economic Potential | Peak Demand (S) | 0 | 0 | 0 | 0 | 0 | 0 | 0 | 0 | 0 | 0 | 0 | 0 | 0 | 0 | 0 | 0 | 0 | 0 | 0 | 0 | 0 | 0 | 0 | 0 | 0 | 0 | 0 | 0 | 0 | 0
F4_Residential_CZ1 - Multi Family_New_Water Heating_Natural Gas_Water Heater > 55 gal._Economic Potential | F4 | Residential | CZ1 - Multi Family | New | Water Heating | Natural Gas | Water Heater > 55 gal. | Economic Potential | Peak Demand (W) | 0 | 0 | 0 | 0 | 0 | 0 | 0 | 0 | 0 | 0 | 0 | 0 | 0 | 0 | 0 | 0 | 0 | 0 | 0 | 0 | 0 | 0 | 0 | 0 | 0 | 0 | 0 | 0 | 0 | 0
F5_Residential_CZ1 - Multi Family_New_Water Heating_Natural Gas_Water Heater > 55 gal._Economic Potential | F5 | Residential | CZ1 - Multi Family | New | Water Heating | Natural Gas | Water Heater > 55 gal. | Economic Potential | Turnover | 0 | 0 | 0 | 0 | 0 | 0 | 0 | 0 | 0 | 0 | 0 | 0 | 0 | 0 | 0 | 0 | 0 | 0 | 0 | 0 | 0 | 0 | 0 | 0 | 0 | 0 | 0 | 0 | 0 | 0
F6_Residential_CZ1 - Multi Family_New_Water Heating_Natural Gas_Water Heater > 55 gal._Economic Potential | F6 | Residential | CZ1 - Multi Family | New | Water Heating | Natural Gas | Water Heater > 55 gal. | Economic Potential | Avg. Replacement Usage | 0 | 0 | 0 | 0 | 0 | 0 | 0 | 0 | 0 | 0 | 0 | 0 | 0 | 0 | 0 | 0 | 0 | 0 | 0 | 0 | 0 | 0 | 0 | 0 | 0 | 0 | 0 | 0 | 0 | 0
F7_Residential_CZ1 - Multi Family_New_Water Heating_Natural Gas_Water Heater > 55 gal._Economic Potential | F7 | Residential | CZ1 - Multi Family | New | Water Heating | Natural Gas | Water Heater > 55 gal. | Economic Potential | Avg. Replacement Demand (S) | 0 | 0 | 0 | 0 | 0 | 0 | 0 | 0 | 0 | 0 | 0 | 0 | 0 | 0 | 0 | 0 | 0 | 0 | 0 | 0 | 0 | 0 | 0 | 0 | 0 | 0 | 0 | 0 | 0 | 0
F8_Residential_CZ1 - Multi Family_New_Water Heating_Natural Gas_Water Heater > 55 gal._Economic Potential | F8 | Residential | CZ1 - Multi Family | New | Water Heating | Natural Gas | Water Heater > 55 gal. | Economic Potential | Avg. Replacement Demand (W) | 0 | 0 | 0 | 0 | 0 | 0 | 0 | 0 | 0 | 0 | 0 | 0 | 0 | 0 | 0 | 0 | 0 | 0 | 0 | 0 | 0 | 0 | 0 | 0 | 0 | 0 | 0 | 0 | 0 | 0
F1_Residential_CZ1 - Multi Family_New_Appliances_Natural Gas_Clothes Dryer_Economic Potential | F1 | Residential | CZ1 - Multi Family | New | Appliances | Natural Gas | Clothes Dryer | Economic Potential | Units | 0 | 0 | 0 | 0 | 0 | 0 | 0 | 0 | 0 | 0 | 0 | 0 | 0 | 0 | 0 | 0 | 0 | 0 | 0 | 0 | 0 | 0 | 0 | 0 | 0 | 0 | 0 | 0 | 0 | 0
F2_Residential_CZ1 - Multi Family_New_Appliances_Natural Gas_Clothes Dryer_Economic Potential | F2 | Residential | CZ1 - Multi Family | New | Appliances | Natural Gas | Clothes Dryer | Economic Potential | Usage (MMtherm) | 0 | 0 | 0 | 0 | 0 | 0 | 0 | 0 | 0 | 0 | 0 | 0 | 0 | 0 | 0 | 0 | 0 | 0 | 0 | 0 | 0 | 0 | 0 | 0 | 0 | 0 | 0 | 0 | 0 | 0
F3_Residential_CZ1 - Multi Family_New_Appliances_Natural Gas_Clothes Dryer_Economic Potential | F3 | Residential | CZ1 - Multi Family | New | Appliances | Natural Gas | Clothes Dryer | Economic Potential | Peak Demand (S) | 0 | 0 | 0 | 0 | 0 | 0 | 0 | 0 | 0 | 0 | 0 | 0 | 0 | 0 | 0 | 0 | 0 | 0 | 0 | 0 | 0 | 0 | 0 | 0 | 0 | 0 | 0 | 0 | 0 | 0
F4_Residential_CZ1 - Multi Family_New_Appliances_Natural Gas_Clothes Dryer_Economic Potential | F4 | Residential | CZ1 - Multi Family | New | Appliances | Natural Gas | Clothes Dryer | Economic Potential | Peak Demand (W) | 0 | 0 | 0 | 0 | 0 | 0 | 0 | 0 | 0 | 0 | 0 | 0 | 0 | 0 | 0 | 0 | 0 | 0 | 0 | 0 | 0 | 0 | 0 | 0 | 0 | 0 | 0 | 0 | 0 | 0
F5_Residential_CZ1 - Multi Family_New_Appliances_Natural Gas_Clothes Dryer_Economic Potential | F5 | Residential | CZ1 - Multi Family | New | Appliances | Natural Gas | Clothes Dryer | Economic Potential | Turnover | 0 | 0 | 0 | 0 | 0 | 0 | 0 | 0 | 0 | 0 | 0 | 0 | 0 | 0 | 0 | 0 | 0 | 0 | 0 | 0 | 0 | 0 | 0 | 0 | 0 | 0 | 0 | 0 | 0 | 0
F6_Residential_CZ1 - Multi Family_New_Appliances_Natural Gas_Clothes Dryer_Economic Potential | F6 | Residential | CZ1 - Multi Family | New | Appliances | Natural Gas | Clothes Dryer | Economic Potential | Avg. Replacement Usage | 0 | 0 | 0 | 0 | 0 | 0 | 0 | 0 | 0 | 0 | 0 | 0 | 0 | 0 | 0 | 0 | 0 | 0 | 0 | 0 | 0 | 0 | 0 | 0 | 0 | 0 | 0 | 0 | 0 | 0
F7_Residential_CZ1 - Multi Family_New_Appliances_Natural Gas_Clothes Dryer_Economic Potential | F7 | Residential | CZ1 - Multi Family | New | Appliances | Natural Gas | Clothes Dryer | Economic Potential | Avg. Replacement Demand (S) | 0 | 0 | 0 | 0 | 0 | 0 | 0 | 0 | 0 | 0 | 0 | 0 | 0 | 0 | 0 | 0 | 0 | 0 | 0 | 0 | 0 | 0 | 0 | 0 | 0 | 0 | 0 | 0 | 0 | 0
F8_Residential_CZ1 - Multi Family_New_Appliances_Natural Gas_Clothes Dryer_Economic Potential | F8 | Residential | CZ1 - Multi Family | New | Appliances | Natural Gas | Clothes Dryer | Economic Potential | Avg. Replacement Demand (W) | 0 | 0 | 0 | 0 | 0 | 0 | 0 | 0 | 0 | 0 | 0 | 0 | 0 | 0 | 0 | 0 | 0 | 0 | 0 | 0 | 0 | 0 | 0 | 0 | 0 | 0 | 0 | 0 | 0 | 0
F1_Residential_CZ1 - Multi Family_New_Appliances_Natural Gas_Stove/Oven_Economic Potential | F1 | Residential | CZ1 - Multi Family | New | Appliances | Natural Gas | Stove/Oven | Economic Potential | Units | 0 | 0 | 0 | 0 | 0 | 0 | 0 | 0 | 0 | 0 | 0 | 0 | 0 | 0 | 0 | 0 | 0 | 0 | 0 | 0 | 0 | 0 | 0 | 0 | 0 | 0 | 0 | 0 | 0 | 0
F2_Residential_CZ1 - Multi Family_New_Appliances_Natural Gas_Stove/Oven_Economic Potential | F2 | Residential | CZ1 - Multi Family | New | Appliances | Natural Gas | Stove/Oven | Economic Potential | Usage (MMtherm) | 0 | 0 | 0 | 0 | 0 | 0 | 0 | 0 | 0 | 0 | 0 | 0 | 0 | 0 | 0 | 0 | 0 | 0 | 0 | 0 | 0 | 0 | 0 | 0 | 0 | 0 | 0 | 0 | 0 | 0
F3_Residential_CZ1 - Multi Family_New_Appliances_Natural Gas_Stove/Oven_Economic Potential | F3 | Residential | CZ1 - Multi Family | New | Appliances | Natural Gas | Stove/Oven | Economic Potential | Peak Demand (S) | 0 | 0 | 0 | 0 | 0 | 0 | 0 | 0 | 0 | 0 | 0 | 0 | 0 | 0 | 0 | 0 | 0 | 0 | 0 | 0 | 0 | 0 | 0 | 0 | 0 | 0 | 0 | 0 | 0 | 0
F4_Residential_CZ1 - Multi Family_New_Appliances_Natural Gas_Stove/Oven_Economic Potential | F4 | Residential | CZ1 - Multi Family | New | Appliances | Natural Gas | Stove/Oven | Economic Potential | Peak Demand (W) | 0 | 0 | 0 | 0 | 0 | 0 | 0 | 0 | 0 | 0 | 0 | 0 | 0 | 0 | 0 | 0 | 0 | 0 | 0 | 0 | 0 | 0 | 0 | 0 | 0 | 0 | 0 | 0 | 0 | 0
F5_Residential_CZ1 - Multi Family_New_Appliances_Natural Gas_Stove/Oven_Economic Potential | F5 | Residential | CZ1 - Multi Family | New | Appliances | Natural Gas | Stove/Oven | Economic Potential | Turnover | 0 | 0 | 0 | 0 | 0 | 0 | 0 | 0 | 0 | 0 | 0 | 0 | 0 | 0 | 0 | 0 | 0 | 0 | 0 | 0 | 0 | 0 | 0 | 0 | 0 | 0 | 0 | 0 | 0 | 0
F6_Residential_CZ1 - Multi Family_New_Appliances_Natural Gas_Stove/Oven_Economic Potential | F6 | Residential | CZ1 - Multi Family | New | Appliances | Natural Gas | Stove/Oven | Economic Potential | Avg. Replacement Usage | 0 | 0 | 0 | 0 | 0 | 0 | 0 | 0 | 0 | 0 | 0 | 0 | 0 | 0 | 0 | 0 | 0 | 0 | 0 | 0 | 0 | 0 | 0 | 0 | 0 | 0 | 0 | 0 | 0 | 0
F7_Residential_CZ1 - Multi Family_New_Appliances_Natural Gas_Stove/Oven_Economic Potential | F7 | Residential | CZ1 - Multi Family | New | Appliances | Natural Gas | Stove/Oven | Economic Potential | Avg. Replacement Demand (S) | 0 | 0 | 0 | 0 | 0 | 0 | 0 | 0 | 0 | 0 | 0 | 0 | 0 | 0 | 0 | 0 | 0 | 0 | 0 | 0 | 0 | 0 | 0 | 0 | 0 | 0 | 0 | 0 | 0 | 0
F8_Residential_CZ1 - Multi Family_New_Appliances_Natural Gas_Stove/Oven_Economic Potential | F8 | Residential | CZ1 - Multi Family | New | Appliances | Natural Gas | Stove/Oven | Economic Potential | Avg. Replacement Demand (W) | 0 | 0 | 0 | 0 | 0 | 0 | 0 | 0 | 0 | 0 | 0 | 0 | 0 | 0 | 0 | 0 | 0 | 0 | 0 | 0 | 0 | 0 | 0 | 0 | 0 | 0 | 0 | 0 | 0 | 0
F1_Residential_CZ1 - Multi Family_New_Miscellaneous_Natural Gas_Pool Heater_Economic Potential | F1 | Residential | CZ1 - Multi Family | New | Miscellaneous | Natural Gas | Pool Heater | Economic Potential | Units | 0 | 0 | 0 | 0 | 0 | 0 | 0 | 0 | 0 | 0 | 0 | 0 | 0 | 0 | 0 | 0 | 0 | 0 | 0 | 0 | 0 | 0 | 0 | 0 | 0 | 0 | 0 | 0 | 0 | 0
F2_Residential_CZ1 - Multi Family_New_Miscellaneous_Natural Gas_Pool Heater_Economic Potential | F2 | Residential | CZ1 - Multi Family | New | Miscellaneous | Natural Gas | Pool Heater | Economic Potential | Usage (MMtherm) | 0 | 0 | 0 | 0 | 0 | 0 | 0 | 0 | 0 | 0 | 0 | 0 | 0 | 0 | 0 | 0 | 0 | 0 | 0 | 0 | 0 | 0 | 0 | 0 | 0 | 0 | 0 | 0 | 0 | 0
F3_Residential_CZ1 - Multi Family_New_Miscellaneous_Natural Gas_Pool Heater_Economic Potential | F3 | Residential | CZ1 - Multi Family | New | Miscellaneous | Natural Gas | Pool Heater | Economic Potential | Peak Demand (S) | 0 | 0 | 0 | 0 | 0 | 0 | 0 | 0 | 0 | 0 | 0 | 0 | 0 | 0 | 0 | 0 | 0 | 0 | 0 | 0 | 0 | 0 | 0 | 0 | 0 | 0 | 0 | 0 | 0 | 0
F4_Residential_CZ1 - Multi Family_New_Miscellaneous_Natural Gas_Pool Heater_Economic Potential | F4 | Residential | CZ1 - Multi Family | New | Miscellaneous | Natural Gas | Pool Heater | Economic Potential | Peak Demand (W) | 0 | 0 | 0 | 0 | 0 | 0 | 0 | 0 | 0 | 0 | 0 | 0 | 0 | 0 | 0 | 0 | 0 | 0 | 0 | 0 | 0 | 0 | 0 | 0 | 0 | 0 | 0 | 0 | 0 | 0
F5_Residential_CZ1 - Multi Family_New_Miscellaneous_Natural Gas_Pool Heater_Economic Potential | F5 | Residential | CZ1 - Multi Family | New | Miscellaneous | Natural Gas | Pool Heater | Economic Potential | Turnover | 0 | 0 | 0 | 0 | 0 | 0 | 0 | 0 | 0 | 0 | 0 | 0 | 0 | 0 | 0 | 0 | 0 | 0 | 0 | 0 | 0 | 0 | 0 | 0 | 0 | 0 | 0 | 0 | 0 | 0
F6_Residential_CZ1 - Multi Family_New_Miscellaneous_Natural Gas_Pool Heater_Economic Potential | F6 | Residential | CZ1 - Multi Family | New | Miscellaneous | Natural Gas | Pool Heater | Economic Potential | Avg. Replacement Usage | 0 | 0 | 0 | 0 | 0 | 0 | 0 | 0 | 0 | 0 | 0 | 0 | 0 | 0 | 0 | 0 | 0 | 0 | 0 | 0 | 0 | 0 | 0 | 0 | 0 | 0 | 0 | 0 | 0 | 0
F7_Residential_CZ1 - Multi Family_New_Miscellaneous_Natural Gas_Pool Heater_Economic Potential | F7 | Residential | CZ1 - Multi Family | New | Miscellaneous | Natural Gas | Pool Heater | Economic Potential | Avg. Replacement Demand (S) | 0 | 0 | 0 | 0 | 0 | 0 | 0 | 0 | 0 | 0 | 0 | 0 | 0 | 0 | 0 | 0 | 0 | 0 | 0 | 0 | 0 | 0 | 0 | 0 | 0 | 0 | 0 | 0 | 0 | 0
F8_Residential_CZ1 - Multi Family_New_Miscellaneous_Natural Gas_Pool Heater_Economic Potential | F8 | Residential | CZ1 - Multi Family | New | Miscellaneous | Natural Gas | Pool Heater | Economic Potential | Avg. Replacement Demand (W) | 0 | 0 | 0 | 0 | 0 | 0 | 0 | 0 | 0 | 0 | 0 | 0 | 0 | 0 | 0 | 0 | 0 | 0 | 0 | 0 | 0 | 0 | 0 | 0 | 0 | 0 | 0 | 0 | 0 | 0
F1_Residential_CZ1 - Multi Family_New_Miscellaneous_Natural Gas_Miscellaneous_Economic Potential | F1 | Residential | CZ1 - Multi Family | New | Miscellaneous | Natural Gas | Miscellaneous | Economic Potential | Units | 0 | 0 | 0 | 0 | 0 | 0 | 0 | 0 | 0 | 0 | 0 | 0 | 0 | 0 | 0 | 0 | 0 | 0 | 0 | 0 | 0 | 0 | 0 | 0 | 0 | 0 | 0 | 0 | 0 | 0
F2_Residential_CZ1 - Multi Family_New_Miscellaneous_Natural Gas_Miscellaneous_Economic Potential | F2 | Residential | CZ1 - Multi Family | New | Miscellaneous | Natural Gas | Miscellaneous | Economic Potential | Usage (MMtherm) | 0 | 0 | 0 | 0 | 0 | 0 | 0 | 0 | 0 | 0 | 0 | 0 | 0 | 0 | 0 | 0 | 0 | 0 | 0 | 0 | 0 | 0 | 0 | 0 | 0 | 0 | 0 | 0 | 0 | 0
F3_Residential_CZ1 - Multi Family_New_Miscellaneous_Natural Gas_Miscellaneous_Economic Potential | F3 | Residential | CZ1 - Multi Family | New | Miscellaneous | Natural Gas | Miscellaneous | Economic Potential | Peak Demand (S) | 0 | 0 | 0 | 0 | 0 | 0 | 0 | 0 | 0 | 0 | 0 | 0 | 0 | 0 | 0 | 0 | 0 | 0 | 0 | 0 | 0 | 0 | 0 | 0 | 0 | 0 | 0 | 0 | 0 | 0
F4_Residential_CZ1 - Multi Family_New_Miscellaneous_Natural Gas_Miscellaneous_Economic Potential | F4 | Residential | CZ1 - Multi Family | New | Miscellaneous | Natural Gas | Miscellaneous | Economic Potential | Peak Demand (W) | 0 | 0 | 0 | 0 | 0 | 0 | 0 | 0 | 0 | 0 | 0 | 0 | 0 | 0 | 0 | 0 | 0 | 0 | 0 | 0 | 0 | 0 | 0 | 0 | 0 | 0 | 0 | 0 | 0 | 0
F5_Residential_CZ1 - Multi Family_New_Miscellaneous_Natural Gas_Miscellaneous_Economic Potential | F5 | Residential | CZ1 - Multi Family | New | Miscellaneous | Natural Gas | Miscellaneous | Economic Potential | Turnover | 0 | 0 | 0 | 0 | 0 | 0 | 0 | 0 | 0 | 0 | 0 | 0 | 0 | 0 | 0 | 0 | 0 | 0 | 0 | 0 | 0 | 0 | 0 | 0 | 0 | 0 | 0 | 0 | 0 | 0
F6_Residential_CZ1 - Multi Family_New_Miscellaneous_Natural Gas_Miscellaneous_Economic Potential | F6 | Residential | CZ1 - Multi Family | New | Miscellaneous | Natural Gas | Miscellaneous | Economic Potential | Avg. Replacement Usage | 0 | 0 | 0 | 0 | 0 | 0 | 0 | 0 | 0 | 0 | 0 | 0 | 0 | 0 | 0 | 0 | 0 | 0 | 0 | 0 | 0 | 0 | 0 | 0 | 0 | 0 | 0 | 0 | 0 | 0
F7_Residential_CZ1 - Multi Family_New_Miscellaneous_Natural Gas_Miscellaneous_Economic Potential | F7 | Residential | CZ1 - Multi Family | New | Miscellaneous | Natural Gas | Miscellaneous | Economic Potential | Avg. Replacement Demand (S) | 0 | 0 | 0 | 0 | 0 | 0 | 0 | 0 | 0 | 0 | 0 | 0 | 0 | 0 | 0 | 0 | 0 | 0 | 0 | 0 | 0 | 0 | 0 | 0 | 0 | 0 | 0 | 0 | 0 | 0
F8_Residential_CZ1 - Multi Family_New_Miscellaneous_Natural Gas_Miscellaneous_Economic Potential | F8 | Residential | CZ1 - Multi Family | New | Miscellaneous | Natural Gas | Miscellaneous | Economic Potential | Avg. Replacement Demand (W) | 0 | 0 | 0 | 0 | 0 | 0 | 0 | 0 | 0 | 0 | 0 | 0 | 0 | 0 | 0 | 0 | 0 | 0 | 0 | 0 | 0 | 0 | 0 | 0 | 0 | 0 | 0 | 0 | 0 | 0
F1_Residential_CZ2 - Single Family_Existing_Space Heating_Natural Gas_Furnace - Direct Fuel_Economic Potential | F1 | Residential | CZ2 - Single Family | Existing | Space Heating | Natural Gas | Furnace - Direct Fuel | Economic Potential | Units | 0 | 0 | 0 | 0 | 0 | 0 | 0 | 0 | 0 | 0 | 0 | 0 | 0 | 0 | 0 | 0 | 0 | 0 | 0 | 0 | 0 | 0 | 0 | 0 | 0 | 0 | 0 | 0 | 0 | 0
F2_Residential_CZ2 - Single Family_Existing_Space Heating_Natural Gas_Furnace - Direct Fuel_Economic Potential | F2 | Residential | CZ2 - Single Family | Existing | Space Heating | Natural Gas | Furnace - Direct Fuel | Economic Potential | Usage (MMtherm) | 0 | 0 | 0 | 0 | 0 | 0 | 0 | 0 | 0 | 0 | 0 | 0 | 0 | 0 | 0 | 0 | 0 | 0 | 0 | 0 | 0 | 0 | 0 | 0 | 0 | 0 | 0 | 0 | 0 | 0
F3_Residential_CZ2 - Single Family_Existing_Space Heating_Natural Gas_Furnace - Direct Fuel_Economic Potential | F3 | Residential | CZ2 - Single Family | Existing | Space Heating | Natural Gas | Furnace - Direct Fuel | Economic Potential | Peak Demand (S) | 0 | 0 | 0 | 0 | 0 | 0 | 0 | 0 | 0 | 0 | 0 | 0 | 0 | 0 | 0 | 0 | 0 | 0 | 0 | 0 | 0 | 0 | 0 | 0 | 0 | 0 | 0 | 0 | 0 | 0
F4_Residential_CZ2 - Single Family_Existing_Space Heating_Natural Gas_Furnace - Direct Fuel_Economic Potential | F4 | Residential | CZ2 - Single Family | Existing | Space Heating | Natural Gas | Furnace - Direct Fuel | Economic Potential | Peak Demand (W) | 0 | 0 | 0 | 0 | 0 | 0 | 0 | 0 | 0 | 0 | 0 | 0 | 0 | 0 | 0 | 0 | 0 | 0 | 0 | 0 | 0 | 0 | 0 | 0 | 0 | 0 | 0 | 0 | 0 | 0
F5_Residential_CZ2 - Single Family_Existing_Space Heating_Natural Gas_Furnace - Direct Fuel_Economic Potential | F5 | Residential | CZ2 - Single Family | Existing | Space Heating | Natural Gas | Furnace - Direct Fuel | Economic Potential | Turnover | 0 | 0 | 0 | 0 | 0 | 0 | 0 | 0 | 0 | 0 | 0 | 0 | 0 | 0 | 0 | 0 | 0 | 0 | 0 | 0 | 0 | 0 | 0 | 0 | 0 | 0 | 0 | 0 | 0 | 0
F6_Residential_CZ2 - Single Family_Existing_Space Heating_Natural Gas_Furnace - Direct Fuel_Economic Potential | F6 | Residential | CZ2 - Single Family | Existing | Space Heating | Natural Gas | Furnace - Direct Fuel | Economic Potential | Avg. Replacement Usage | 0 | 0 | 0 | 0 | 0 | 0 | 0 | 0 | 0 | 0 | 0 | 0 | 0 | 0 | 0 | 0 | 0 | 0 | 0 | 0 | 0 | 0 | 0 | 0 | 0 | 0 | 0 | 0 | 0 | 0
F7_Residential_CZ2 - Single Family_Existing_Space Heating_Natural Gas_Furnace - Direct Fuel_Economic Potential | F7 | Residential | CZ2 - Single Family | Existing | Space Heating | Natural Gas | Furnace - Direct Fuel | Economic Potential | Avg. Replacement Demand (S) | 0 | 0 | 0 | 0 | 0 | 0 | 0 | 0 | 0 | 0 | 0 | 0 | 0 | 0 | 0 | 0 | 0 | 0 | 0 | 0 | 0 | 0 | 0 | 0 | 0 | 0 | 0 | 0 | 0 | 0
F8_Residential_CZ2 - Single Family_Existing_Space Heating_Natural Gas_Furnace - Direct Fuel_Economic Potential | F8 | Residential | CZ2 - Single Family | Existing | Space Heating | Natural Gas | Furnace - Direct Fuel | Economic Potential | Avg. Replacement Demand (W) | 0 | 0 | 0 | 0 | 0 | 0 | 0 | 0 | 0 | 0 | 0 | 0 | 0 | 0 | 0 | 0 | 0 | 0 | 0 | 0 | 0 | 0 | 0 | 0 | 0 | 0 | 0 | 0 | 0 | 0
F1_Residential_CZ2 - Single Family_Existing_Space Heating_Natural Gas_Boiler - Direct Fuel_Economic Potential | F1 | Residential | CZ2 - Single Family | Existing | Space Heating | Natural Gas | Boiler - Direct Fuel | Economic Potential | Units | 0 | 0 | 0 | 0 | 0 | 0 | 0 | 0 | 0 | 0 | 0 | 0 | 0 | 0 | 0 | 0 | 0 | 0 | 0 | 0 | 0 | 0 | 0 | 0 | 0 | 0 | 0 | 0 | 0 | 0
F2_Residential_CZ2 - Single Family_Existing_Space Heating_Natural Gas_Boiler - Direct Fuel_Economic Potential | F2 | Residential | CZ2 - Single Family | Existing | Space Heating | Natural Gas | Boiler - Direct Fuel | Economic Potential | Usage (MMtherm) | 0 | 0 | 0 | 0 | 0 | 0 | 0 | 0 | 0 | 0 | 0 | 0 | 0 | 0 | 0 | 0 | 0 | 0 | 0 | 0 | 0 | 0 | 0 | 0 | 0 | 0 | 0 | 0 | 0 | 0
F3_Residential_CZ2 - Single Family_Existing_Space Heating_Natural Gas_Boiler - Direct Fuel_Economic Potential | F3 | Residential | CZ2 - Single Family | Existing | Space Heating | Natural Gas | Boiler - Direct Fuel | Economic Potential | Peak Demand (S) | 0 | 0 | 0 | 0 | 0 | 0 | 0 | 0 | 0 | 0 | 0 | 0 | 0 | 0 | 0 | 0 | 0 | 0 | 0 | 0 | 0 | 0 | 0 | 0 | 0 | 0 | 0 | 0 | 0 | 0
F4_Residential_CZ2 - Single Family_Existing_Space Heating_Natural Gas_Boiler - Direct Fuel_Economic Potential | F4 | Residential | CZ2 - Single Family | Existing | Space Heating | Natural Gas | Boiler - Direct Fuel | Economic Potential | Peak Demand (W) | 0 | 0 | 0 | 0 | 0 | 0 | 0 | 0 | 0 | 0 | 0 | 0 | 0 | 0 | 0 | 0 | 0 | 0 | 0 | 0 | 0 | 0 | 0 | 0 | 0 | 0 | 0 | 0 | 0 | 0
F5_Residential_CZ2 - Single Family_Existing_Space Heating_Natural Gas_Boiler - Direct Fuel_Economic Potential | F5 | Residential | CZ2 - Single Family | Existing | Space Heating | Natural Gas | Boiler - Direct Fuel | Economic Potential | Turnover | 0 | 0 | 0 | 0 | 0 | 0 | 0 | 0 | 0 | 0 | 0 | 0 | 0 | 0 | 0 | 0 | 0 | 0 | 0 | 0 | 0 | 0 | 0 | 0 | 0 | 0 | 0 | 0 | 0 | 0
F6_Residential_CZ2 - Single Family_Existing_Space Heating_Natural Gas_Boiler - Direct Fuel_Economic Potential | F6 | Residential | CZ2 - Single Family | Existing | Space Heating | Natural Gas | Boiler - Direct Fuel | Economic Potential | Avg. Replacement Usage | 0 | 0 | 0 | 0 | 0 | 0 | 0 | 0 | 0 | 0 | 0 | 0 | 0 | 0 | 0 | 0 | 0 | 0 | 0 | 0 | 0 | 0 | 0 | 0 | 0 | 0 | 0 | 0 | 0 | 0
F7_Residential_CZ2 - Single Family_Existing_Space Heating_Natural Gas_Boiler - Direct Fuel_Economic Potential | F7 | Residential | CZ2 - Single Family | Existing | Space Heating | Natural Gas | Boiler - Direct Fuel | Economic Potential | Avg. Replacement Demand (S) | 0 | 0 | 0 | 0 | 0 | 0 | 0 | 0 | 0 | 0 | 0 | 0 | 0 | 0 | 0 | 0 | 0 | 0 | 0 | 0 | 0 | 0 | 0 | 0 | 0 | 0 | 0 | 0 | 0 | 0
F8_Residential_CZ2 - Single Family_Existing_Space Heating_Natural Gas_Boiler - Direct Fuel_Economic Potential | F8 | Residential | CZ2 - Single Family | Existing | Space Heating | Natural Gas | Boiler - Direct Fuel | Economic Potential | Avg. Replacement Demand (W) | 0 | 0 | 0 | 0 | 0 | 0 | 0 | 0 | 0 | 0 | 0 | 0 | 0 | 0 | 0 | 0 | 0 | 0 | 0 | 0 | 0 | 0 | 0 | 0 | 0 | 0 | 0 | 0 | 0 | 0
F1_Residential_CZ2 - Single Family_Existing_Secondary Heating_Natural Gas_Fireplace_Economic Potential | F1 | Residential | CZ2 - Single Family | Existing | Secondary Heating | Natural Gas | Fireplace | Economic Potential | Units | 0 | 0 | 0 | 0 | 0 | 0 | 0 | 0 | 0 | 0 | 0 | 0 | 0 | 0 | 0 | 0 | 0 | 0 | 0 | 0 | 0 | 0 | 0 | 0 | 0 | 0 | 0 | 0 | 0 | 0
F2_Residential_CZ2 - Single Family_Existing_Secondary Heating_Natural Gas_Fireplace_Economic Potential | F2 | Residential | CZ2 - Single Family | Existing | Secondary Heating | Natural Gas | Fireplace | Economic Potential | Usage (MMtherm) | 0 | 0 | 0 | 0 | 0 | 0 | 0 | 0 | 0 | 0 | 0 | 0 | 0 | 0 | 0 | 0 | 0 | 0 | 0 | 0 | 0 | 0 | 0 | 0 | 0 | 0 | 0 | 0 | 0 | 0
F3_Residential_CZ2 - Single Family_Existing_Secondary Heating_Natural Gas_Fireplace_Economic Potential | F3 | Residential | CZ2 - Single Family | Existing | Secondary Heating | Natural Gas | Fireplace | Economic Potential | Peak Demand (S) | 0 | 0 | 0 | 0 | 0 | 0 | 0 | 0 | 0 | 0 | 0 | 0 | 0 | 0 | 0 | 0 | 0 | 0 | 0 | 0 | 0 | 0 | 0 | 0 | 0 | 0 | 0 | 0 | 0 | 0
F4_Residential_CZ2 - Single Family_Existing_Secondary Heating_Natural Gas_Fireplace_Economic Potential | F4 | Residential | CZ2 - Single Family | Existing | Secondary Heating | Natural Gas | Fireplace | Economic Potential | Peak Demand (W) | 0 | 0 | 0 | 0 | 0 | 0 | 0 | 0 | 0 | 0 | 0 | 0 | 0 | 0 | 0 | 0 | 0 | 0 | 0 | 0 | 0 | 0 | 0 | 0 | 0 | 0 | 0 | 0 | 0 | 0
F5_Residential_CZ2 - Single Family_Existing_Secondary Heating_Natural Gas_Fireplace_Economic Potential | F5 | Residential | CZ2 - Single Family | Existing | Secondary Heating | Natural Gas | Fireplace | Economic Potential | Turnover | 0 | 0 | 0 | 0 | 0 | 0 | 0 | 0 | 0 | 0 | 0 | 0 | 0 | 0 | 0 | 0 | 0 | 0 | 0 | 0 | 0 | 0 | 0 | 0 | 0 | 0 | 0 | 0 | 0 | 0
F6_Residential_CZ2 - Single Family_Existing_Secondary Heating_Natural Gas_Fireplace_Economic Potential | F6 | Residential | CZ2 - Single Family | Existing | Secondary Heating | Natural Gas | Fireplace | Economic Potential | Avg. Replacement Usage | 0 | 0 | 0 | 0 | 0 | 0 | 0 | 0 | 0 | 0 | 0 | 0 | 0 | 0 | 0 | 0 | 0 | 0 | 0 | 0 | 0 | 0 | 0 | 0 | 0 | 0 | 0 | 0 | 0 | 0
F7_Residential_CZ2 - Single Family_Existing_Secondary Heating_Natural Gas_Fireplace_Economic Potential | F7 | Residential | CZ2 - Single Family | Existing | Secondary Heating | Natural Gas | Fireplace | Economic Potential | Avg. Replacement Demand (S) | 0 | 0 | 0 | 0 | 0 | 0 | 0 | 0 | 0 | 0 | 0 | 0 | 0 | 0 | 0 | 0 | 0 | 0 | 0 | 0 | 0 | 0 | 0 | 0 | 0 | 0 | 0 | 0 | 0 | 0
F8_Residential_CZ2 - Single Family_Existing_Secondary Heating_Natural Gas_Fireplace_Economic Potential | F8 | Residential | CZ2 - Single Family | Existing | Secondary Heating | Natural Gas | Fireplace | Economic Potential | Avg. Replacement Demand (W) | 0 | 0 | 0 | 0 | 0 | 0 | 0 | 0 | 0 | 0 | 0 | 0 | 0 | 0 | 0 | 0 | 0 | 0 | 0 | 0 | 0 | 0 | 0 | 0 | 0 | 0 | 0 | 0 | 0 | 0
F1_Residential_CZ2 - Single Family_Existing_Water Heating_Natural Gas_Water Heater <= 55 gal._Economic Potential | F1 | Residential | CZ2 - Single Family | Existing | Water Heating | Natural Gas | Water Heater <= 55 gal. | Economic Potential | Units | 0 | 0 | 0 | 0 | 0 | 0 | 0 | 0 | 0 | 0 | 0 | 0 | 0 | 0 | 0 | 0 | 0 | 0 | 0 | 0 | 0 | 0 | 0 | 0 | 0 | 0 | 0 | 0 | 0 | 0
F2_Residential_CZ2 - Single Family_Existing_Water Heating_Natural Gas_Water Heater <= 55 gal._Economic Potential | F2 | Residential | CZ2 - Single Family | Existing | Water Heating | Natural Gas | Water Heater <= 55 gal. | Economic Potential | Usage (MMtherm) | 0 | 0 | 0 | 0 | 0 | 0 | 0 | 0 | 0 | 0 | 0 | 0 | 0 | 0 | 0 | 0 | 0 | 0 | 0 | 0 | 0 | 0 | 0 | 0 | 0 | 0 | 0 | 0 | 0 | 0
F3_Residential_CZ2 - Single Family_Existing_Water Heating_Natural Gas_Water Heater <= 55 gal._Economic Potential | F3 | Residential | CZ2 - Single Family | Existing | Water Heating | Natural Gas | Water Heater <= 55 gal. | Economic Potential | Peak Demand (S) | 0 | 0 | 0 | 0 | 0 | 0 | 0 | 0 | 0 | 0 | 0 | 0 | 0 | 0 | 0 | 0 | 0 | 0 | 0 | 0 | 0 | 0 | 0 | 0 | 0 | 0 | 0 | 0 | 0 | 0
F4_Residential_CZ2 - Single Family_Existing_Water Heating_Natural Gas_Water Heater <= 55 gal._Economic Potential | F4 | Residential | CZ2 - Single Family | Existing | Water Heating | Natural Gas | Water Heater <= 55 gal. | Economic Potential | Peak Demand (W) | 0 | 0 | 0 | 0 | 0 | 0 | 0 | 0 | 0 | 0 | 0 | 0 | 0 | 0 | 0 | 0 | 0 | 0 | 0 | 0 | 0 | 0 | 0 | 0 | 0 | 0 | 0 | 0 | 0 | 0
F5_Residential_CZ2 - Single Family_Existing_Water Heating_Natural Gas_Water Heater <= 55 gal._Economic Potential | F5 | Residential | CZ2 - Single Family | Existing | Water Heating | Natural Gas | Water Heater <= 55 gal. | Economic Potential | Turnover | 0 | 0 | 0 | 0 | 0 | 0 | 0 | 0 | 0 | 0 | 0 | 0 | 0 | 0 | 0 | 0 | 0 | 0 | 0 | 0 | 0 | 0 | 0 | 0 | 0 | 0 | 0 | 0 | 0 | 0
F6_Residential_CZ2 - Single Family_Existing_Water Heating_Natural Gas_Water Heater <= 55 gal._Economic Potential | F6 | Residential | CZ2 - Single Family | Existing | Water Heating | Natural Gas | Water Heater <= 55 gal. | Economic Potential | Avg. Replacement Usage | 0 | 0 | 0 | 0 | 0 | 0 | 0 | 0 | 0 | 0 | 0 | 0 | 0 | 0 | 0 | 0 | 0 | 0 | 0 | 0 | 0 | 0 | 0 | 0 | 0 | 0 | 0 | 0 | 0 | 0
F7_Residential_CZ2 - Single Family_Existing_Water Heating_Natural Gas_Water Heater <= 55 gal._Economic Potential | F7 | Residential | CZ2 - Single Family | Existing | Water Heating | Natural Gas | Water Heater <= 55 gal. | Economic Potential | Avg. Replacement Demand (S) | 0 | 0 | 0 | 0 | 0 | 0 | 0 | 0 | 0 | 0 | 0 | 0 | 0 | 0 | 0 | 0 | 0 | 0 | 0 | 0 | 0 | 0 | 0 | 0 | 0 | 0 | 0 | 0 | 0 | 0
F8_Residential_CZ2 - Single Family_Existing_Water Heating_Natural Gas_Water Heater <= 55 gal._Economic Potential | F8 | Residential | CZ2 - Single Family | Existing | Water Heating | Natural Gas | Water Heater <= 55 gal. | Economic Potential | Avg. Replacement Demand (W) | 0 | 0 | 0 | 0 | 0 | 0 | 0 | 0 | 0 | 0 | 0 | 0 | 0 | 0 | 0 | 0 | 0 | 0 | 0 | 0 | 0 | 0 | 0 | 0 | 0 | 0 | 0 | 0 | 0 | 0
F1_Residential_CZ2 - Single Family_Existing_Water Heating_Natural Gas_Water Heater > 55 gal._Economic Potential | F1 | Residential | CZ2 - Single Family | Existing | Water Heating | Natural Gas | Water Heater > 55 gal. | Economic Potential | Units | 0 | 0 | 0 | 0 | 0 | 0 | 0 | 0 | 0 | 0 | 0 | 0 | 0 | 0 | 0 | 0 | 0 | 0 | 0 | 0 | 0 | 0 | 0 | 0 | 0 | 0 | 0 | 0 | 0 | 0
F2_Residential_CZ2 - Single Family_Existing_Water Heating_Natural Gas_Water Heater > 55 gal._Economic Potential | F2 | Residential | CZ2 - Single Family | Existing | Water Heating | Natural Gas | Water Heater > 55 gal. | Economic Potential | Usage (MMtherm) | 0 | 0 | 0 | 0 | 0 | 0 | 0 | 0 | 0 | 0 | 0 | 0 | 0 | 0 | 0 | 0 | 0 | 0 | 0 | 0 | 0 | 0 | 0 | 0 | 0 | 0 | 0 | 0 | 0 | 0
F3_Residential_CZ2 - Single Family_Existing_Water Heating_Natural Gas_Water Heater > 55 gal._Economic Potential | F3 | Residential | CZ2 - Single Family | Existing | Water Heating | Natural Gas | Water Heater > 55 gal. | Economic Potential | Peak Demand (S) | 0 | 0 | 0 | 0 | 0 | 0 | 0 | 0 | 0 | 0 | 0 | 0 | 0 | 0 | 0 | 0 | 0 | 0 | 0 | 0 | 0 | 0 | 0 | 0 | 0 | 0 | 0 | 0 | 0 | 0
F4_Residential_CZ2 - Single Family_Existing_Water Heating_Natural Gas_Water Heater > 55 gal._Economic Potential | F4 | Residential | CZ2 - Single Family | Existing | Water Heating | Natural Gas | Water Heater > 55 gal. | Economic Potential | Peak Demand (W) | 0 | 0 | 0 | 0 | 0 | 0 | 0 | 0 | 0 | 0 | 0 | 0 | 0 | 0 | 0 | 0 | 0 | 0 | 0 | 0 | 0 | 0 | 0 | 0 | 0 | 0 | 0 | 0 | 0 | 0
F5_Residential_CZ2 - Single Family_Existing_Water Heating_Natural Gas_Water Heater > 55 gal._Economic Potential | F5 | Residential | CZ2 - Single Family | Existing | Water Heating | Natural Gas | Water Heater > 55 gal. | Economic Potential | Turnover | 0 | 0 | 0 | 0 | 0 | 0 | 0 | 0 | 0 | 0 | 0 | 0 | 0 | 0 | 0 | 0 | 0 | 0 | 0 | 0 | 0 | 0 | 0 | 0 | 0 | 0 | 0 | 0 | 0 | 0
F6_Residential_CZ2 - Single Family_Existing_Water Heating_Natural Gas_Water Heater > 55 gal._Economic Potential | F6 | Residential | CZ2 - Single Family | Existing | Water Heating | Natural Gas | Water Heater > 55 gal. | Economic Potential | Avg. Replacement Usage | 0 | 0 | 0 | 0 | 0 | 0 | 0 | 0 | 0 | 0 | 0 | 0 | 0 | 0 | 0 | 0 | 0 | 0 | 0 | 0 | 0 | 0 | 0 | 0 | 0 | 0 | 0 | 0 | 0 | 0
F7_Residential_CZ2 - Single Family_Existing_Water Heating_Natural Gas_Water Heater > 55 gal._Economic Potential | F7 | Residential | CZ2 - Single Family | Existing | Water Heating | Natural Gas | Water Heater > 55 gal. | Economic Potential | Avg. Replacement Demand (S) | 0 | 0 | 0 | 0 | 0 | 0 | 0 | 0 | 0 | 0 | 0 | 0 | 0 | 0 | 0 | 0 | 0 | 0 | 0 | 0 | 0 | 0 | 0 | 0 | 0 | 0 | 0 | 0 | 0 | 0
F8_Residential_CZ2 - Single Family_Existing_Water Heating_Natural Gas_Water Heater > 55 gal._Economic Potential | F8 | Residential | CZ2 - Single Family | Existing | Water Heating | Natural Gas | Water Heater > 55 gal. | Economic Potential | Avg. Replacement Demand (W) | 0 | 0 | 0 | 0 | 0 | 0 | 0 | 0 | 0 | 0 | 0 | 0 | 0 | 0 | 0 | 0 | 0 | 0 | 0 | 0 | 0 | 0 | 0 | 0 | 0 | 0 | 0 | 0 | 0 | 0
F1_Residential_CZ2 - Single Family_Existing_Appliances_Natural Gas_Clothes Dryer_Economic Potential | F1 | Residential | CZ2 - Single Family | Existing | Appliances | Natural Gas | Clothes Dryer | Economic Potential | Units | 0 | 0 | 0 | 0 | 0 | 0 | 0 | 0 | 0 | 0 | 0 | 0 | 0 | 0 | 0 | 0 | 0 | 0 | 0 | 0 | 0 | 0 | 0 | 0 | 0 | 0 | 0 | 0 | 0 | 0
F2_Residential_CZ2 - Single Family_Existing_Appliances_Natural Gas_Clothes Dryer_Economic Potential | F2 | Residential | CZ2 - Single Family | Existing | Appliances | Natural Gas | Clothes Dryer | Economic Potential | Usage (MMtherm) | 0 | 0 | 0 | 0 | 0 | 0 | 0 | 0 | 0 | 0 | 0 | 0 | 0 | 0 | 0 | 0 | 0 | 0 | 0 | 0 | 0 | 0 | 0 | 0 | 0 | 0 | 0 | 0 | 0 | 0
F3_Residential_CZ2 - Single Family_Existing_Appliances_Natural Gas_Clothes Dryer_Economic Potential | F3 | Residential | CZ2 - Single Family | Existing | Appliances | Natural Gas | Clothes Dryer | Economic Potential | Peak Demand (S) | 0 | 0 | 0 | 0 | 0 | 0 | 0 | 0 | 0 | 0 | 0 | 0 | 0 | 0 | 0 | 0 | 0 | 0 | 0 | 0 | 0 | 0 | 0 | 0 | 0 | 0 | 0 | 0 | 0 | 0
F4_Residential_CZ2 - Single Family_Existing_Appliances_Natural Gas_Clothes Dryer_Economic Potential | F4 | Residential | CZ2 - Single Family | Existing | Appliances | Natural Gas | Clothes Dryer | Economic Potential | Peak Demand (W) | 0 | 0 | 0 | 0 | 0 | 0 | 0 | 0 | 0 | 0 | 0 | 0 | 0 | 0 | 0 | 0 | 0 | 0 | 0 | 0 | 0 | 0 | 0 | 0 | 0 | 0 | 0 | 0 | 0 | 0
F5_Residential_CZ2 - Single Family_Existing_Appliances_Natural Gas_Clothes Dryer_Economic Potential | F5 | Residential | CZ2 - Single Family | Existing | Appliances | Natural Gas | Clothes Dryer | Economic Potential | Turnover | 0 | 0 | 0 | 0 | 0 | 0 | 0 | 0 | 0 | 0 | 0 | 0 | 0 | 0 | 0 | 0 | 0 | 0 | 0 | 0 | 0 | 0 | 0 | 0 | 0 | 0 | 0 | 0 | 0 | 0
F6_Residential_CZ2 - Single Family_Existing_Appliances_Natural Gas_Clothes Dryer_Economic Potential | F6 | Residential | CZ2 - Single Family | Existing | Appliances | Natural Gas | Clothes Dryer | Economic Potential | Avg. Replacement Usage | 0 | 0 | 0 | 0 | 0 | 0 | 0 | 0 | 0 | 0 | 0 | 0 | 0 | 0 | 0 | 0 | 0 | 0 | 0 | 0 | 0 | 0 | 0 | 0 | 0 | 0 | 0 | 0 | 0 | 0
F7_Residential_CZ2 - Single Family_Existing_Appliances_Natural Gas_Clothes Dryer_Economic Potential | F7 | Residential | CZ2 - Single Family | Existing | Appliances | Natural Gas | Clothes Dryer | Economic Potential | Avg. Replacement Demand (S) | 0 | 0 | 0 | 0 | 0 | 0 | 0 | 0 | 0 | 0 | 0 | 0 | 0 | 0 | 0 | 0 | 0 | 0 | 0 | 0 | 0 | 0 | 0 | 0 | 0 | 0 | 0 | 0 | 0 | 0
F8_Residential_CZ2 - Single Family_Existing_Appliances_Natural Gas_Clothes Dryer_Economic Potential | F8 | Residential | CZ2 - Single Family | Existing | Appliances | Natural Gas | Clothes Dryer | Economic Potential | Avg. Replacement Demand (W) | 0 | 0 | 0 | 0 | 0 | 0 | 0 | 0 | 0 | 0 | 0 | 0 | 0 | 0 | 0 | 0 | 0 | 0 | 0 | 0 | 0 | 0 | 0 | 0 | 0 | 0 | 0 | 0 | 0 | 0
F1_Residential_CZ2 - Single Family_Existing_Appliances_Natural Gas_Stove/Oven_Economic Potential | F1 | Residential | CZ2 - Single Family | Existing | Appliances | Natural Gas | Stove/Oven | Economic Potential | Units | 0 | 0 | 0 | 0 | 0 | 0 | 0 | 0 | 0 | 0 | 0 | 0 | 0 | 0 | 0 | 0 | 0 | 0 | 0 | 0 | 0 | 0 | 0 | 0 | 0 | 0 | 0 | 0 | 0 | 0
F2_Residential_CZ2 - Single Family_Existing_Appliances_Natural Gas_Stove/Oven_Economic Potential | F2 | Residential | CZ2 - Single Family | Existing | Appliances | Natural Gas | Stove/Oven | Economic Potential | Usage (MMtherm) | 0 | 0 | 0 | 0 | 0 | 0 | 0 | 0 | 0 | 0 | 0 | 0 | 0 | 0 | 0 | 0 | 0 | 0 | 0 | 0 | 0 | 0 | 0 | 0 | 0 | 0 | 0 | 0 | 0 | 0
F3_Residential_CZ2 - Single Family_Existing_Appliances_Natural Gas_Stove/Oven_Economic Potential | F3 | Residential | CZ2 - Single Family | Existing | Appliances | Natural Gas | Stove/Oven | Economic Potential | Peak Demand (S) | 0 | 0 | 0 | 0 | 0 | 0 | 0 | 0 | 0 | 0 | 0 | 0 | 0 | 0 | 0 | 0 | 0 | 0 | 0 | 0 | 0 | 0 | 0 | 0 | 0 | 0 | 0 | 0 | 0 | 0
F4_Residential_CZ2 - Single Family_Existing_Appliances_Natural Gas_Stove/Oven_Economic Potential | F4 | Residential | CZ2 - Single Family | Existing | Appliances | Natural Gas | Stove/Oven | Economic Potential | Peak Demand (W) | 0 | 0 | 0 | 0 | 0 | 0 | 0 | 0 | 0 | 0 | 0 | 0 | 0 | 0 | 0 | 0 | 0 | 0 | 0 | 0 | 0 | 0 | 0 | 0 | 0 | 0 | 0 | 0 | 0 | 0
F5_Residential_CZ2 - Single Family_Existing_Appliances_Natural Gas_Stove/Oven_Economic Potential | F5 | Residential | CZ2 - Single Family | Existing | Appliances | Natural Gas | Stove/Oven | Economic Potential | Turnover | 0 | 0 | 0 | 0 | 0 | 0 | 0 | 0 | 0 | 0 | 0 | 0 | 0 | 0 | 0 | 0 | 0 | 0 | 0 | 0 | 0 | 0 | 0 | 0 | 0 | 0 | 0 | 0 | 0 | 0
F6_Residential_CZ2 - Single Family_Existing_Appliances_Natural Gas_Stove/Oven_Economic Potential | F6 | Residential | CZ2 - Single Family | Existing | Appliances | Natural Gas | Stove/Oven | Economic Potential | Avg. Replacement Usage | 0 | 0 | 0 | 0 | 0 | 0 | 0 | 0 | 0 | 0 | 0 | 0 | 0 | 0 | 0 | 0 | 0 | 0 | 0 | 0 | 0 | 0 | 0 | 0 | 0 | 0 | 0 | 0 | 0 | 0
F7_Residential_CZ2 - Single Family_Existing_Appliances_Natural Gas_Stove/Oven_Economic Potential | F7 | Residential | CZ2 - Single Family | Existing | Appliances | Natural Gas | Stove/Oven | Economic Potential | Avg. Replacement Demand (S) | 0 | 0 | 0 | 0 | 0 | 0 | 0 | 0 | 0 | 0 | 0 | 0 | 0 | 0 | 0 | 0 | 0 | 0 | 0 | 0 | 0 | 0 | 0 | 0 | 0 | 0 | 0 | 0 | 0 | 0
F8_Residential_CZ2 - Single Family_Existing_Appliances_Natural Gas_Stove/Oven_Economic Potential | F8 | Residential | CZ2 - Single Family | Existing | Appliances | Natural Gas | Stove/Oven | Economic Potential | Avg. Replacement Demand (W) | 0 | 0 | 0 | 0 | 0 | 0 | 0 | 0 | 0 | 0 | 0 | 0 | 0 | 0 | 0 | 0 | 0 | 0 | 0 | 0 | 0 | 0 | 0 | 0 | 0 | 0 | 0 | 0 | 0 | 0
F1_Residential_CZ2 - Single Family_Existing_Miscellaneous_Natural Gas_Pool Heater_Economic Potential | F1 | Residential | CZ2 - Single Family | Existing | Miscellaneous | Natural Gas | Pool Heater | Economic Potential | Units | 0 | 0 | 0 | 0 | 0 | 0 | 0 | 0 | 0 | 0 | 0 | 0 | 0 | 0 | 0 | 0 | 0 | 0 | 0 | 0 | 0 | 0 | 0 | 0 | 0 | 0 | 0 | 0 | 0 | 0
F2_Residential_CZ2 - Single Family_Existing_Miscellaneous_Natural Gas_Pool Heater_Economic Potential | F2 | Residential | CZ2 - Single Family | Existing | Miscellaneous | Natural Gas | Pool Heater | Economic Potential | Usage (MMtherm) | 0 | 0 | 0 | 0 | 0 | 0 | 0 | 0 | 0 | 0 | 0 | 0 | 0 | 0 | 0 | 0 | 0 | 0 | 0 | 0 | 0 | 0 | 0 | 0 | 0 | 0 | 0 | 0 | 0 | 0
F3_Residential_CZ2 - Single Family_Existing_Miscellaneous_Natural Gas_Pool Heater_Economic Potential | F3 | Residential | CZ2 - Single Family | Existing | Miscellaneous | Natural Gas | Pool Heater | Economic Potential | Peak Demand (S) | 0 | 0 | 0 | 0 | 0 | 0 | 0 | 0 | 0 | 0 | 0 | 0 | 0 | 0 | 0 | 0 | 0 | 0 | 0 | 0 | 0 | 0 | 0 | 0 | 0 | 0 | 0 | 0 | 0 | 0
F4_Residential_CZ2 - Single Family_Existing_Miscellaneous_Natural Gas_Pool Heater_Economic Potential | F4 | Residential | CZ2 - Single Family | Existing | Miscellaneous | Natural Gas | Pool Heater | Economic Potential | Peak Demand (W) | 0 | 0 | 0 | 0 | 0 | 0 | 0 | 0 | 0 | 0 | 0 | 0 | 0 | 0 | 0 | 0 | 0 | 0 | 0 | 0 | 0 | 0 | 0 | 0 | 0 | 0 | 0 | 0 | 0 | 0
F5_Residential_CZ2 - Single Family_Existing_Miscellaneous_Natural Gas_Pool Heater_Economic Potential | F5 | Residential | CZ2 - Single Family | Existing | Miscellaneous | Natural Gas | Pool Heater | Economic Potential | Turnover | 0 | 0 | 0 | 0 | 0 | 0 | 0 | 0 | 0 | 0 | 0 | 0 | 0 | 0 | 0 | 0 | 0 | 0 | 0 | 0 | 0 | 0 | 0 | 0 | 0 | 0 | 0 | 0 | 0 | 0
F6_Residential_CZ2 - Single Family_Existing_Miscellaneous_Natural Gas_Pool Heater_Economic Potential | F6 | Residential | CZ2 - Single Family | Existing | Miscellaneous | Natural Gas | Pool Heater | Economic Potential | Avg. Replacement Usage | 0 | 0 | 0 | 0 | 0 | 0 | 0 | 0 | 0 | 0 | 0 | 0 | 0 | 0 | 0 | 0 | 0 | 0 | 0 | 0 | 0 | 0 | 0 | 0 | 0 | 0 | 0 | 0 | 0 | 0
F7_Residential_CZ2 - Single Family_Existing_Miscellaneous_Natural Gas_Pool Heater_Economic Potential | F7 | Residential | CZ2 - Single Family | Existing | Miscellaneous | Natural Gas | Pool Heater | Economic Potential | Avg. Replacement Demand (S) | 0 | 0 | 0 | 0 | 0 | 0 | 0 | 0 | 0 | 0 | 0 | 0 | 0 | 0 | 0 | 0 | 0 | 0 | 0 | 0 | 0 | 0 | 0 | 0 | 0 | 0 | 0 | 0 | 0 | 0
F8_Residential_CZ2 - Single Family_Existing_Miscellaneous_Natural Gas_Pool Heater_Economic Potential | F8 | Residential | CZ2 - Single Family | Existing | Miscellaneous | Natural Gas | Pool Heater | Economic Potential | Avg. Replacement Demand (W) | 0 | 0 | 0 | 0 | 0 | 0 | 0 | 0 | 0 | 0 | 0 | 0 | 0 | 0 | 0 | 0 | 0 | 0 | 0 | 0 | 0 | 0 | 0 | 0 | 0 | 0 | 0 | 0 | 0 | 0
F1_Residential_CZ2 - Single Family_Existing_Miscellaneous_Natural Gas_Miscellaneous_Economic Potential | F1 | Residential | CZ2 - Single Family | Existing | Miscellaneous | Natural Gas | Miscellaneous | Economic Potential | Units | 0 | 0 | 0 | 0 | 0 | 0 | 0 | 0 | 0 | 0 | 0 | 0 | 0 | 0 | 0 | 0 | 0 | 0 | 0 | 0 | 0 | 0 | 0 | 0 | 0 | 0 | 0 | 0 | 0 | 0
F2_Residential_CZ2 - Single Family_Existing_Miscellaneous_Natural Gas_Miscellaneous_Economic Potential | F2 | Residential | CZ2 - Single Family | Existing | Miscellaneous | Natural Gas | Miscellaneous | Economic Potential | Usage (MMtherm) | 0 | 0 | 0 | 0 | 0 | 0 | 0 | 0 | 0 | 0 | 0 | 0 | 0 | 0 | 0 | 0 | 0 | 0 | 0 | 0 | 0 | 0 | 0 | 0 | 0 | 0 | 0 | 0 | 0 | 0
F3_Residential_CZ2 - Single Family_Existing_Miscellaneous_Natural Gas_Miscellaneous_Economic Potential | F3 | Residential | CZ2 - Single Family | Existing | Miscellaneous | Natural Gas | Miscellaneous | Economic Potential | Peak Demand (S) | 0 | 0 | 0 | 0 | 0 | 0 | 0 | 0 | 0 | 0 | 0 | 0 | 0 | 0 | 0 | 0 | 0 | 0 | 0 | 0 | 0 | 0 | 0 | 0 | 0 | 0 | 0 | 0 | 0 | 0
F4_Residential_CZ2 - Single Family_Existing_Miscellaneous_Natural Gas_Miscellaneous_Economic Potential | F4 | Residential | CZ2 - Single Family | Existing | Miscellaneous | Natural Gas | Miscellaneous | Economic Potential | Peak Demand (W) | 0 | 0 | 0 | 0 | 0 | 0 | 0 | 0 | 0 | 0 | 0 | 0 | 0 | 0 | 0 | 0 | 0 | 0 | 0 | 0 | 0 | 0 | 0 | 0 | 0 | 0 | 0 | 0 | 0 | 0
F5_Residential_CZ2 - Single Family_Existing_Miscellaneous_Natural Gas_Miscellaneous_Economic Potential | F5 | Residential | CZ2 - Single Family | Existing | Miscellaneous | Natural Gas | Miscellaneous | Economic Potential | Turnover | 0 | 0 | 0 | 0 | 0 | 0 | 0 | 0 | 0 | 0 | 0 | 0 | 0 | 0 | 0 | 0 | 0 | 0 | 0 | 0 | 0 | 0 | 0 | 0 | 0 | 0 | 0 | 0 | 0 | 0
F6_Residential_CZ2 - Single Family_Existing_Miscellaneous_Natural Gas_Miscellaneous_Economic Potential | F6 | Residential | CZ2 - Single Family | Existing | Miscellaneous | Natural Gas | Miscellaneous | Economic Potential | Avg. Replacement Usage | 0 | 0 | 0 | 0 | 0 | 0 | 0 | 0 | 0 | 0 | 0 | 0 | 0 | 0 | 0 | 0 | 0 | 0 | 0 | 0 | 0 | 0 | 0 | 0 | 0 | 0 | 0 | 0 | 0 | 0
F7_Residential_CZ2 - Single Family_Existing_Miscellaneous_Natural Gas_Miscellaneous_Economic Potential | F7 | Residential | CZ2 - Single Family | Existing | Miscellaneous | Natural Gas | Miscellaneous | Economic Potential | Avg. Replacement Demand (S) | 0 | 0 | 0 | 0 | 0 | 0 | 0 | 0 | 0 | 0 | 0 | 0 | 0 | 0 | 0 | 0 | 0 | 0 | 0 | 0 | 0 | 0 | 0 | 0 | 0 | 0 | 0 | 0 | 0 | 0
F8_Residential_CZ2 - Single Family_Existing_Miscellaneous_Natural Gas_Miscellaneous_Economic Potential | F8 | Residential | CZ2 - Single Family | Existing | Miscellaneous | Natural Gas | Miscellaneous | Economic Potential | Avg. Replacement Demand (W) | 0 | 0 | 0 | 0 | 0 | 0 | 0 | 0 | 0 | 0 | 0 | 0 | 0 | 0 | 0 | 0 | 0 | 0 | 0 | 0 | 0 | 0 | 0 | 0 | 0 | 0 | 0 | 0 | 0 | 0
F1_Residential_CZ2 - Single Family_New_Space Heating_Natural Gas_Furnace - Direct Fuel_Economic Potential | F1 | Residential | CZ2 - Single Family | New | Space Heating | Natural Gas | Furnace - Direct Fuel | Economic Potential | Units | 0 | 0 | 0 | 0 | 0 | 0 | 0 | 0 | 0 | 0 | 0 | 0 | 0 | 0 | 0 | 0 | 0 | 0 | 0 | 0 | 0 | 0 | 0 | 0 | 0 | 0 | 0 | 0 | 0 | 0
F2_Residential_CZ2 - Single Family_New_Space Heating_Natural Gas_Furnace - Direct Fuel_Economic Potential | F2 | Residential | CZ2 - Single Family | New | Space Heating | Natural Gas | Furnace - Direct Fuel | Economic Potential | Usage (MMtherm) | 0 | 0 | 0 | 0 | 0 | 0 | 0 | 0 | 0 | 0 | 0 | 0 | 0 | 0 | 0 | 0 | 0 | 0 | 0 | 0 | 0 | 0 | 0 | 0 | 0 | 0 | 0 | 0 | 0 | 0
F3_Residential_CZ2 - Single Family_New_Space Heating_Natural Gas_Furnace - Direct Fuel_Economic Potential | F3 | Residential | CZ2 - Single Family | New | Space Heating | Natural Gas | Furnace - Direct Fuel | Economic Potential | Peak Demand (S) | 0 | 0 | 0 | 0 | 0 | 0 | 0 | 0 | 0 | 0 | 0 | 0 | 0 | 0 | 0 | 0 | 0 | 0 | 0 | 0 | 0 | 0 | 0 | 0 | 0 | 0 | 0 | 0 | 0 | 0
F4_Residential_CZ2 - Single Family_New_Space Heating_Natural Gas_Furnace - Direct Fuel_Economic Potential | F4 | Residential | CZ2 - Single Family | New | Space Heating | Natural Gas | Furnace - Direct Fuel | Economic Potential | Peak Demand (W) | 0 | 0 | 0 | 0 | 0 | 0 | 0 | 0 | 0 | 0 | 0 | 0 | 0 | 0 | 0 | 0 | 0 | 0 | 0 | 0 | 0 | 0 | 0 | 0 | 0 | 0 | 0 | 0 | 0 | 0
F5_Residential_CZ2 - Single Family_New_Space Heating_Natural Gas_Furnace - Direct Fuel_Economic Potential | F5 | Residential | CZ2 - Single Family | New | Space Heating | Natural Gas | Furnace - Direct Fuel | Economic Potential | Turnover | 0 | 0 | 0 | 0 | 0 | 0 | 0 | 0 | 0 | 0 | 0 | 0 | 0 | 0 | 0 | 0 | 0 | 0 | 0 | 0 | 0 | 0 | 0 | 0 | 0 | 0 | 0 | 0 | 0 | 0
F6_Residential_CZ2 - Single Family_New_Space Heating_Natural Gas_Furnace - Direct Fuel_Economic Potential | F6 | Residential | CZ2 - Single Family | New | Space Heating | Natural Gas | Furnace - Direct Fuel | Economic Potential | Avg. Replacement Usage | 0 | 0 | 0 | 0 | 0 | 0 | 0 | 0 | 0 | 0 | 0 | 0 | 0 | 0 | 0 | 0 | 0 | 0 | 0 | 0 | 0 | 0 | 0 | 0 | 0 | 0 | 0 | 0 | 0 | 0
F7_Residential_CZ2 - Single Family_New_Space Heating_Natural Gas_Furnace - Direct Fuel_Economic Potential | F7 | Residential | CZ2 - Single Family | New | Space Heating | Natural Gas | Furnace - Direct Fuel | Economic Potential | Avg. Replacement Demand (S) | 0 | 0 | 0 | 0 | 0 | 0 | 0 | 0 | 0 | 0 | 0 | 0 | 0 | 0 | 0 | 0 | 0 | 0 | 0 | 0 | 0 | 0 | 0 | 0 | 0 | 0 | 0 | 0 | 0 | 0
F8_Residential_CZ2 - Single Family_New_Space Heating_Natural Gas_Furnace - Direct Fuel_Economic Potential | F8 | Residential | CZ2 - Single Family | New | Space Heating | Natural Gas | Furnace - Direct Fuel | Economic Potential | Avg. Replacement Demand (W) | 0 | 0 | 0 | 0 | 0 | 0 | 0 | 0 | 0 | 0 | 0 | 0 | 0 | 0 | 0 | 0 | 0 | 0 | 0 | 0 | 0 | 0 | 0 | 0 | 0 | 0 | 0 | 0 | 0 | 0
F1_Residential_CZ2 - Single Family_New_Space Heating_Natural Gas_Boiler - Direct Fuel_Economic Potential | F1 | Residential | CZ2 - Single Family | New | Space Heating | Natural Gas | Boiler - Direct Fuel | Economic Potential | Units | 0 | 0 | 0 | 0 | 0 | 0 | 0 | 0 | 0 | 0 | 0 | 0 | 0 | 0 | 0 | 0 | 0 | 0 | 0 | 0 | 0 | 0 | 0 | 0 | 0 | 0 | 0 | 0 | 0 | 0
F2_Residential_CZ2 - Single Family_New_Space Heating_Natural Gas_Boiler - Direct Fuel_Economic Potential | F2 | Residential | CZ2 - Single Family | New | Space Heating | Natural Gas | Boiler - Direct Fuel | Economic Potential | Usage (MMtherm) | 0 | 0 | 0 | 0 | 0 | 0 | 0 | 0 | 0 | 0 | 0 | 0 | 0 | 0 | 0 | 0 | 0 | 0 | 0 | 0 | 0 | 0 | 0 | 0 | 0 | 0 | 0 | 0 | 0 | 0
F3_Residential_CZ2 - Single Family_New_Space Heating_Natural Gas_Boiler - Direct Fuel_Economic Potential | F3 | Residential | CZ2 - Single Family | New | Space Heating | Natural Gas | Boiler - Direct Fuel | Economic Potential | Peak Demand (S) | 0 | 0 | 0 | 0 | 0 | 0 | 0 | 0 | 0 | 0 | 0 | 0 | 0 | 0 | 0 | 0 | 0 | 0 | 0 | 0 | 0 | 0 | 0 | 0 | 0 | 0 | 0 | 0 | 0 | 0
F4_Residential_CZ2 - Single Family_New_Space Heating_Natural Gas_Boiler - Direct Fuel_Economic Potential | F4 | Residential | CZ2 - Single Family | New | Space Heating | Natural Gas | Boiler - Direct Fuel | Economic Potential | Peak Demand (W) | 0 | 0 | 0 | 0 | 0 | 0 | 0 | 0 | 0 | 0 | 0 | 0 | 0 | 0 | 0 | 0 | 0 | 0 | 0 | 0 | 0 | 0 | 0 | 0 | 0 | 0 | 0 | 0 | 0 | 0
F5_Residential_CZ2 - Single Family_New_Space Heating_Natural Gas_Boiler - Direct Fuel_Economic Potential | F5 | Residential | CZ2 - Single Family | New | Space Heating | Natural Gas | Boiler - Direct Fuel | Economic Potential | Turnover | 0 | 0 | 0 | 0 | 0 | 0 | 0 | 0 | 0 | 0 | 0 | 0 | 0 | 0 | 0 | 0 | 0 | 0 | 0 | 0 | 0 | 0 | 0 | 0 | 0 | 0 | 0 | 0 | 0 | 0
F6_Residential_CZ2 - Single Family_New_Space Heating_Natural Gas_Boiler - Direct Fuel_Economic Potential | F6 | Residential | CZ2 - Single Family | New | Space Heating | Natural Gas | Boiler - Direct Fuel | Economic Potential | Avg. Replacement Usage | 0 | 0 | 0 | 0 | 0 | 0 | 0 | 0 | 0 | 0 | 0 | 0 | 0 | 0 | 0 | 0 | 0 | 0 | 0 | 0 | 0 | 0 | 0 | 0 | 0 | 0 | 0 | 0 | 0 | 0
F7_Residential_CZ2 - Single Family_New_Space Heating_Natural Gas_Boiler - Direct Fuel_Economic Potential | F7 | Residential | CZ2 - Single Family | New | Space Heating | Natural Gas | Boiler - Direct Fuel | Economic Potential | Avg. Replacement Demand (S) | 0 | 0 | 0 | 0 | 0 | 0 | 0 | 0 | 0 | 0 | 0 | 0 | 0 | 0 | 0 | 0 | 0 | 0 | 0 | 0 | 0 | 0 | 0 | 0 | 0 | 0 | 0 | 0 | 0 | 0
F8_Residential_CZ2 - Single Family_New_Space Heating_Natural Gas_Boiler - Direct Fuel_Economic Potential | F8 | Residential | CZ2 - Single Family | New | Space Heating | Natural Gas | Boiler - Direct Fuel | Economic Potential | Avg. Replacement Demand (W) | 0 | 0 | 0 | 0 | 0 | 0 | 0 | 0 | 0 | 0 | 0 | 0 | 0 | 0 | 0 | 0 | 0 | 0 | 0 | 0 | 0 | 0 | 0 | 0 | 0 | 0 | 0 | 0 | 0 | 0
F1_Residential_CZ2 - Single Family_New_Secondary Heating_Natural Gas_Fireplace_Economic Potential | F1 | Residential | CZ2 - Single Family | New | Secondary Heating | Natural Gas | Fireplace | Economic Potential | Units | 0 | 0 | 0 | 0 | 0 | 0 | 0 | 0 | 0 | 0 | 0 | 0 | 0 | 0 | 0 | 0 | 0 | 0 | 0 | 0 | 0 | 0 | 0 | 0 | 0 | 0 | 0 | 0 | 0 | 0
F2_Residential_CZ2 - Single Family_New_Secondary Heating_Natural Gas_Fireplace_Economic Potential | F2 | Residential | CZ2 - Single Family | New | Secondary Heating | Natural Gas | Fireplace | Economic Potential | Usage (MMtherm) | 0 | 0 | 0 | 0 | 0 | 0 | 0 | 0 | 0 | 0 | 0 | 0 | 0 | 0 | 0 | 0 | 0 | 0 | 0 | 0 | 0 | 0 | 0 | 0 | 0 | 0 | 0 | 0 | 0 | 0
F3_Residential_CZ2 - Single Family_New_Secondary Heating_Natural Gas_Fireplace_Economic Potential | F3 | Residential | CZ2 - Single Family | New | Secondary Heating | Natural Gas | Fireplace | Economic Potential | Peak Demand (S) | 0 | 0 | 0 | 0 | 0 | 0 | 0 | 0 | 0 | 0 | 0 | 0 | 0 | 0 | 0 | 0 | 0 | 0 | 0 | 0 | 0 | 0 | 0 | 0 | 0 | 0 | 0 | 0 | 0 | 0
F4_Residential_CZ2 - Single Family_New_Secondary Heating_Natural Gas_Fireplace_Economic Potential | F4 | Residential | CZ2 - Single Family | New | Secondary Heating | Natural Gas | Fireplace | Economic Potential | Peak Demand (W) | 0 | 0 | 0 | 0 | 0 | 0 | 0 | 0 | 0 | 0 | 0 | 0 | 0 | 0 | 0 | 0 | 0 | 0 | 0 | 0 | 0 | 0 | 0 | 0 | 0 | 0 | 0 | 0 | 0 | 0
F5_Residential_CZ2 - Single Family_New_Secondary Heating_Natural Gas_Fireplace_Economic Potential | F5 | Residential | CZ2 - Single Family | New | Secondary Heating | Natural Gas | Fireplace | Economic Potential | Turnover | 0 | 0 | 0 | 0 | 0 | 0 | 0 | 0 | 0 | 0 | 0 | 0 | 0 | 0 | 0 | 0 | 0 | 0 | 0 | 0 | 0 | 0 | 0 | 0 | 0 | 0 | 0 | 0 | 0 | 0
F6_Residential_CZ2 - Single Family_New_Secondary Heating_Natural Gas_Fireplace_Economic Potential | F6 | Residential | CZ2 - Single Family | New | Secondary Heating | Natural Gas | Fireplace | Economic Potential | Avg. Replacement Usage | 0 | 0 | 0 | 0 | 0 | 0 | 0 | 0 | 0 | 0 | 0 | 0 | 0 | 0 | 0 | 0 | 0 | 0 | 0 | 0 | 0 | 0 | 0 | 0 | 0 | 0 | 0 | 0 | 0 | 0
F7_Residential_CZ2 - Single Family_New_Secondary Heating_Natural Gas_Fireplace_Economic Potential | F7 | Residential | CZ2 - Single Family | New | Secondary Heating | Natural Gas | Fireplace | Economic Potential | Avg. Replacement Demand (S) | 0 | 0 | 0 | 0 | 0 | 0 | 0 | 0 | 0 | 0 | 0 | 0 | 0 | 0 | 0 | 0 | 0 | 0 | 0 | 0 | 0 | 0 | 0 | 0 | 0 | 0 | 0 | 0 | 0 | 0
F8_Residential_CZ2 - Single Family_New_Secondary Heating_Natural Gas_Fireplace_Economic Potential | F8 | Residential | CZ2 - Single Family | New | Secondary Heating | Natural Gas | Fireplace | Economic Potential | Avg. Replacement Demand (W) | 0 | 0 | 0 | 0 | 0 | 0 | 0 | 0 | 0 | 0 | 0 | 0 | 0 | 0 | 0 | 0 | 0 | 0 | 0 | 0 | 0 | 0 | 0 | 0 | 0 | 0 | 0 | 0 | 0 | 0
F1_Residential_CZ2 - Single Family_New_Water Heating_Natural Gas_Water Heater <= 55 gal._Economic Potential | F1 | Residential | CZ2 - Single Family | New | Water Heating | Natural Gas | Water Heater <= 55 gal. | Economic Potential | Units | 0 | 0 | 0 | 0 | 0 | 0 | 0 | 0 | 0 | 0 | 0 | 0 | 0 | 0 | 0 | 0 | 0 | 0 | 0 | 0 | 0 | 0 | 0 | 0 | 0 | 0 | 0 | 0 | 0 | 0
F2_Residential_CZ2 - Single Family_New_Water Heating_Natural Gas_Water Heater <= 55 gal._Economic Potential | F2 | Residential | CZ2 - Single Family | New | Water Heating | Natural Gas | Water Heater <= 55 gal. | Economic Potential | Usage (MMtherm) | 0 | 0 | 0 | 0 | 0 | 0 | 0 | 0 | 0 | 0 | 0 | 0 | 0 | 0 | 0 | 0 | 0 | 0 | 0 | 0 | 0 | 0 | 0 | 0 | 0 | 0 | 0 | 0 | 0 | 0
F3_Residential_CZ2 - Single Family_New_Water Heating_Natural Gas_Water Heater <= 55 gal._Economic Potential | F3 | Residential | CZ2 - Single Family | New | Water Heating | Natural Gas | Water Heater <= 55 gal. | Economic Potential | Peak Demand (S) | 0 | 0 | 0 | 0 | 0 | 0 | 0 | 0 | 0 | 0 | 0 | 0 | 0 | 0 | 0 | 0 | 0 | 0 | 0 | 0 | 0 | 0 | 0 | 0 | 0 | 0 | 0 | 0 | 0 | 0
F4_Residential_CZ2 - Single Family_New_Water Heating_Natural Gas_Water Heater <= 55 gal._Economic Potential | F4 | Residential | CZ2 - Single Family | New | Water Heating | Natural Gas | Water Heater <= 55 gal. | Economic Potential | Peak Demand (W) | 0 | 0 | 0 | 0 | 0 | 0 | 0 | 0 | 0 | 0 | 0 | 0 | 0 | 0 | 0 | 0 | 0 | 0 | 0 | 0 | 0 | 0 | 0 | 0 | 0 | 0 | 0 | 0 | 0 | 0
F5_Residential_CZ2 - Single Family_New_Water Heating_Natural Gas_Water Heater <= 55 gal._Economic Potential | F5 | Residential | CZ2 - Single Family | New | Water Heating | Natural Gas | Water Heater <= 55 gal. | Economic Potential | Turnover | 0 | 0 | 0 | 0 | 0 | 0 | 0 | 0 | 0 | 0 | 0 | 0 | 0 | 0 | 0 | 0 | 0 | 0 | 0 | 0 | 0 | 0 | 0 | 0 | 0 | 0 | 0 | 0 | 0 | 0
F6_Residential_CZ2 - Single Family_New_Water Heating_Natural Gas_Water Heater <= 55 gal._Economic Potential | F6 | Residential | CZ2 - Single Family | New | Water Heating | Natural Gas | Water Heater <= 55 gal. | Economic Potential | Avg. Replacement Usage | 0 | 0 | 0 | 0 | 0 | 0 | 0 | 0 | 0 | 0 | 0 | 0 | 0 | 0 | 0 | 0 | 0 | 0 | 0 | 0 | 0 | 0 | 0 | 0 | 0 | 0 | 0 | 0 | 0 | 0
F7_Residential_CZ2 - Single Family_New_Water Heating_Natural Gas_Water Heater <= 55 gal._Economic Potential | F7 | Residential | CZ2 - Single Family | New | Water Heating | Natural Gas | Water Heater <= 55 gal. | Economic Potential | Avg. Replacement Demand (S) | 0 | 0 | 0 | 0 | 0 | 0 | 0 | 0 | 0 | 0 | 0 | 0 | 0 | 0 | 0 | 0 | 0 | 0 | 0 | 0 | 0 | 0 | 0 | 0 | 0 | 0 | 0 | 0 | 0 | 0
F8_Residential_CZ2 - Single Family_New_Water Heating_Natural Gas_Water Heater <= 55 gal._Economic Potential | F8 | Residential | CZ2 - Single Family | New | Water Heating | Natural Gas | Water Heater <= 55 gal. | Economic Potential | Avg. Replacement Demand (W) | 0 | 0 | 0 | 0 | 0 | 0 | 0 | 0 | 0 | 0 | 0 | 0 | 0 | 0 | 0 | 0 | 0 | 0 | 0 | 0 | 0 | 0 | 0 | 0 | 0 | 0 | 0 | 0 | 0 | 0
F1_Residential_CZ2 - Single Family_New_Water Heating_Natural Gas_Water Heater > 55 gal._Economic Potential | F1 | Residential | CZ2 - Single Family | New | Water Heating | Natural Gas | Water Heater > 55 gal. | Economic Potential | Units | 0 | 0 | 0 | 0 | 0 | 0 | 0 | 0 | 0 | 0 | 0 | 0 | 0 | 0 | 0 | 0 | 0 | 0 | 0 | 0 | 0 | 0 | 0 | 0 | 0 | 0 | 0 | 0 | 0 | 0
F2_Residential_CZ2 - Single Family_New_Water Heating_Natural Gas_Water Heater > 55 gal._Economic Potential | F2 | Residential | CZ2 - Single Family | New | Water Heating | Natural Gas | Water Heater > 55 gal. | Economic Potential | Usage (MMtherm) | 0 | 0 | 0 | 0 | 0 | 0 | 0 | 0 | 0 | 0 | 0 | 0 | 0 | 0 | 0 | 0 | 0 | 0 | 0 | 0 | 0 | 0 | 0 | 0 | 0 | 0 | 0 | 0 | 0 | 0
F3_Residential_CZ2 - Single Family_New_Water Heating_Natural Gas_Water Heater > 55 gal._Economic Potential | F3 | Residential | CZ2 - Single Family | New | Water Heating | Natural Gas | Water Heater > 55 gal. | Economic Potential | Peak Demand (S) | 0 | 0 | 0 | 0 | 0 | 0 | 0 | 0 | 0 | 0 | 0 | 0 | 0 | 0 | 0 | 0 | 0 | 0 | 0 | 0 | 0 | 0 | 0 | 0 | 0 | 0 | 0 | 0 | 0 | 0
F4_Residential_CZ2 - Single Family_New_Water Heating_Natural Gas_Water Heater > 55 gal._Economic Potential | F4 | Residential | CZ2 - Single Family | New | Water Heating | Natural Gas | Water Heater > 55 gal. | Economic Potential | Peak Demand (W) | 0 | 0 | 0 | 0 | 0 | 0 | 0 | 0 | 0 | 0 | 0 | 0 | 0 | 0 | 0 | 0 | 0 | 0 | 0 | 0 | 0 | 0 | 0 | 0 | 0 | 0 | 0 | 0 | 0 | 0
F5_Residential_CZ2 - Single Family_New_Water Heating_Natural Gas_Water Heater > 55 gal._Economic Potential | F5 | Residential | CZ2 - Single Family | New | Water Heating | Natural Gas | Water Heater > 55 gal. | Economic Potential | Turnover | 0 | 0 | 0 | 0 | 0 | 0 | 0 | 0 | 0 | 0 | 0 | 0 | 0 | 0 | 0 | 0 | 0 | 0 | 0 | 0 | 0 | 0 | 0 | 0 | 0 | 0 | 0 | 0 | 0 | 0
F6_Residential_CZ2 - Single Family_New_Water Heating_Natural Gas_Water Heater > 55 gal._Economic Potential | F6 | Residential | CZ2 - Single Family | New | Water Heating | Natural Gas | Water Heater > 55 gal. | Economic Potential | Avg. Replacement Usage | 0 | 0 | 0 | 0 | 0 | 0 | 0 | 0 | 0 | 0 | 0 | 0 | 0 | 0 | 0 | 0 | 0 | 0 | 0 | 0 | 0 | 0 | 0 | 0 | 0 | 0 | 0 | 0 | 0 | 0
F7_Residential_CZ2 - Single Family_New_Water Heating_Natural Gas_Water Heater > 55 gal._Economic Potential | F7 | Residential | CZ2 - Single Family | New | Water Heating | Natural Gas | Water Heater > 55 gal. | Economic Potential | Avg. Replacement Demand (S) | 0 | 0 | 0 | 0 | 0 | 0 | 0 | 0 | 0 | 0 | 0 | 0 | 0 | 0 | 0 | 0 | 0 | 0 | 0 | 0 | 0 | 0 | 0 | 0 | 0 | 0 | 0 | 0 | 0 | 0
F8_Residential_CZ2 - Single Family_New_Water Heating_Natural Gas_Water Heater > 55 gal._Economic Potential | F8 | Residential | CZ2 - Single Family | New | Water Heating | Natural Gas | Water Heater > 55 gal. | Economic Potential | Avg. Replacement Demand (W) | 0 | 0 | 0 | 0 | 0 | 0 | 0 | 0 | 0 | 0 | 0 | 0 | 0 | 0 | 0 | 0 | 0 | 0 | 0 | 0 | 0 | 0 | 0 | 0 | 0 | 0 | 0 | 0 | 0 | 0
F1_Residential_CZ2 - Single Family_New_Appliances_Natural Gas_Clothes Dryer_Economic Potential | F1 | Residential | CZ2 - Single Family | New | Appliances | Natural Gas | Clothes Dryer | Economic Potential | Units | 0 | 0 | 0 | 0 | 0 | 0 | 0 | 0 | 0 | 0 | 0 | 0 | 0 | 0 | 0 | 0 | 0 | 0 | 0 | 0 | 0 | 0 | 0 | 0 | 0 | 0 | 0 | 0 | 0 | 0
F2_Residential_CZ2 - Single Family_New_Appliances_Natural Gas_Clothes Dryer_Economic Potential | F2 | Residential | CZ2 - Single Family | New | Appliances | Natural Gas | Clothes Dryer | Economic Potential | Usage (MMtherm) | 0 | 0 | 0 | 0 | 0 | 0 | 0 | 0 | 0 | 0 | 0 | 0 | 0 | 0 | 0 | 0 | 0 | 0 | 0 | 0 | 0 | 0 | 0 | 0 | 0 | 0 | 0 | 0 | 0 | 0
F3_Residential_CZ2 - Single Family_New_Appliances_Natural Gas_Clothes Dryer_Economic Potential | F3 | Residential | CZ2 - Single Family | New | Appliances | Natural Gas | Clothes Dryer | Economic Potential | Peak Demand (S) | 0 | 0 | 0 | 0 | 0 | 0 | 0 | 0 | 0 | 0 | 0 | 0 | 0 | 0 | 0 | 0 | 0 | 0 | 0 | 0 | 0 | 0 | 0 | 0 | 0 | 0 | 0 | 0 | 0 | 0
F4_Residential_CZ2 - Single Family_New_Appliances_Natural Gas_Clothes Dryer_Economic Potential | F4 | Residential | CZ2 - Single Family | New | Appliances | Natural Gas | Clothes Dryer | Economic Potential | Peak Demand (W) | 0 | 0 | 0 | 0 | 0 | 0 | 0 | 0 | 0 | 0 | 0 | 0 | 0 | 0 | 0 | 0 | 0 | 0 | 0 | 0 | 0 | 0 | 0 | 0 | 0 | 0 | 0 | 0 | 0 | 0
F5_Residential_CZ2 - Single Family_New_Appliances_Natural Gas_Clothes Dryer_Economic Potential | F5 | Residential | CZ2 - Single Family | New | Appliances | Natural Gas | Clothes Dryer | Economic Potential | Turnover | 0 | 0 | 0 | 0 | 0 | 0 | 0 | 0 | 0 | 0 | 0 | 0 | 0 | 0 | 0 | 0 | 0 | 0 | 0 | 0 | 0 | 0 | 0 | 0 | 0 | 0 | 0 | 0 | 0 | 0
F6_Residential_CZ2 - Single Family_New_Appliances_Natural Gas_Clothes Dryer_Economic Potential | F6 | Residential | CZ2 - Single Family | New | Appliances | Natural Gas | Clothes Dryer | Economic Potential | Avg. Replacement Usage | 0 | 0 | 0 | 0 | 0 | 0 | 0 | 0 | 0 | 0 | 0 | 0 | 0 | 0 | 0 | 0 | 0 | 0 | 0 | 0 | 0 | 0 | 0 | 0 | 0 | 0 | 0 | 0 | 0 | 0
F7_Residential_CZ2 - Single Family_New_Appliances_Natural Gas_Clothes Dryer_Economic Potential | F7 | Residential | CZ2 - Single Family | New | Appliances | Natural Gas | Clothes Dryer | Economic Potential | Avg. Replacement Demand (S) | 0 | 0 | 0 | 0 | 0 | 0 | 0 | 0 | 0 | 0 | 0 | 0 | 0 | 0 | 0 | 0 | 0 | 0 | 0 | 0 | 0 | 0 | 0 | 0 | 0 | 0 | 0 | 0 | 0 | 0
F8_Residential_CZ2 - Single Family_New_Appliances_Natural Gas_Clothes Dryer_Economic Potential | F8 | Residential | CZ2 - Single Family | New | Appliances | Natural Gas | Clothes Dryer | Economic Potential | Avg. Replacement Demand (W) | 0 | 0 | 0 | 0 | 0 | 0 | 0 | 0 | 0 | 0 | 0 | 0 | 0 | 0 | 0 | 0 | 0 | 0 | 0 | 0 | 0 | 0 | 0 | 0 | 0 | 0 | 0 | 0 | 0 | 0
F1_Residential_CZ2 - Single Family_New_Appliances_Natural Gas_Stove/Oven_Economic Potential | F1 | Residential | CZ2 - Single Family | New | Appliances | Natural Gas | Stove/Oven | Economic Potential | Units | 0 | 0 | 0 | 0 | 0 | 0 | 0 | 0 | 0 | 0 | 0 | 0 | 0 | 0 | 0 | 0 | 0 | 0 | 0 | 0 | 0 | 0 | 0 | 0 | 0 | 0 | 0 | 0 | 0 | 0
F2_Residential_CZ2 - Single Family_New_Appliances_Natural Gas_Stove/Oven_Economic Potential | F2 | Residential | CZ2 - Single Family | New | Appliances | Natural Gas | Stove/Oven | Economic Potential | Usage (MMtherm) | 0 | 0 | 0 | 0 | 0 | 0 | 0 | 0 | 0 | 0 | 0 | 0 | 0 | 0 | 0 | 0 | 0 | 0 | 0 | 0 | 0 | 0 | 0 | 0 | 0 | 0 | 0 | 0 | 0 | 0
F3_Residential_CZ2 - Single Family_New_Appliances_Natural Gas_Stove/Oven_Economic Potential | F3 | Residential | CZ2 - Single Family | New | Appliances | Natural Gas | Stove/Oven | Economic Potential | Peak Demand (S) | 0 | 0 | 0 | 0 | 0 | 0 | 0 | 0 | 0 | 0 | 0 | 0 | 0 | 0 | 0 | 0 | 0 | 0 | 0 | 0 | 0 | 0 | 0 | 0 | 0 | 0 | 0 | 0 | 0 | 0
F4_Residential_CZ2 - Single Family_New_Appliances_Natural Gas_Stove/Oven_Economic Potential | F4 | Residential | CZ2 - Single Family | New | Appliances | Natural Gas | Stove/Oven | Economic Potential | Peak Demand (W) | 0 | 0 | 0 | 0 | 0 | 0 | 0 | 0 | 0 | 0 | 0 | 0 | 0 | 0 | 0 | 0 | 0 | 0 | 0 | 0 | 0 | 0 | 0 | 0 | 0 | 0 | 0 | 0 | 0 | 0
F5_Residential_CZ2 - Single Family_New_Appliances_Natural Gas_Stove/Oven_Economic Potential | F5 | Residential | CZ2 - Single Family | New | Appliances | Natural Gas | Stove/Oven | Economic Potential | Turnover | 0 | 0 | 0 | 0 | 0 | 0 | 0 | 0 | 0 | 0 | 0 | 0 | 0 | 0 | 0 | 0 | 0 | 0 | 0 | 0 | 0 | 0 | 0 | 0 | 0 | 0 | 0 | 0 | 0 | 0
F6_Residential_CZ2 - Single Family_New_Appliances_Natural Gas_Stove/Oven_Economic Potential | F6 | Residential | CZ2 - Single Family | New | Appliances | Natural Gas | Stove/Oven | Economic Potential | Avg. Replacement Usage | 0 | 0 | 0 | 0 | 0 | 0 | 0 | 0 | 0 | 0 | 0 | 0 | 0 | 0 | 0 | 0 | 0 | 0 | 0 | 0 | 0 | 0 | 0 | 0 | 0 | 0 | 0 | 0 | 0 | 0
F7_Residential_CZ2 - Single Family_New_Appliances_Natural Gas_Stove/Oven_Economic Potential | F7 | Residential | CZ2 - Single Family | New | Appliances | Natural Gas | Stove/Oven | Economic Potential | Avg. Replacement Demand (S) | 0 | 0 | 0 | 0 | 0 | 0 | 0 | 0 | 0 | 0 | 0 | 0 | 0 | 0 | 0 | 0 | 0 | 0 | 0 | 0 | 0 | 0 | 0 | 0 | 0 | 0 | 0 | 0 | 0 | 0
F8_Residential_CZ2 - Single Family_New_Appliances_Natural Gas_Stove/Oven_Economic Potential | F8 | Residential | CZ2 - Single Family | New | Appliances | Natural Gas | Stove/Oven | Economic Potential | Avg. Replacement Demand (W) | 0 | 0 | 0 | 0 | 0 | 0 | 0 | 0 | 0 | 0 | 0 | 0 | 0 | 0 | 0 | 0 | 0 | 0 | 0 | 0 | 0 | 0 | 0 | 0 | 0 | 0 | 0 | 0 | 0 | 0
F1_Residential_CZ2 - Single Family_New_Miscellaneous_Natural Gas_Pool Heater_Economic Potential | F1 | Residential | CZ2 - Single Family | New | Miscellaneous | Natural Gas | Pool Heater | Economic Potential | Units | 0 | 0 | 0 | 0 | 0 | 0 | 0 | 0 | 0 | 0 | 0 | 0 | 0 | 0 | 0 | 0 | 0 | 0 | 0 | 0 | 0 | 0 | 0 | 0 | 0 | 0 | 0 | 0 | 0 | 0
F2_Residential_CZ2 - Single Family_New_Miscellaneous_Natural Gas_Pool Heater_Economic Potential | F2 | Residential | CZ2 - Single Family | New | Miscellaneous | Natural Gas | Pool Heater | Economic Potential | Usage (MMtherm) | 0 | 0 | 0 | 0 | 0 | 0 | 0 | 0 | 0 | 0 | 0 | 0 | 0 | 0 | 0 | 0 | 0 | 0 | 0 | 0 | 0 | 0 | 0 | 0 | 0 | 0 | 0 | 0 | 0 | 0
F3_Residential_CZ2 - Single Family_New_Miscellaneous_Natural Gas_Pool Heater_Economic Potential | F3 | Residential | CZ2 - Single Family | New | Miscellaneous | Natural Gas | Pool Heater | Economic Potential | Peak Demand (S) | 0 | 0 | 0 | 0 | 0 | 0 | 0 | 0 | 0 | 0 | 0 | 0 | 0 | 0 | 0 | 0 | 0 | 0 | 0 | 0 | 0 | 0 | 0 | 0 | 0 | 0 | 0 | 0 | 0 | 0
F4_Residential_CZ2 - Single Family_New_Miscellaneous_Natural Gas_Pool Heater_Economic Potential | F4 | Residential | CZ2 - Single Family | New | Miscellaneous | Natural Gas | Pool Heater | Economic Potential | Peak Demand (W) | 0 | 0 | 0 | 0 | 0 | 0 | 0 | 0 | 0 | 0 | 0 | 0 | 0 | 0 | 0 | 0 | 0 | 0 | 0 | 0 | 0 | 0 | 0 | 0 | 0 | 0 | 0 | 0 | 0 | 0
F5_Residential_CZ2 - Single Family_New_Miscellaneous_Natural Gas_Pool Heater_Economic Potential | F5 | Residential | CZ2 - Single Family | New | Miscellaneous | Natural Gas | Pool Heater | Economic Potential | Turnover | 0 | 0 | 0 | 0 | 0 | 0 | 0 | 0 | 0 | 0 | 0 | 0 | 0 | 0 | 0 | 0 | 0 | 0 | 0 | 0 | 0 | 0 | 0 | 0 | 0 | 0 | 0 | 0 | 0 | 0
F6_Residential_CZ2 - Single Family_New_Miscellaneous_Natural Gas_Pool Heater_Economic Potential | F6 | Residential | CZ2 - Single Family | New | Miscellaneous | Natural Gas | Pool Heater | Economic Potential | Avg. Replacement Usage | 0 | 0 | 0 | 0 | 0 | 0 | 0 | 0 | 0 | 0 | 0 | 0 | 0 | 0 | 0 | 0 | 0 | 0 | 0 | 0 | 0 | 0 | 0 | 0 | 0 | 0 | 0 | 0 | 0 | 0
F7_Residential_CZ2 - Single Family_New_Miscellaneous_Natural Gas_Pool Heater_Economic Potential | F7 | Residential | CZ2 - Single Family | New | Miscellaneous | Natural Gas | Pool Heater | Economic Potential | Avg. Replacement Demand (S) | 0 | 0 | 0 | 0 | 0 | 0 | 0 | 0 | 0 | 0 | 0 | 0 | 0 | 0 | 0 | 0 | 0 | 0 | 0 | 0 | 0 | 0 | 0 | 0 | 0 | 0 | 0 | 0 | 0 | 0
F8_Residential_CZ2 - Single Family_New_Miscellaneous_Natural Gas_Pool Heater_Economic Potential | F8 | Residential | CZ2 - Single Family | New | Miscellaneous | Natural Gas | Pool Heater | Economic Potential | Avg. Replacement Demand (W) | 0 | 0 | 0 | 0 | 0 | 0 | 0 | 0 | 0 | 0 | 0 | 0 | 0 | 0 | 0 | 0 | 0 | 0 | 0 | 0 | 0 | 0 | 0 | 0 | 0 | 0 | 0 | 0 | 0 | 0
F1_Residential_CZ2 - Single Family_New_Miscellaneous_Natural Gas_Miscellaneous_Economic Potential | F1 | Residential | CZ2 - Single Family | New | Miscellaneous | Natural Gas | Miscellaneous | Economic Potential | Units | 0 | 0 | 0 | 0 | 0 | 0 | 0 | 0 | 0 | 0 | 0 | 0 | 0 | 0 | 0 | 0 | 0 | 0 | 0 | 0 | 0 | 0 | 0 | 0 | 0 | 0 | 0 | 0 | 0 | 0
F2_Residential_CZ2 - Single Family_New_Miscellaneous_Natural Gas_Miscellaneous_Economic Potential | F2 | Residential | CZ2 - Single Family | New | Miscellaneous | Natural Gas | Miscellaneous | Economic Potential | Usage (MMtherm) | 0 | 0 | 0 | 0 | 0 | 0 | 0 | 0 | 0 | 0 | 0 | 0 | 0 | 0 | 0 | 0 | 0 | 0 | 0 | 0 | 0 | 0 | 0 | 0 | 0 | 0 | 0 | 0 | 0 | 0
F3_Residential_CZ2 - Single Family_New_Miscellaneous_Natural Gas_Miscellaneous_Economic Potential | F3 | Residential | CZ2 - Single Family | New | Miscellaneous | Natural Gas | Miscellaneous | Economic Potential | Peak Demand (S) | 0 | 0 | 0 | 0 | 0 | 0 | 0 | 0 | 0 | 0 | 0 | 0 | 0 | 0 | 0 | 0 | 0 | 0 | 0 | 0 | 0 | 0 | 0 | 0 | 0 | 0 | 0 | 0 | 0 | 0
F4_Residential_CZ2 - Single Family_New_Miscellaneous_Natural Gas_Miscellaneous_Economic Potential | F4 | Residential | CZ2 - Single Family | New | Miscellaneous | Natural Gas | Miscellaneous | Economic Potential | Peak Demand (W) | 0 | 0 | 0 | 0 | 0 | 0 | 0 | 0 | 0 | 0 | 0 | 0 | 0 | 0 | 0 | 0 | 0 | 0 | 0 | 0 | 0 | 0 | 0 | 0 | 0 | 0 | 0 | 0 | 0 | 0
F5_Residential_CZ2 - Single Family_New_Miscellaneous_Natural Gas_Miscellaneous_Economic Potential | F5 | Residential | CZ2 - Single Family | New | Miscellaneous | Natural Gas | Miscellaneous | Economic Potential | Turnover | 0 | 0 | 0 | 0 | 0 | 0 | 0 | 0 | 0 | 0 | 0 | 0 | 0 | 0 | 0 | 0 | 0 | 0 | 0 | 0 | 0 | 0 | 0 | 0 | 0 | 0 | 0 | 0 | 0 | 0
F6_Residential_CZ2 - Single Family_New_Miscellaneous_Natural Gas_Miscellaneous_Economic Potential | F6 | Residential | CZ2 - Single Family | New | Miscellaneous | Natural Gas | Miscellaneous | Economic Potential | Avg. Replacement Usage | 0 | 0 | 0 | 0 | 0 | 0 | 0 | 0 | 0 | 0 | 0 | 0 | 0 | 0 | 0 | 0 | 0 | 0 | 0 | 0 | 0 | 0 | 0 | 0 | 0 | 0 | 0 | 0 | 0 | 0
F7_Residential_CZ2 - Single Family_New_Miscellaneous_Natural Gas_Miscellaneous_Economic Potential | F7 | Residential | CZ2 - Single Family | New | Miscellaneous | Natural Gas | Miscellaneous | Economic Potential | Avg. Replacement Demand (S) | 0 | 0 | 0 | 0 | 0 | 0 | 0 | 0 | 0 | 0 | 0 | 0 | 0 | 0 | 0 | 0 | 0 | 0 | 0 | 0 | 0 | 0 | 0 | 0 | 0 | 0 | 0 | 0 | 0 | 0
F8_Residential_CZ2 - Single Family_New_Miscellaneous_Natural Gas_Miscellaneous_Economic Potential | F8 | Residential | CZ2 - Single Family | New | Miscellaneous | Natural Gas | Miscellaneous | Economic Potential | Avg. Replacement Demand (W) | 0 | 0 | 0 | 0 | 0 | 0 | 0 | 0 | 0 | 0 | 0 | 0 | 0 | 0 | 0 | 0 | 0 | 0 | 0 | 0 | 0 | 0 | 0 | 0 | 0 | 0 | 0 | 0 | 0 | 0
F1_Residential_CZ2 - Multi Family_Existing_Space Heating_Natural Gas_Furnace - Direct Fuel_Economic Potential | F1 | Residential | CZ2 - Multi Family | Existing | Space Heating | Natural Gas | Furnace - Direct Fuel | Economic Potential | Units | 0 | 0 | 0 | 0 | 0 | 0 | 0 | 0 | 0 | 0 | 0 | 0 | 0 | 0 | 0 | 0 | 0 | 0 | 0 | 0 | 0 | 0 | 0 | 0 | 0 | 0 | 0 | 0 | 0 | 0
F2_Residential_CZ2 - Multi Family_Existing_Space Heating_Natural Gas_Furnace - Direct Fuel_Economic Potential | F2 | Residential | CZ2 - Multi Family | Existing | Space Heating | Natural Gas | Furnace - Direct Fuel | Economic Potential | Usage (MMtherm) | 0 | 0 | 0 | 0 | 0 | 0 | 0 | 0 | 0 | 0 | 0 | 0 | 0 | 0 | 0 | 0 | 0 | 0 | 0 | 0 | 0 | 0 | 0 | 0 | 0 | 0 | 0 | 0 | 0 | 0
F3_Residential_CZ2 - Multi Family_Existing_Space Heating_Natural Gas_Furnace - Direct Fuel_Economic Potential | F3 | Residential | CZ2 - Multi Family | Existing | Space Heating | Natural Gas | Furnace - Direct Fuel | Economic Potential | Peak Demand (S) | 0 | 0 | 0 | 0 | 0 | 0 | 0 | 0 | 0 | 0 | 0 | 0 | 0 | 0 | 0 | 0 | 0 | 0 | 0 | 0 | 0 | 0 | 0 | 0 | 0 | 0 | 0 | 0 | 0 | 0
F4_Residential_CZ2 - Multi Family_Existing_Space Heating_Natural Gas_Furnace - Direct Fuel_Economic Potential | F4 | Residential | CZ2 - Multi Family | Existing | Space Heating | Natural Gas | Furnace - Direct Fuel | Economic Potential | Peak Demand (W) | 0 | 0 | 0 | 0 | 0 | 0 | 0 | 0 | 0 | 0 | 0 | 0 | 0 | 0 | 0 | 0 | 0 | 0 | 0 | 0 | 0 | 0 | 0 | 0 | 0 | 0 | 0 | 0 | 0 | 0
F5_Residential_CZ2 - Multi Family_Existing_Space Heating_Natural Gas_Furnace - Direct Fuel_Economic Potential | F5 | Residential | CZ2 - Multi Family | Existing | Space Heating | Natural Gas | Furnace - Direct Fuel | Economic Potential | Turnover | 0 | 0 | 0 | 0 | 0 | 0 | 0 | 0 | 0 | 0 | 0 | 0 | 0 | 0 | 0 | 0 | 0 | 0 | 0 | 0 | 0 | 0 | 0 | 0 | 0 | 0 | 0 | 0 | 0 | 0
F6_Residential_CZ2 - Multi Family_Existing_Space Heating_Natural Gas_Furnace - Direct Fuel_Economic Potential | F6 | Residential | CZ2 - Multi Family | Existing | Space Heating | Natural Gas | Furnace - Direct Fuel | Economic Potential | Avg. Replacement Usage | 0 | 0 | 0 | 0 | 0 | 0 | 0 | 0 | 0 | 0 | 0 | 0 | 0 | 0 | 0 | 0 | 0 | 0 | 0 | 0 | 0 | 0 | 0 | 0 | 0 | 0 | 0 | 0 | 0 | 0
F7_Residential_CZ2 - Multi Family_Existing_Space Heating_Natural Gas_Furnace - Direct Fuel_Economic Potential | F7 | Residential | CZ2 - Multi Family | Existing | Space Heating | Natural Gas | Furnace - Direct Fuel | Economic Potential | Avg. Replacement Demand (S) | 0 | 0 | 0 | 0 | 0 | 0 | 0 | 0 | 0 | 0 | 0 | 0 | 0 | 0 | 0 | 0 | 0 | 0 | 0 | 0 | 0 | 0 | 0 | 0 | 0 | 0 | 0 | 0 | 0 | 0
F8_Residential_CZ2 - Multi Family_Existing_Space Heating_Natural Gas_Furnace - Direct Fuel_Economic Potential | F8 | Residential | CZ2 - Multi Family | Existing | Space Heating | Natural Gas | Furnace - Direct Fuel | Economic Potential | Avg. Replacement Demand (W) | 0 | 0 | 0 | 0 | 0 | 0 | 0 | 0 | 0 | 0 | 0 | 0 | 0 | 0 | 0 | 0 | 0 | 0 | 0 | 0 | 0 | 0 | 0 | 0 | 0 | 0 | 0 | 0 | 0 | 0
F1_Residential_CZ2 - Multi Family_Existing_Space Heating_Natural Gas_Boiler - Direct Fuel_Economic Potential | F1 | Residential | CZ2 - Multi Family | Existing | Space Heating | Natural Gas | Boiler - Direct Fuel | Economic Potential | Units | 0 | 0 | 0 | 0 | 0 | 0 | 0 | 0 | 0 | 0 | 0 | 0 | 0 | 0 | 0 | 0 | 0 | 0 | 0 | 0 | 0 | 0 | 0 | 0 | 0 | 0 | 0 | 0 | 0 | 0
F2_Residential_CZ2 - Multi Family_Existing_Space Heating_Natural Gas_Boiler - Direct Fuel_Economic Potential | F2 | Residential | CZ2 - Multi Family | Existing | Space Heating | Natural Gas | Boiler - Direct Fuel | Economic Potential | Usage (MMtherm) | 0 | 0 | 0 | 0 | 0 | 0 | 0 | 0 | 0 | 0 | 0 | 0 | 0 | 0 | 0 | 0 | 0 | 0 | 0 | 0 | 0 | 0 | 0 | 0 | 0 | 0 | 0 | 0 | 0 | 0
F3_Residential_CZ2 - Multi Family_Existing_Space Heating_Natural Gas_Boiler - Direct Fuel_Economic Potential | F3 | Residential | CZ2 - Multi Family | Existing | Space Heating | Natural Gas | Boiler - Direct Fuel | Economic Potential | Peak Demand (S) | 0 | 0 | 0 | 0 | 0 | 0 | 0 | 0 | 0 | 0 | 0 | 0 | 0 | 0 | 0 | 0 | 0 | 0 | 0 | 0 | 0 | 0 | 0 | 0 | 0 | 0 | 0 | 0 | 0 | 0
F4_Residential_CZ2 - Multi Family_Existing_Space Heating_Natural Gas_Boiler - Direct Fuel_Economic Potential | F4 | Residential | CZ2 - Multi Family | Existing | Space Heating | Natural Gas | Boiler - Direct Fuel | Economic Potential | Peak Demand (W) | 0 | 0 | 0 | 0 | 0 | 0 | 0 | 0 | 0 | 0 | 0 | 0 | 0 | 0 | 0 | 0 | 0 | 0 | 0 | 0 | 0 | 0 | 0 | 0 | 0 | 0 | 0 | 0 | 0 | 0
F5_Residential_CZ2 - Multi Family_Existing_Space Heating_Natural Gas_Boiler - Direct Fuel_Economic Potential | F5 | Residential | CZ2 - Multi Family | Existing | Space Heating | Natural Gas | Boiler - Direct Fuel | Economic Potential | Turnover | 0 | 0 | 0 | 0 | 0 | 0 | 0 | 0 | 0 | 0 | 0 | 0 | 0 | 0 | 0 | 0 | 0 | 0 | 0 | 0 | 0 | 0 | 0 | 0 | 0 | 0 | 0 | 0 | 0 | 0
F6_Residential_CZ2 - Multi Family_Existing_Space Heating_Natural Gas_Boiler - Direct Fuel_Economic Potential | F6 | Residential | CZ2 - Multi Family | Existing | Space Heating | Natural Gas | Boiler - Direct Fuel | Economic Potential | Avg. Replacement Usage | 0 | 0 | 0 | 0 | 0 | 0 | 0 | 0 | 0 | 0 | 0 | 0 | 0 | 0 | 0 | 0 | 0 | 0 | 0 | 0 | 0 | 0 | 0 | 0 | 0 | 0 | 0 | 0 | 0 | 0
F7_Residential_CZ2 - Multi Family_Existing_Space Heating_Natural Gas_Boiler - Direct Fuel_Economic Potential | F7 | Residential | CZ2 - Multi Family | Existing | Space Heating | Natural Gas | Boiler - Direct Fuel | Economic Potential | Avg. Replacement Demand (S) | 0 | 0 | 0 | 0 | 0 | 0 | 0 | 0 | 0 | 0 | 0 | 0 | 0 | 0 | 0 | 0 | 0 | 0 | 0 | 0 | 0 | 0 | 0 | 0 | 0 | 0 | 0 | 0 | 0 | 0
F8_Residential_CZ2 - Multi Family_Existing_Space Heating_Natural Gas_Boiler - Direct Fuel_Economic Potential | F8 | Residential | CZ2 - Multi Family | Existing | Space Heating | Natural Gas | Boiler - Direct Fuel | Economic Potential | Avg. Replacement Demand (W) | 0 | 0 | 0 | 0 | 0 | 0 | 0 | 0 | 0 | 0 | 0 | 0 | 0 | 0 | 0 | 0 | 0 | 0 | 0 | 0 | 0 | 0 | 0 | 0 | 0 | 0 | 0 | 0 | 0 | 0
F1_Residential_CZ2 - Multi Family_Existing_Secondary Heating_Natural Gas_Fireplace_Economic Potential | F1 | Residential | CZ2 - Multi Family | Existing | Secondary Heating | Natural Gas | Fireplace | Economic Potential | Units | 0 | 0 | 0 | 0 | 0 | 0 | 0 | 0 | 0 | 0 | 0 | 0 | 0 | 0 | 0 | 0 | 0 | 0 | 0 | 0 | 0 | 0 | 0 | 0 | 0 | 0 | 0 | 0 | 0 | 0
F2_Residential_CZ2 - Multi Family_Existing_Secondary Heating_Natural Gas_Fireplace_Economic Potential | F2 | Residential | CZ2 - Multi Family | Existing | Secondary Heating | Natural Gas | Fireplace | Economic Potential | Usage (MMtherm) | 0 | 0 | 0 | 0 | 0 | 0 | 0 | 0 | 0 | 0 | 0 | 0 | 0 | 0 | 0 | 0 | 0 | 0 | 0 | 0 | 0 | 0 | 0 | 0 | 0 | 0 | 0 | 0 | 0 | 0
F3_Residential_CZ2 - Multi Family_Existing_Secondary Heating_Natural Gas_Fireplace_Economic Potential | F3 | Residential | CZ2 - Multi Family | Existing | Secondary Heating | Natural Gas | Fireplace | Economic Potential | Peak Demand (S) | 0 | 0 | 0 | 0 | 0 | 0 | 0 | 0 | 0 | 0 | 0 | 0 | 0 | 0 | 0 | 0 | 0 | 0 | 0 | 0 | 0 | 0 | 0 | 0 | 0 | 0 | 0 | 0 | 0 | 0
F4_Residential_CZ2 - Multi Family_Existing_Secondary Heating_Natural Gas_Fireplace_Economic Potential | F4 | Residential | CZ2 - Multi Family | Existing | Secondary Heating | Natural Gas | Fireplace | Economic Potential | Peak Demand (W) | 0 | 0 | 0 | 0 | 0 | 0 | 0 | 0 | 0 | 0 | 0 | 0 | 0 | 0 | 0 | 0 | 0 | 0 | 0 | 0 | 0 | 0 | 0 | 0 | 0 | 0 | 0 | 0 | 0 | 0
F5_Residential_CZ2 - Multi Family_Existing_Secondary Heating_Natural Gas_Fireplace_Economic Potential | F5 | Residential | CZ2 - Multi Family | Existing | Secondary Heating | Natural Gas | Fireplace | Economic Potential | Turnover | 0 | 0 | 0 | 0 | 0 | 0 | 0 | 0 | 0 | 0 | 0 | 0 | 0 | 0 | 0 | 0 | 0 | 0 | 0 | 0 | 0 | 0 | 0 | 0 | 0 | 0 | 0 | 0 | 0 | 0
F6_Residential_CZ2 - Multi Family_Existing_Secondary Heating_Natural Gas_Fireplace_Economic Potential | F6 | Residential | CZ2 - Multi Family | Existing | Secondary Heating | Natural Gas | Fireplace | Economic Potential | Avg. Replacement Usage | 0 | 0 | 0 | 0 | 0 | 0 | 0 | 0 | 0 | 0 | 0 | 0 | 0 | 0 | 0 | 0 | 0 | 0 | 0 | 0 | 0 | 0 | 0 | 0 | 0 | 0 | 0 | 0 | 0 | 0
F7_Residential_CZ2 - Multi Family_Existing_Secondary Heating_Natural Gas_Fireplace_Economic Potential | F7 | Residential | CZ2 - Multi Family | Existing | Secondary Heating | Natural Gas | Fireplace | Economic Potential | Avg. Replacement Demand (S) | 0 | 0 | 0 | 0 | 0 | 0 | 0 | 0 | 0 | 0 | 0 | 0 | 0 | 0 | 0 | 0 | 0 | 0 | 0 | 0 | 0 | 0 | 0 | 0 | 0 | 0 | 0 | 0 | 0 | 0
F8_Residential_CZ2 - Multi Family_Existing_Secondary Heating_Natural Gas_Fireplace_Economic Potential | F8 | Residential | CZ2 - Multi Family | Existing | Secondary Heating | Natural Gas | Fireplace | Economic Potential | Avg. Replacement Demand (W) | 0 | 0 | 0 | 0 | 0 | 0 | 0 | 0 | 0 | 0 | 0 | 0 | 0 | 0 | 0 | 0 | 0 | 0 | 0 | 0 | 0 | 0 | 0 | 0 | 0 | 0 | 0 | 0 | 0 | 0
F1_Residential_CZ2 - Multi Family_Existing_Water Heating_Natural Gas_Water Heater <= 55 gal._Economic Potential | F1 | Residential | CZ2 - Multi Family | Existing | Water Heating | Natural Gas | Water Heater <= 55 gal. | Economic Potential | Units | 0 | 0 | 0 | 0 | 0 | 0 | 0 | 0 | 0 | 0 | 0 | 0 | 0 | 0 | 0 | 0 | 0 | 0 | 0 | 0 | 0 | 0 | 0 | 0 | 0 | 0 | 0 | 0 | 0 | 0
F2_Residential_CZ2 - Multi Family_Existing_Water Heating_Natural Gas_Water Heater <= 55 gal._Economic Potential | F2 | Residential | CZ2 - Multi Family | Existing | Water Heating | Natural Gas | Water Heater <= 55 gal. | Economic Potential | Usage (MMtherm) | 0 | 0 | 0 | 0 | 0 | 0 | 0 | 0 | 0 | 0 | 0 | 0 | 0 | 0 | 0 | 0 | 0 | 0 | 0 | 0 | 0 | 0 | 0 | 0 | 0 | 0 | 0 | 0 | 0 | 0
F3_Residential_CZ2 - Multi Family_Existing_Water Heating_Natural Gas_Water Heater <= 55 gal._Economic Potential | F3 | Residential | CZ2 - Multi Family | Existing | Water Heating | Natural Gas | Water Heater <= 55 gal. | Economic Potential | Peak Demand (S) | 0 | 0 | 0 | 0 | 0 | 0 | 0 | 0 | 0 | 0 | 0 | 0 | 0 | 0 | 0 | 0 | 0 | 0 | 0 | 0 | 0 | 0 | 0 | 0 | 0 | 0 | 0 | 0 | 0 | 0
F4_Residential_CZ2 - Multi Family_Existing_Water Heating_Natural Gas_Water Heater <= 55 gal._Economic Potential | F4 | Residential | CZ2 - Multi Family | Existing | Water Heating | Natural Gas | Water Heater <= 55 gal. | Economic Potential | Peak Demand (W) | 0 | 0 | 0 | 0 | 0 | 0 | 0 | 0 | 0 | 0 | 0 | 0 | 0 | 0 | 0 | 0 | 0 | 0 | 0 | 0 | 0 | 0 | 0 | 0 | 0 | 0 | 0 | 0 | 0 | 0
F5_Residential_CZ2 - Multi Family_Existing_Water Heating_Natural Gas_Water Heater <= 55 gal._Economic Potential | F5 | Residential | CZ2 - Multi Family | Existing | Water Heating | Natural Gas | Water Heater <= 55 gal. | Economic Potential | Turnover | 0 | 0 | 0 | 0 | 0 | 0 | 0 | 0 | 0 | 0 | 0 | 0 | 0 | 0 | 0 | 0 | 0 | 0 | 0 | 0 | 0 | 0 | 0 | 0 | 0 | 0 | 0 | 0 | 0 | 0
F6_Residential_CZ2 - Multi Family_Existing_Water Heating_Natural Gas_Water Heater <= 55 gal._Economic Potential | F6 | Residential | CZ2 - Multi Family | Existing | Water Heating | Natural Gas | Water Heater <= 55 gal. | Economic Potential | Avg. Replacement Usage | 0 | 0 | 0 | 0 | 0 | 0 | 0 | 0 | 0 | 0 | 0 | 0 | 0 | 0 | 0 | 0 | 0 | 0 | 0 | 0 | 0 | 0 | 0 | 0 | 0 | 0 | 0 | 0 | 0 | 0
F7_Residential_CZ2 - Multi Family_Existing_Water Heating_Natural Gas_Water Heater <= 55 gal._Economic Potential | F7 | Residential | CZ2 - Multi Family | Existing | Water Heating | Natural Gas | Water Heater <= 55 gal. | Economic Potential | Avg. Replacement Demand (S) | 0 | 0 | 0 | 0 | 0 | 0 | 0 | 0 | 0 | 0 | 0 | 0 | 0 | 0 | 0 | 0 | 0 | 0 | 0 | 0 | 0 | 0 | 0 | 0 | 0 | 0 | 0 | 0 | 0 | 0
F8_Residential_CZ2 - Multi Family_Existing_Water Heating_Natural Gas_Water Heater <= 55 gal._Economic Potential | F8 | Residential | CZ2 - Multi Family | Existing | Water Heating | Natural Gas | Water Heater <= 55 gal. | Economic Potential | Avg. Replacement Demand (W) | 0 | 0 | 0 | 0 | 0 | 0 | 0 | 0 | 0 | 0 | 0 | 0 | 0 | 0 | 0 | 0 | 0 | 0 | 0 | 0 | 0 | 0 | 0 | 0 | 0 | 0 | 0 | 0 | 0 | 0
F1_Residential_CZ2 - Multi Family_Existing_Water Heating_Natural Gas_Water Heater > 55 gal._Economic Potential | F1 | Residential | CZ2 - Multi Family | Existing | Water Heating | Natural Gas | Water Heater > 55 gal. | Economic Potential | Units | 0 | 0 | 0 | 0 | 0 | 0 | 0 | 0 | 0 | 0 | 0 | 0 | 0 | 0 | 0 | 0 | 0 | 0 | 0 | 0 | 0 | 0 | 0 | 0 | 0 | 0 | 0 | 0 | 0 | 0
F2_Residential_CZ2 - Multi Family_Existing_Water Heating_Natural Gas_Water Heater > 55 gal._Economic Potential | F2 | Residential | CZ2 - Multi Family | Existing | Water Heating | Natural Gas | Water Heater > 55 gal. | Economic Potential | Usage (MMtherm) | 0 | 0 | 0 | 0 | 0 | 0 | 0 | 0 | 0 | 0 | 0 | 0 | 0 | 0 | 0 | 0 | 0 | 0 | 0 | 0 | 0 | 0 | 0 | 0 | 0 | 0 | 0 | 0 | 0 | 0
F3_Residential_CZ2 - Multi Family_Existing_Water Heating_Natural Gas_Water Heater > 55 gal._Economic Potential | F3 | Residential | CZ2 - Multi Family | Existing | Water Heating | Natural Gas | Water Heater > 55 gal. | Economic Potential | Peak Demand (S) | 0 | 0 | 0 | 0 | 0 | 0 | 0 | 0 | 0 | 0 | 0 | 0 | 0 | 0 | 0 | 0 | 0 | 0 | 0 | 0 | 0 | 0 | 0 | 0 | 0 | 0 | 0 | 0 | 0 | 0
F4_Residential_CZ2 - Multi Family_Existing_Water Heating_Natural Gas_Water Heater > 55 gal._Economic Potential | F4 | Residential | CZ2 - Multi Family | Existing | Water Heating | Natural Gas | Water Heater > 55 gal. | Economic Potential | Peak Demand (W) | 0 | 0 | 0 | 0 | 0 | 0 | 0 | 0 | 0 | 0 | 0 | 0 | 0 | 0 | 0 | 0 | 0 | 0 | 0 | 0 | 0 | 0 | 0 | 0 | 0 | 0 | 0 | 0 | 0 | 0
F5_Residential_CZ2 - Multi Family_Existing_Water Heating_Natural Gas_Water Heater > 55 gal._Economic Potential | F5 | Residential | CZ2 - Multi Family | Existing | Water Heating | Natural Gas | Water Heater > 55 gal. | Economic Potential | Turnover | 0 | 0 | 0 | 0 | 0 | 0 | 0 | 0 | 0 | 0 | 0 | 0 | 0 | 0 | 0 | 0 | 0 | 0 | 0 | 0 | 0 | 0 | 0 | 0 | 0 | 0 | 0 | 0 | 0 | 0
F6_Residential_CZ2 - Multi Family_Existing_Water Heating_Natural Gas_Water Heater > 55 gal._Economic Potential | F6 | Residential | CZ2 - Multi Family | Existing | Water Heating | Natural Gas | Water Heater > 55 gal. | Economic Potential | Avg. Replacement Usage | 0 | 0 | 0 | 0 | 0 | 0 | 0 | 0 | 0 | 0 | 0 | 0 | 0 | 0 | 0 | 0 | 0 | 0 | 0 | 0 | 0 | 0 | 0 | 0 | 0 | 0 | 0 | 0 | 0 | 0
F7_Residential_CZ2 - Multi Family_Existing_Water Heating_Natural Gas_Water Heater > 55 gal._Economic Potential | F7 | Residential | CZ2 - Multi Family | Existing | Water Heating | Natural Gas | Water Heater > 55 gal. | Economic Potential | Avg. Replacement Demand (S) | 0 | 0 | 0 | 0 | 0 | 0 | 0 | 0 | 0 | 0 | 0 | 0 | 0 | 0 | 0 | 0 | 0 | 0 | 0 | 0 | 0 | 0 | 0 | 0 | 0 | 0 | 0 | 0 | 0 | 0
F8_Residential_CZ2 - Multi Family_Existing_Water Heating_Natural Gas_Water Heater > 55 gal._Economic Potential | F8 | Residential | CZ2 - Multi Family | Existing | Water Heating | Natural Gas | Water Heater > 55 gal. | Economic Potential | Avg. Replacement Demand (W) | 0 | 0 | 0 | 0 | 0 | 0 | 0 | 0 | 0 | 0 | 0 | 0 | 0 | 0 | 0 | 0 | 0 | 0 | 0 | 0 | 0 | 0 | 0 | 0 | 0 | 0 | 0 | 0 | 0 | 0
F1_Residential_CZ2 - Multi Family_Existing_Appliances_Natural Gas_Clothes Dryer_Economic Potential | F1 | Residential | CZ2 - Multi Family | Existing | Appliances | Natural Gas | Clothes Dryer | Economic Potential | Units | 0 | 0 | 0 | 0 | 0 | 0 | 0 | 0 | 0 | 0 | 0 | 0 | 0 | 0 | 0 | 0 | 0 | 0 | 0 | 0 | 0 | 0 | 0 | 0 | 0 | 0 | 0 | 0 | 0 | 0
F2_Residential_CZ2 - Multi Family_Existing_Appliances_Natural Gas_Clothes Dryer_Economic Potential | F2 | Residential | CZ2 - Multi Family | Existing | Appliances | Natural Gas | Clothes Dryer | Economic Potential | Usage (MMtherm) | 0 | 0 | 0 | 0 | 0 | 0 | 0 | 0 | 0 | 0 | 0 | 0 | 0 | 0 | 0 | 0 | 0 | 0 | 0 | 0 | 0 | 0 | 0 | 0 | 0 | 0 | 0 | 0 | 0 | 0
F3_Residential_CZ2 - Multi Family_Existing_Appliances_Natural Gas_Clothes Dryer_Economic Potential | F3 | Residential | CZ2 - Multi Family | Existing | Appliances | Natural Gas | Clothes Dryer | Economic Potential | Peak Demand (S) | 0 | 0 | 0 | 0 | 0 | 0 | 0 | 0 | 0 | 0 | 0 | 0 | 0 | 0 | 0 | 0 | 0 | 0 | 0 | 0 | 0 | 0 | 0 | 0 | 0 | 0 | 0 | 0 | 0 | 0
F4_Residential_CZ2 - Multi Family_Existing_Appliances_Natural Gas_Clothes Dryer_Economic Potential | F4 | Residential | CZ2 - Multi Family | Existing | Appliances | Natural Gas | Clothes Dryer | Economic Potential | Peak Demand (W) | 0 | 0 | 0 | 0 | 0 | 0 | 0 | 0 | 0 | 0 | 0 | 0 | 0 | 0 | 0 | 0 | 0 | 0 | 0 | 0 | 0 | 0 | 0 | 0 | 0 | 0 | 0 | 0 | 0 | 0
F5_Residential_CZ2 - Multi Family_Existing_Appliances_Natural Gas_Clothes Dryer_Economic Potential | F5 | Residential | CZ2 - Multi Family | Existing | Appliances | Natural Gas | Clothes Dryer | Economic Potential | Turnover | 0 | 0 | 0 | 0 | 0 | 0 | 0 | 0 | 0 | 0 | 0 | 0 | 0 | 0 | 0 | 0 | 0 | 0 | 0 | 0 | 0 | 0 | 0 | 0 | 0 | 0 | 0 | 0 | 0 | 0
F6_Residential_CZ2 - Multi Family_Existing_Appliances_Natural Gas_Clothes Dryer_Economic Potential | F6 | Residential | CZ2 - Multi Family | Existing | Appliances | Natural Gas | Clothes Dryer | Economic Potential | Avg. Replacement Usage | 0 | 0 | 0 | 0 | 0 | 0 | 0 | 0 | 0 | 0 | 0 | 0 | 0 | 0 | 0 | 0 | 0 | 0 | 0 | 0 | 0 | 0 | 0 | 0 | 0 | 0 | 0 | 0 | 0 | 0
F7_Residential_CZ2 - Multi Family_Existing_Appliances_Natural Gas_Clothes Dryer_Economic Potential | F7 | Residential | CZ2 - Multi Family | Existing | Appliances | Natural Gas | Clothes Dryer | Economic Potential | Avg. Replacement Demand (S) | 0 | 0 | 0 | 0 | 0 | 0 | 0 | 0 | 0 | 0 | 0 | 0 | 0 | 0 | 0 | 0 | 0 | 0 | 0 | 0 | 0 | 0 | 0 | 0 | 0 | 0 | 0 | 0 | 0 | 0
F8_Residential_CZ2 - Multi Family_Existing_Appliances_Natural Gas_Clothes Dryer_Economic Potential | F8 | Residential | CZ2 - Multi Family | Existing | Appliances | Natural Gas | Clothes Dryer | Economic Potential | Avg. Replacement Demand (W) | 0 | 0 | 0 | 0 | 0 | 0 | 0 | 0 | 0 | 0 | 0 | 0 | 0 | 0 | 0 | 0 | 0 | 0 | 0 | 0 | 0 | 0 | 0 | 0 | 0 | 0 | 0 | 0 | 0 | 0
F1_Residential_CZ2 - Multi Family_Existing_Appliances_Natural Gas_Stove/Oven_Economic Potential | F1 | Residential | CZ2 - Multi Family | Existing | Appliances | Natural Gas | Stove/Oven | Economic Potential | Units | 0 | 0 | 0 | 0 | 0 | 0 | 0 | 0 | 0 | 0 | 0 | 0 | 0 | 0 | 0 | 0 | 0 | 0 | 0 | 0 | 0 | 0 | 0 | 0 | 0 | 0 | 0 | 0 | 0 | 0
F2_Residential_CZ2 - Multi Family_Existing_Appliances_Natural Gas_Stove/Oven_Economic Potential | F2 | Residential | CZ2 - Multi Family | Existing | Appliances | Natural Gas | Stove/Oven | Economic Potential | Usage (MMtherm) | 0 | 0 | 0 | 0 | 0 | 0 | 0 | 0 | 0 | 0 | 0 | 0 | 0 | 0 | 0 | 0 | 0 | 0 | 0 | 0 | 0 | 0 | 0 | 0 | 0 | 0 | 0 | 0 | 0 | 0
F3_Residential_CZ2 - Multi Family_Existing_Appliances_Natural Gas_Stove/Oven_Economic Potential | F3 | Residential | CZ2 - Multi Family | Existing | Appliances | Natural Gas | Stove/Oven | Economic Potential | Peak Demand (S) | 0 | 0 | 0 | 0 | 0 | 0 | 0 | 0 | 0 | 0 | 0 | 0 | 0 | 0 | 0 | 0 | 0 | 0 | 0 | 0 | 0 | 0 | 0 | 0 | 0 | 0 | 0 | 0 | 0 | 0
F4_Residential_CZ2 - Multi Family_Existing_Appliances_Natural Gas_Stove/Oven_Economic Potential | F4 | Residential | CZ2 - Multi Family | Existing | Appliances | Natural Gas | Stove/Oven | Economic Potential | Peak Demand (W) | 0 | 0 | 0 | 0 | 0 | 0 | 0 | 0 | 0 | 0 | 0 | 0 | 0 | 0 | 0 | 0 | 0 | 0 | 0 | 0 | 0 | 0 | 0 | 0 | 0 | 0 | 0 | 0 | 0 | 0
F5_Residential_CZ2 - Multi Family_Existing_Appliances_Natural Gas_Stove/Oven_Economic Potential | F5 | Residential | CZ2 - Multi Family | Existing | Appliances | Natural Gas | Stove/Oven | Economic Potential | Turnover | 0 | 0 | 0 | 0 | 0 | 0 | 0 | 0 | 0 | 0 | 0 | 0 | 0 | 0 | 0 | 0 | 0 | 0 | 0 | 0 | 0 | 0 | 0 | 0 | 0 | 0 | 0 | 0 | 0 | 0
F6_Residential_CZ2 - Multi Family_Existing_Appliances_Natural Gas_Stove/Oven_Economic Potential | F6 | Residential | CZ2 - Multi Family | Existing | Appliances | Natural Gas | Stove/Oven | Economic Potential | Avg. Replacement Usage | 0 | 0 | 0 | 0 | 0 | 0 | 0 | 0 | 0 | 0 | 0 | 0 | 0 | 0 | 0 | 0 | 0 | 0 | 0 | 0 | 0 | 0 | 0 | 0 | 0 | 0 | 0 | 0 | 0 | 0
F7_Residential_CZ2 - Multi Family_Existing_Appliances_Natural Gas_Stove/Oven_Economic Potential | F7 | Residential | CZ2 - Multi Family | Existing | Appliances | Natural Gas | Stove/Oven | Economic Potential | Avg. Replacement Demand (S) | 0 | 0 | 0 | 0 | 0 | 0 | 0 | 0 | 0 | 0 | 0 | 0 | 0 | 0 | 0 | 0 | 0 | 0 | 0 | 0 | 0 | 0 | 0 | 0 | 0 | 0 | 0 | 0 | 0 | 0
F8_Residential_CZ2 - Multi Family_Existing_Appliances_Natural Gas_Stove/Oven_Economic Potential | F8 | Residential | CZ2 - Multi Family | Existing | Appliances | Natural Gas | Stove/Oven | Economic Potential | Avg. Replacement Demand (W) | 0 | 0 | 0 | 0 | 0 | 0 | 0 | 0 | 0 | 0 | 0 | 0 | 0 | 0 | 0 | 0 | 0 | 0 | 0 | 0 | 0 | 0 | 0 | 0 | 0 | 0 | 0 | 0 | 0 | 0
F1_Residential_CZ2 - Multi Family_Existing_Miscellaneous_Natural Gas_Pool Heater_Economic Potential | F1 | Residential | CZ2 - Multi Family | Existing | Miscellaneous | Natural Gas | Pool Heater | Economic Potential | Units | 0 | 0 | 0 | 0 | 0 | 0 | 0 | 0 | 0 | 0 | 0 | 0 | 0 | 0 | 0 | 0 | 0 | 0 | 0 | 0 | 0 | 0 | 0 | 0 | 0 | 0 | 0 | 0 | 0 | 0
F2_Residential_CZ2 - Multi Family_Existing_Miscellaneous_Natural Gas_Pool Heater_Economic Potential | F2 | Residential | CZ2 - Multi Family | Existing | Miscellaneous | Natural Gas | Pool Heater | Economic Potential | Usage (MMtherm) | 0 | 0 | 0 | 0 | 0 | 0 | 0 | 0 | 0 | 0 | 0 | 0 | 0 | 0 | 0 | 0 | 0 | 0 | 0 | 0 | 0 | 0 | 0 | 0 | 0 | 0 | 0 | 0 | 0 | 0
F3_Residential_CZ2 - Multi Family_Existing_Miscellaneous_Natural Gas_Pool Heater_Economic Potential | F3 | Residential | CZ2 - Multi Family | Existing | Miscellaneous | Natural Gas | Pool Heater | Economic Potential | Peak Demand (S) | 0 | 0 | 0 | 0 | 0 | 0 | 0 | 0 | 0 | 0 | 0 | 0 | 0 | 0 | 0 | 0 | 0 | 0 | 0 | 0 | 0 | 0 | 0 | 0 | 0 | 0 | 0 | 0 | 0 | 0
F4_Residential_CZ2 - Multi Family_Existing_Miscellaneous_Natural Gas_Pool Heater_Economic Potential | F4 | Residential | CZ2 - Multi Family | Existing | Miscellaneous | Natural Gas | Pool Heater | Economic Potential | Peak Demand (W) | 0 | 0 | 0 | 0 | 0 | 0 | 0 | 0 | 0 | 0 | 0 | 0 | 0 | 0 | 0 | 0 | 0 | 0 | 0 | 0 | 0 | 0 | 0 | 0 | 0 | 0 | 0 | 0 | 0 | 0
F5_Residential_CZ2 - Multi Family_Existing_Miscellaneous_Natural Gas_Pool Heater_Economic Potential | F5 | Residential | CZ2 - Multi Family | Existing | Miscellaneous | Natural Gas | Pool Heater | Economic Potential | Turnover | 0 | 0 | 0 | 0 | 0 | 0 | 0 | 0 | 0 | 0 | 0 | 0 | 0 | 0 | 0 | 0 | 0 | 0 | 0 | 0 | 0 | 0 | 0 | 0 | 0 | 0 | 0 | 0 | 0 | 0
F6_Residential_CZ2 - Multi Family_Existing_Miscellaneous_Natural Gas_Pool Heater_Economic Potential | F6 | Residential | CZ2 - Multi Family | Existing | Miscellaneous | Natural Gas | Pool Heater | Economic Potential | Avg. Replacement Usage | 0 | 0 | 0 | 0 | 0 | 0 | 0 | 0 | 0 | 0 | 0 | 0 | 0 | 0 | 0 | 0 | 0 | 0 | 0 | 0 | 0 | 0 | 0 | 0 | 0 | 0 | 0 | 0 | 0 | 0
F7_Residential_CZ2 - Multi Family_Existing_Miscellaneous_Natural Gas_Pool Heater_Economic Potential | F7 | Residential | CZ2 - Multi Family | Existing | Miscellaneous | Natural Gas | Pool Heater | Economic Potential | Avg. Replacement Demand (S) | 0 | 0 | 0 | 0 | 0 | 0 | 0 | 0 | 0 | 0 | 0 | 0 | 0 | 0 | 0 | 0 | 0 | 0 | 0 | 0 | 0 | 0 | 0 | 0 | 0 | 0 | 0 | 0 | 0 | 0
F8_Residential_CZ2 - Multi Family_Existing_Miscellaneous_Natural Gas_Pool Heater_Economic Potential | F8 | Residential | CZ2 - Multi Family | Existing | Miscellaneous | Natural Gas | Pool Heater | Economic Potential | Avg. Replacement Demand (W) | 0 | 0 | 0 | 0 | 0 | 0 | 0 | 0 | 0 | 0 | 0 | 0 | 0 | 0 | 0 | 0 | 0 | 0 | 0 | 0 | 0 | 0 | 0 | 0 | 0 | 0 | 0 | 0 | 0 | 0
F1_Residential_CZ2 - Multi Family_Existing_Miscellaneous_Natural Gas_Miscellaneous_Economic Potential | F1 | Residential | CZ2 - Multi Family | Existing | Miscellaneous | Natural Gas | Miscellaneous | Economic Potential | Units | 0 | 0 | 0 | 0 | 0 | 0 | 0 | 0 | 0 | 0 | 0 | 0 | 0 | 0 | 0 | 0 | 0 | 0 | 0 | 0 | 0 | 0 | 0 | 0 | 0 | 0 | 0 | 0 | 0 | 0
F2_Residential_CZ2 - Multi Family_Existing_Miscellaneous_Natural Gas_Miscellaneous_Economic Potential | F2 | Residential | CZ2 - Multi Family | Existing | Miscellaneous | Natural Gas | Miscellaneous | Economic Potential | Usage (MMtherm) | 0 | 0 | 0 | 0 | 0 | 0 | 0 | 0 | 0 | 0 | 0 | 0 | 0 | 0 | 0 | 0 | 0 | 0 | 0 | 0 | 0 | 0 | 0 | 0 | 0 | 0 | 0 | 0 | 0 | 0
F3_Residential_CZ2 - Multi Family_Existing_Miscellaneous_Natural Gas_Miscellaneous_Economic Potential | F3 | Residential | CZ2 - Multi Family | Existing | Miscellaneous | Natural Gas | Miscellaneous | Economic Potential | Peak Demand (S) | 0 | 0 | 0 | 0 | 0 | 0 | 0 | 0 | 0 | 0 | 0 | 0 | 0 | 0 | 0 | 0 | 0 | 0 | 0 | 0 | 0 | 0 | 0 | 0 | 0 | 0 | 0 | 0 | 0 | 0
F4_Residential_CZ2 - Multi Family_Existing_Miscellaneous_Natural Gas_Miscellaneous_Economic Potential | F4 | Residential | CZ2 - Multi Family | Existing | Miscellaneous | Natural Gas | Miscellaneous | Economic Potential | Peak Demand (W) | 0 | 0 | 0 | 0 | 0 | 0 | 0 | 0 | 0 | 0 | 0 | 0 | 0 | 0 | 0 | 0 | 0 | 0 | 0 | 0 | 0 | 0 | 0 | 0 | 0 | 0 | 0 | 0 | 0 | 0
F5_Residential_CZ2 - Multi Family_Existing_Miscellaneous_Natural Gas_Miscellaneous_Economic Potential | F5 | Residential | CZ2 - Multi Family | Existing | Miscellaneous | Natural Gas | Miscellaneous | Economic Potential | Turnover | 0 | 0 | 0 | 0 | 0 | 0 | 0 | 0 | 0 | 0 | 0 | 0 | 0 | 0 | 0 | 0 | 0 | 0 | 0 | 0 | 0 | 0 | 0 | 0 | 0 | 0 | 0 | 0 | 0 | 0
F6_Residential_CZ2 - Multi Family_Existing_Miscellaneous_Natural Gas_Miscellaneous_Economic Potential | F6 | Residential | CZ2 - Multi Family | Existing | Miscellaneous | Natural Gas | Miscellaneous | Economic Potential | Avg. Replacement Usage | 0 | 0 | 0 | 0 | 0 | 0 | 0 | 0 | 0 | 0 | 0 | 0 | 0 | 0 | 0 | 0 | 0 | 0 | 0 | 0 | 0 | 0 | 0 | 0 | 0 | 0 | 0 | 0 | 0 | 0
F7_Residential_CZ2 - Multi Family_Existing_Miscellaneous_Natural Gas_Miscellaneous_Economic Potential | F7 | Residential | CZ2 - Multi Family | Existing | Miscellaneous | Natural Gas | Miscellaneous | Economic Potential | Avg. Replacement Demand (S) | 0 | 0 | 0 | 0 | 0 | 0 | 0 | 0 | 0 | 0 | 0 | 0 | 0 | 0 | 0 | 0 | 0 | 0 | 0 | 0 | 0 | 0 | 0 | 0 | 0 | 0 | 0 | 0 | 0 | 0
F8_Residential_CZ2 - Multi Family_Existing_Miscellaneous_Natural Gas_Miscellaneous_Economic Potential | F8 | Residential | CZ2 - Multi Family | Existing | Miscellaneous | Natural Gas | Miscellaneous | Economic Potential | Avg. Replacement Demand (W) | 0 | 0 | 0 | 0 | 0 | 0 | 0 | 0 | 0 | 0 | 0 | 0 | 0 | 0 | 0 | 0 | 0 | 0 | 0 | 0 | 0 | 0 | 0 | 0 | 0 | 0 | 0 | 0 | 0 | 0
F1_Residential_CZ2 - Multi Family_New_Space Heating_Natural Gas_Furnace - Direct Fuel_Economic Potential | F1 | Residential | CZ2 - Multi Family | New | Space Heating | Natural Gas | Furnace - Direct Fuel | Economic Potential | Units | 0 | 0 | 0 | 0 | 0 | 0 | 0 | 0 | 0 | 0 | 0 | 0 | 0 | 0 | 0 | 0 | 0 | 0 | 0 | 0 | 0 | 0 | 0 | 0 | 0 | 0 | 0 | 0 | 0 | 0
F2_Residential_CZ2 - Multi Family_New_Space Heating_Natural Gas_Furnace - Direct Fuel_Economic Potential | F2 | Residential | CZ2 - Multi Family | New | Space Heating | Natural Gas | Furnace - Direct Fuel | Economic Potential | Usage (MMtherm) | 0 | 0 | 0 | 0 | 0 | 0 | 0 | 0 | 0 | 0 | 0 | 0 | 0 | 0 | 0 | 0 | 0 | 0 | 0 | 0 | 0 | 0 | 0 | 0 | 0 | 0 | 0 | 0 | 0 | 0
F3_Residential_CZ2 - Multi Family_New_Space Heating_Natural Gas_Furnace - Direct Fuel_Economic Potential | F3 | Residential | CZ2 - Multi Family | New | Space Heating | Natural Gas | Furnace - Direct Fuel | Economic Potential | Peak Demand (S) | 0 | 0 | 0 | 0 | 0 | 0 | 0 | 0 | 0 | 0 | 0 | 0 | 0 | 0 | 0 | 0 | 0 | 0 | 0 | 0 | 0 | 0 | 0 | 0 | 0 | 0 | 0 | 0 | 0 | 0
F4_Residential_CZ2 - Multi Family_New_Space Heating_Natural Gas_Furnace - Direct Fuel_Economic Potential | F4 | Residential | CZ2 - Multi Family | New | Space Heating | Natural Gas | Furnace - Direct Fuel | Economic Potential | Peak Demand (W) | 0 | 0 | 0 | 0 | 0 | 0 | 0 | 0 | 0 | 0 | 0 | 0 | 0 | 0 | 0 | 0 | 0 | 0 | 0 | 0 | 0 | 0 | 0 | 0 | 0 | 0 | 0 | 0 | 0 | 0
F5_Residential_CZ2 - Multi Family_New_Space Heating_Natural Gas_Furnace - Direct Fuel_Economic Potential | F5 | Residential | CZ2 - Multi Family | New | Space Heating | Natural Gas | Furnace - Direct Fuel | Economic Potential | Turnover | 0 | 0 | 0 | 0 | 0 | 0 | 0 | 0 | 0 | 0 | 0 | 0 | 0 | 0 | 0 | 0 | 0 | 0 | 0 | 0 | 0 | 0 | 0 | 0 | 0 | 0 | 0 | 0 | 0 | 0
F6_Residential_CZ2 - Multi Family_New_Space Heating_Natural Gas_Furnace - Direct Fuel_Economic Potential | F6 | Residential | CZ2 - Multi Family | New | Space Heating | Natural Gas | Furnace - Direct Fuel | Economic Potential | Avg. Replacement Usage | 0 | 0 | 0 | 0 | 0 | 0 | 0 | 0 | 0 | 0 | 0 | 0 | 0 | 0 | 0 | 0 | 0 | 0 | 0 | 0 | 0 | 0 | 0 | 0 | 0 | 0 | 0 | 0 | 0 | 0
F7_Residential_CZ2 - Multi Family_New_Space Heating_Natural Gas_Furnace - Direct Fuel_Economic Potential | F7 | Residential | CZ2 - Multi Family | New | Space Heating | Natural Gas | Furnace - Direct Fuel | Economic Potential | Avg. Replacement Demand (S) | 0 | 0 | 0 | 0 | 0 | 0 | 0 | 0 | 0 | 0 | 0 | 0 | 0 | 0 | 0 | 0 | 0 | 0 | 0 | 0 | 0 | 0 | 0 | 0 | 0 | 0 | 0 | 0 | 0 | 0
F8_Residential_CZ2 - Multi Family_New_Space Heating_Natural Gas_Furnace - Direct Fuel_Economic Potential | F8 | Residential | CZ2 - Multi Family | New | Space Heating | Natural Gas | Furnace - Direct Fuel | Economic Potential | Avg. Replacement Demand (W) | 0 | 0 | 0 | 0 | 0 | 0 | 0 | 0 | 0 | 0 | 0 | 0 | 0 | 0 | 0 | 0 | 0 | 0 | 0 | 0 | 0 | 0 | 0 | 0 | 0 | 0 | 0 | 0 | 0 | 0
F1_Residential_CZ2 - Multi Family_New_Space Heating_Natural Gas_Boiler - Direct Fuel_Economic Potential | F1 | Residential | CZ2 - Multi Family | New | Space Heating | Natural Gas | Boiler - Direct Fuel | Economic Potential | Units | 0 | 0 | 0 | 0 | 0 | 0 | 0 | 0 | 0 | 0 | 0 | 0 | 0 | 0 | 0 | 0 | 0 | 0 | 0 | 0 | 0 | 0 | 0 | 0 | 0 | 0 | 0 | 0 | 0 | 0
F2_Residential_CZ2 - Multi Family_New_Space Heating_Natural Gas_Boiler - Direct Fuel_Economic Potential | F2 | Residential | CZ2 - Multi Family | New | Space Heating | Natural Gas | Boiler - Direct Fuel | Economic Potential | Usage (MMtherm) | 0 | 0 | 0 | 0 | 0 | 0 | 0 | 0 | 0 | 0 | 0 | 0 | 0 | 0 | 0 | 0 | 0 | 0 | 0 | 0 | 0 | 0 | 0 | 0 | 0 | 0 | 0 | 0 | 0 | 0
F3_Residential_CZ2 - Multi Family_New_Space Heating_Natural Gas_Boiler - Direct Fuel_Economic Potential | F3 | Residential | CZ2 - Multi Family | New | Space Heating | Natural Gas | Boiler - Direct Fuel | Economic Potential | Peak Demand (S) | 0 | 0 | 0 | 0 | 0 | 0 | 0 | 0 | 0 | 0 | 0 | 0 | 0 | 0 | 0 | 0 | 0 | 0 | 0 | 0 | 0 | 0 | 0 | 0 | 0 | 0 | 0 | 0 | 0 | 0
F4_Residential_CZ2 - Multi Family_New_Space Heating_Natural Gas_Boiler - Direct Fuel_Economic Potential | F4 | Residential | CZ2 - Multi Family | New | Space Heating | Natural Gas | Boiler - Direct Fuel | Economic Potential | Peak Demand (W) | 0 | 0 | 0 | 0 | 0 | 0 | 0 | 0 | 0 | 0 | 0 | 0 | 0 | 0 | 0 | 0 | 0 | 0 | 0 | 0 | 0 | 0 | 0 | 0 | 0 | 0 | 0 | 0 | 0 | 0
F5_Residential_CZ2 - Multi Family_New_Space Heating_Natural Gas_Boiler - Direct Fuel_Economic Potential | F5 | Residential | CZ2 - Multi Family | New | Space Heating | Natural Gas | Boiler - Direct Fuel | Economic Potential | Turnover | 0 | 0 | 0 | 0 | 0 | 0 | 0 | 0 | 0 | 0 | 0 | 0 | 0 | 0 | 0 | 0 | 0 | 0 | 0 | 0 | 0 | 0 | 0 | 0 | 0 | 0 | 0 | 0 | 0 | 0
F6_Residential_CZ2 - Multi Family_New_Space Heating_Natural Gas_Boiler - Direct Fuel_Economic Potential | F6 | Residential | CZ2 - Multi Family | New | Space Heating | Natural Gas | Boiler - Direct Fuel | Economic Potential | Avg. Replacement Usage | 0 | 0 | 0 | 0 | 0 | 0 | 0 | 0 | 0 | 0 | 0 | 0 | 0 | 0 | 0 | 0 | 0 | 0 | 0 | 0 | 0 | 0 | 0 | 0 | 0 | 0 | 0 | 0 | 0 | 0
F7_Residential_CZ2 - Multi Family_New_Space Heating_Natural Gas_Boiler - Direct Fuel_Economic Potential | F7 | Residential | CZ2 - Multi Family | New | Space Heating | Natural Gas | Boiler - Direct Fuel | Economic Potential | Avg. Replacement Demand (S) | 0 | 0 | 0 | 0 | 0 | 0 | 0 | 0 | 0 | 0 | 0 | 0 | 0 | 0 | 0 | 0 | 0 | 0 | 0 | 0 | 0 | 0 | 0 | 0 | 0 | 0 | 0 | 0 | 0 | 0
F8_Residential_CZ2 - Multi Family_New_Space Heating_Natural Gas_Boiler - Direct Fuel_Economic Potential | F8 | Residential | CZ2 - Multi Family | New | Space Heating | Natural Gas | Boiler - Direct Fuel | Economic Potential | Avg. Replacement Demand (W) | 0 | 0 | 0 | 0 | 0 | 0 | 0 | 0 | 0 | 0 | 0 | 0 | 0 | 0 | 0 | 0 | 0 | 0 | 0 | 0 | 0 | 0 | 0 | 0 | 0 | 0 | 0 | 0 | 0 | 0
F1_Residential_CZ2 - Multi Family_New_Secondary Heating_Natural Gas_Fireplace_Economic Potential | F1 | Residential | CZ2 - Multi Family | New | Secondary Heating | Natural Gas | Fireplace | Economic Potential | Units | 0 | 0 | 0 | 0 | 0 | 0 | 0 | 0 | 0 | 0 | 0 | 0 | 0 | 0 | 0 | 0 | 0 | 0 | 0 | 0 | 0 | 0 | 0 | 0 | 0 | 0 | 0 | 0 | 0 | 0
F2_Residential_CZ2 - Multi Family_New_Secondary Heating_Natural Gas_Fireplace_Economic Potential | F2 | Residential | CZ2 - Multi Family | New | Secondary Heating | Natural Gas | Fireplace | Economic Potential | Usage (MMtherm) | 0 | 0 | 0 | 0 | 0 | 0 | 0 | 0 | 0 | 0 | 0 | 0 | 0 | 0 | 0 | 0 | 0 | 0 | 0 | 0 | 0 | 0 | 0 | 0 | 0 | 0 | 0 | 0 | 0 | 0
F3_Residential_CZ2 - Multi Family_New_Secondary Heating_Natural Gas_Fireplace_Economic Potential | F3 | Residential | CZ2 - Multi Family | New | Secondary Heating | Natural Gas | Fireplace | Economic Potential | Peak Demand (S) | 0 | 0 | 0 | 0 | 0 | 0 | 0 | 0 | 0 | 0 | 0 | 0 | 0 | 0 | 0 | 0 | 0 | 0 | 0 | 0 | 0 | 0 | 0 | 0 | 0 | 0 | 0 | 0 | 0 | 0
F4_Residential_CZ2 - Multi Family_New_Secondary Heating_Natural Gas_Fireplace_Economic Potential | F4 | Residential | CZ2 - Multi Family | New | Secondary Heating | Natural Gas | Fireplace | Economic Potential | Peak Demand (W) | 0 | 0 | 0 | 0 | 0 | 0 | 0 | 0 | 0 | 0 | 0 | 0 | 0 | 0 | 0 | 0 | 0 | 0 | 0 | 0 | 0 | 0 | 0 | 0 | 0 | 0 | 0 | 0 | 0 | 0
F5_Residential_CZ2 - Multi Family_New_Secondary Heating_Natural Gas_Fireplace_Economic Potential | F5 | Residential | CZ2 - Multi Family | New | Secondary Heating | Natural Gas | Fireplace | Economic Potential | Turnover | 0 | 0 | 0 | 0 | 0 | 0 | 0 | 0 | 0 | 0 | 0 | 0 | 0 | 0 | 0 | 0 | 0 | 0 | 0 | 0 | 0 | 0 | 0 | 0 | 0 | 0 | 0 | 0 | 0 | 0
F6_Residential_CZ2 - Multi Family_New_Secondary Heating_Natural Gas_Fireplace_Economic Potential | F6 | Residential | CZ2 - Multi Family | New | Secondary Heating | Natural Gas | Fireplace | Economic Potential | Avg. Replacement Usage | 0 | 0 | 0 | 0 | 0 | 0 | 0 | 0 | 0 | 0 | 0 | 0 | 0 | 0 | 0 | 0 | 0 | 0 | 0 | 0 | 0 | 0 | 0 | 0 | 0 | 0 | 0 | 0 | 0 | 0
F7_Residential_CZ2 - Multi Family_New_Secondary Heating_Natural Gas_Fireplace_Economic Potential | F7 | Residential | CZ2 - Multi Family | New | Secondary Heating | Natural Gas | Fireplace | Economic Potential | Avg. Replacement Demand (S) | 0 | 0 | 0 | 0 | 0 | 0 | 0 | 0 | 0 | 0 | 0 | 0 | 0 | 0 | 0 | 0 | 0 | 0 | 0 | 0 | 0 | 0 | 0 | 0 | 0 | 0 | 0 | 0 | 0 | 0
F8_Residential_CZ2 - Multi Family_New_Secondary Heating_Natural Gas_Fireplace_Economic Potential | F8 | Residential | CZ2 - Multi Family | New | Secondary Heating | Natural Gas | Fireplace | Economic Potential | Avg. Replacement Demand (W) | 0 | 0 | 0 | 0 | 0 | 0 | 0 | 0 | 0 | 0 | 0 | 0 | 0 | 0 | 0 | 0 | 0 | 0 | 0 | 0 | 0 | 0 | 0 | 0 | 0 | 0 | 0 | 0 | 0 | 0
F1_Residential_CZ2 - Multi Family_New_Water Heating_Natural Gas_Water Heater <= 55 gal._Economic Potential | F1 | Residential | CZ2 - Multi Family | New | Water Heating | Natural Gas | Water Heater <= 55 gal. | Economic Potential | Units | 0 | 0 | 0 | 0 | 0 | 0 | 0 | 0 | 0 | 0 | 0 | 0 | 0 | 0 | 0 | 0 | 0 | 0 | 0 | 0 | 0 | 0 | 0 | 0 | 0 | 0 | 0 | 0 | 0 | 0
F2_Residential_CZ2 - Multi Family_New_Water Heating_Natural Gas_Water Heater <= 55 gal._Economic Potential | F2 | Residential | CZ2 - Multi Family | New | Water Heating | Natural Gas | Water Heater <= 55 gal. | Economic Potential | Usage (MMtherm) | 0 | 0 | 0 | 0 | 0 | 0 | 0 | 0 | 0 | 0 | 0 | 0 | 0 | 0 | 0 | 0 | 0 | 0 | 0 | 0 | 0 | 0 | 0 | 0 | 0 | 0 | 0 | 0 | 0 | 0
F3_Residential_CZ2 - Multi Family_New_Water Heating_Natural Gas_Water Heater <= 55 gal._Economic Potential | F3 | Residential | CZ2 - Multi Family | New | Water Heating | Natural Gas | Water Heater <= 55 gal. | Economic Potential | Peak Demand (S) | 0 | 0 | 0 | 0 | 0 | 0 | 0 | 0 | 0 | 0 | 0 | 0 | 0 | 0 | 0 | 0 | 0 | 0 | 0 | 0 | 0 | 0 | 0 | 0 | 0 | 0 | 0 | 0 | 0 | 0
F4_Residential_CZ2 - Multi Family_New_Water Heating_Natural Gas_Water Heater <= 55 gal._Economic Potential | F4 | Residential | CZ2 - Multi Family | New | Water Heating | Natural Gas | Water Heater <= 55 gal. | Economic Potential | Peak Demand (W) | 0 | 0 | 0 | 0 | 0 | 0 | 0 | 0 | 0 | 0 | 0 | 0 | 0 | 0 | 0 | 0 | 0 | 0 | 0 | 0 | 0 | 0 | 0 | 0 | 0 | 0 | 0 | 0 | 0 | 0
F5_Residential_CZ2 - Multi Family_New_Water Heating_Natural Gas_Water Heater <= 55 gal._Economic Potential | F5 | Residential | CZ2 - Multi Family | New | Water Heating | Natural Gas | Water Heater <= 55 gal. | Economic Potential | Turnover | 0 | 0 | 0 | 0 | 0 | 0 | 0 | 0 | 0 | 0 | 0 | 0 | 0 | 0 | 0 | 0 | 0 | 0 | 0 | 0 | 0 | 0 | 0 | 0 | 0 | 0 | 0 | 0 | 0 | 0
F6_Residential_CZ2 - Multi Family_New_Water Heating_Natural Gas_Water Heater <= 55 gal._Economic Potential | F6 | Residential | CZ2 - Multi Family | New | Water Heating | Natural Gas | Water Heater <= 55 gal. | Economic Potential | Avg. Replacement Usage | 0 | 0 | 0 | 0 | 0 | 0 | 0 | 0 | 0 | 0 | 0 | 0 | 0 | 0 | 0 | 0 | 0 | 0 | 0 | 0 | 0 | 0 | 0 | 0 | 0 | 0 | 0 | 0 | 0 | 0
F7_Residential_CZ2 - Multi Family_New_Water Heating_Natural Gas_Water Heater <= 55 gal._Economic Potential | F7 | Residential | CZ2 - Multi Family | New | Water Heating | Natural Gas | Water Heater <= 55 gal. | Economic Potential | Avg. Replacement Demand (S) | 0 | 0 | 0 | 0 | 0 | 0 | 0 | 0 | 0 | 0 | 0 | 0 | 0 | 0 | 0 | 0 | 0 | 0 | 0 | 0 | 0 | 0 | 0 | 0 | 0 | 0 | 0 | 0 | 0 | 0
F8_Residential_CZ2 - Multi Family_New_Water Heating_Natural Gas_Water Heater <= 55 gal._Economic Potential | F8 | Residential | CZ2 - Multi Family | New | Water Heating | Natural Gas | Water Heater <= 55 gal. | Economic Potential | Avg. Replacement Demand (W) | 0 | 0 | 0 | 0 | 0 | 0 | 0 | 0 | 0 | 0 | 0 | 0 | 0 | 0 | 0 | 0 | 0 | 0 | 0 | 0 | 0 | 0 | 0 | 0 | 0 | 0 | 0 | 0 | 0 | 0
F1_Residential_CZ2 - Multi Family_New_Water Heating_Natural Gas_Water Heater > 55 gal._Economic Potential | F1 | Residential | CZ2 - Multi Family | New | Water Heating | Natural Gas | Water Heater > 55 gal. | Economic Potential | Units | 0 | 0 | 0 | 0 | 0 | 0 | 0 | 0 | 0 | 0 | 0 | 0 | 0 | 0 | 0 | 0 | 0 | 0 | 0 | 0 | 0 | 0 | 0 | 0 | 0 | 0 | 0 | 0 | 0 | 0
F2_Residential_CZ2 - Multi Family_New_Water Heating_Natural Gas_Water Heater > 55 gal._Economic Potential | F2 | Residential | CZ2 - Multi Family | New | Water Heating | Natural Gas | Water Heater > 55 gal. | Economic Potential | Usage (MMtherm) | 0 | 0 | 0 | 0 | 0 | 0 | 0 | 0 | 0 | 0 | 0 | 0 | 0 | 0 | 0 | 0 | 0 | 0 | 0 | 0 | 0 | 0 | 0 | 0 | 0 | 0 | 0 | 0 | 0 | 0
F3_Residential_CZ2 - Multi Family_New_Water Heating_Natural Gas_Water Heater > 55 gal._Economic Potential | F3 | Residential | CZ2 - Multi Family | New | Water Heating | Natural Gas | Water Heater > 55 gal. | Economic Potential | Peak Demand (S) | 0 | 0 | 0 | 0 | 0 | 0 | 0 | 0 | 0 | 0 | 0 | 0 | 0 | 0 | 0 | 0 | 0 | 0 | 0 | 0 | 0 | 0 | 0 | 0 | 0 | 0 | 0 | 0 | 0 | 0
F4_Residential_CZ2 - Multi Family_New_Water Heating_Natural Gas_Water Heater > 55 gal._Economic Potential | F4 | Residential | CZ2 - Multi Family | New | Water Heating | Natural Gas | Water Heater > 55 gal. | Economic Potential | Peak Demand (W) | 0 | 0 | 0 | 0 | 0 | 0 | 0 | 0 | 0 | 0 | 0 | 0 | 0 | 0 | 0 | 0 | 0 | 0 | 0 | 0 | 0 | 0 | 0 | 0 | 0 | 0 | 0 | 0 | 0 | 0
F5_Residential_CZ2 - Multi Family_New_Water Heating_Natural Gas_Water Heater > 55 gal._Economic Potential | F5 | Residential | CZ2 - Multi Family | New | Water Heating | Natural Gas | Water Heater > 55 gal. | Economic Potential | Turnover | 0 | 0 | 0 | 0 | 0 | 0 | 0 | 0 | 0 | 0 | 0 | 0 | 0 | 0 | 0 | 0 | 0 | 0 | 0 | 0 | 0 | 0 | 0 | 0 | 0 | 0 | 0 | 0 | 0 | 0
F6_Residential_CZ2 - Multi Family_New_Water Heating_Natural Gas_Water Heater > 55 gal._Economic Potential | F6 | Residential | CZ2 - Multi Family | New | Water Heating | Natural Gas | Water Heater > 55 gal. | Economic Potential | Avg. Replacement Usage | 0 | 0 | 0 | 0 | 0 | 0 | 0 | 0 | 0 | 0 | 0 | 0 | 0 | 0 | 0 | 0 | 0 | 0 | 0 | 0 | 0 | 0 | 0 | 0 | 0 | 0 | 0 | 0 | 0 | 0
F7_Residential_CZ2 - Multi Family_New_Water Heating_Natural Gas_Water Heater > 55 gal._Economic Potential | F7 | Residential | CZ2 - Multi Family | New | Water Heating | Natural Gas | Water Heater > 55 gal. | Economic Potential | Avg. Replacement Demand (S) | 0 | 0 | 0 | 0 | 0 | 0 | 0 | 0 | 0 | 0 | 0 | 0 | 0 | 0 | 0 | 0 | 0 | 0 | 0 | 0 | 0 | 0 | 0 | 0 | 0 | 0 | 0 | 0 | 0 | 0
F8_Residential_CZ2 - Multi Family_New_Water Heating_Natural Gas_Water Heater > 55 gal._Economic Potential | F8 | Residential | CZ2 - Multi Family | New | Water Heating | Natural Gas | Water Heater > 55 gal. | Economic Potential | Avg. Replacement Demand (W) | 0 | 0 | 0 | 0 | 0 | 0 | 0 | 0 | 0 | 0 | 0 | 0 | 0 | 0 | 0 | 0 | 0 | 0 | 0 | 0 | 0 | 0 | 0 | 0 | 0 | 0 | 0 | 0 | 0 | 0
F1_Residential_CZ2 - Multi Family_New_Appliances_Natural Gas_Clothes Dryer_Economic Potential | F1 | Residential | CZ2 - Multi Family | New | Appliances | Natural Gas | Clothes Dryer | Economic Potential | Units | 0 | 0 | 0 | 0 | 0 | 0 | 0 | 0 | 0 | 0 | 0 | 0 | 0 | 0 | 0 | 0 | 0 | 0 | 0 | 0 | 0 | 0 | 0 | 0 | 0 | 0 | 0 | 0 | 0 | 0
F2_Residential_CZ2 - Multi Family_New_Appliances_Natural Gas_Clothes Dryer_Economic Potential | F2 | Residential | CZ2 - Multi Family | New | Appliances | Natural Gas | Clothes Dryer | Economic Potential | Usage (MMtherm) | 0 | 0 | 0 | 0 | 0 | 0 | 0 | 0 | 0 | 0 | 0 | 0 | 0 | 0 | 0 | 0 | 0 | 0 | 0 | 0 | 0 | 0 | 0 | 0 | 0 | 0 | 0 | 0 | 0 | 0
F3_Residential_CZ2 - Multi Family_New_Appliances_Natural Gas_Clothes Dryer_Economic Potential | F3 | Residential | CZ2 - Multi Family | New | Appliances | Natural Gas | Clothes Dryer | Economic Potential | Peak Demand (S) | 0 | 0 | 0 | 0 | 0 | 0 | 0 | 0 | 0 | 0 | 0 | 0 | 0 | 0 | 0 | 0 | 0 | 0 | 0 | 0 | 0 | 0 | 0 | 0 | 0 | 0 | 0 | 0 | 0 | 0
F4_Residential_CZ2 - Multi Family_New_Appliances_Natural Gas_Clothes Dryer_Economic Potential | F4 | Residential | CZ2 - Multi Family | New | Appliances | Natural Gas | Clothes Dryer | Economic Potential | Peak Demand (W) | 0 | 0 | 0 | 0 | 0 | 0 | 0 | 0 | 0 | 0 | 0 | 0 | 0 | 0 | 0 | 0 | 0 | 0 | 0 | 0 | 0 | 0 | 0 | 0 | 0 | 0 | 0 | 0 | 0 | 0
F5_Residential_CZ2 - Multi Family_New_Appliances_Natural Gas_Clothes Dryer_Economic Potential | F5 | Residential | CZ2 - Multi Family | New | Appliances | Natural Gas | Clothes Dryer | Economic Potential | Turnover | 0 | 0 | 0 | 0 | 0 | 0 | 0 | 0 | 0 | 0 | 0 | 0 | 0 | 0 | 0 | 0 | 0 | 0 | 0 | 0 | 0 | 0 | 0 | 0 | 0 | 0 | 0 | 0 | 0 | 0
F6_Residential_CZ2 - Multi Family_New_Appliances_Natural Gas_Clothes Dryer_Economic Potential | F6 | Residential | CZ2 - Multi Family | New | Appliances | Natural Gas | Clothes Dryer | Economic Potential | Avg. Replacement Usage | 0 | 0 | 0 | 0 | 0 | 0 | 0 | 0 | 0 | 0 | 0 | 0 | 0 | 0 | 0 | 0 | 0 | 0 | 0 | 0 | 0 | 0 | 0 | 0 | 0 | 0 | 0 | 0 | 0 | 0
F7_Residential_CZ2 - Multi Family_New_Appliances_Natural Gas_Clothes Dryer_Economic Potential | F7 | Residential | CZ2 - Multi Family | New | Appliances | Natural Gas | Clothes Dryer | Economic Potential | Avg. Replacement Demand (S) | 0 | 0 | 0 | 0 | 0 | 0 | 0 | 0 | 0 | 0 | 0 | 0 | 0 | 0 | 0 | 0 | 0 | 0 | 0 | 0 | 0 | 0 | 0 | 0 | 0 | 0 | 0 | 0 | 0 | 0
F8_Residential_CZ2 - Multi Family_New_Appliances_Natural Gas_Clothes Dryer_Economic Potential | F8 | Residential | CZ2 - Multi Family | New | Appliances | Natural Gas | Clothes Dryer | Economic Potential | Avg. Replacement Demand (W) | 0 | 0 | 0 | 0 | 0 | 0 | 0 | 0 | 0 | 0 | 0 | 0 | 0 | 0 | 0 | 0 | 0 | 0 | 0 | 0 | 0 | 0 | 0 | 0 | 0 | 0 | 0 | 0 | 0 | 0
F1_Residential_CZ2 - Multi Family_New_Appliances_Natural Gas_Stove/Oven_Economic Potential | F1 | Residential | CZ2 - Multi Family | New | Appliances | Natural Gas | Stove/Oven | Economic Potential | Units | 0 | 0 | 0 | 0 | 0 | 0 | 0 | 0 | 0 | 0 | 0 | 0 | 0 | 0 | 0 | 0 | 0 | 0 | 0 | 0 | 0 | 0 | 0 | 0 | 0 | 0 | 0 | 0 | 0 | 0
F2_Residential_CZ2 - Multi Family_New_Appliances_Natural Gas_Stove/Oven_Economic Potential | F2 | Residential | CZ2 - Multi Family | New | Appliances | Natural Gas | Stove/Oven | Economic Potential | Usage (MMtherm) | 0 | 0 | 0 | 0 | 0 | 0 | 0 | 0 | 0 | 0 | 0 | 0 | 0 | 0 | 0 | 0 | 0 | 0 | 0 | 0 | 0 | 0 | 0 | 0 | 0 | 0 | 0 | 0 | 0 | 0
F3_Residential_CZ2 - Multi Family_New_Appliances_Natural Gas_Stove/Oven_Economic Potential | F3 | Residential | CZ2 - Multi Family | New | Appliances | Natural Gas | Stove/Oven | Economic Potential | Peak Demand (S) | 0 | 0 | 0 | 0 | 0 | 0 | 0 | 0 | 0 | 0 | 0 | 0 | 0 | 0 | 0 | 0 | 0 | 0 | 0 | 0 | 0 | 0 | 0 | 0 | 0 | 0 | 0 | 0 | 0 | 0
F4_Residential_CZ2 - Multi Family_New_Appliances_Natural Gas_Stove/Oven_Economic Potential | F4 | Residential | CZ2 - Multi Family | New | Appliances | Natural Gas | Stove/Oven | Economic Potential | Peak Demand (W) | 0 | 0 | 0 | 0 | 0 | 0 | 0 | 0 | 0 | 0 | 0 | 0 | 0 | 0 | 0 | 0 | 0 | 0 | 0 | 0 | 0 | 0 | 0 | 0 | 0 | 0 | 0 | 0 | 0 | 0
F5_Residential_CZ2 - Multi Family_New_Appliances_Natural Gas_Stove/Oven_Economic Potential | F5 | Residential | CZ2 - Multi Family | New | Appliances | Natural Gas | Stove/Oven | Economic Potential | Turnover | 0 | 0 | 0 | 0 | 0 | 0 | 0 | 0 | 0 | 0 | 0 | 0 | 0 | 0 | 0 | 0 | 0 | 0 | 0 | 0 | 0 | 0 | 0 | 0 | 0 | 0 | 0 | 0 | 0 | 0
F6_Residential_CZ2 - Multi Family_New_Appliances_Natural Gas_Stove/Oven_Economic Potential | F6 | Residential | CZ2 - Multi Family | New | Appliances | Natural Gas | Stove/Oven | Economic Potential | Avg. Replacement Usage | 0 | 0 | 0 | 0 | 0 | 0 | 0 | 0 | 0 | 0 | 0 | 0 | 0 | 0 | 0 | 0 | 0 | 0 | 0 | 0 | 0 | 0 | 0 | 0 | 0 | 0 | 0 | 0 | 0 | 0
F7_Residential_CZ2 - Multi Family_New_Appliances_Natural Gas_Stove/Oven_Economic Potential | F7 | Residential | CZ2 - Multi Family | New | Appliances | Natural Gas | Stove/Oven | Economic Potential | Avg. Replacement Demand (S) | 0 | 0 | 0 | 0 | 0 | 0 | 0 | 0 | 0 | 0 | 0 | 0 | 0 | 0 | 0 | 0 | 0 | 0 | 0 | 0 | 0 | 0 | 0 | 0 | 0 | 0 | 0 | 0 | 0 | 0
F8_Residential_CZ2 - Multi Family_New_Appliances_Natural Gas_Stove/Oven_Economic Potential | F8 | Residential | CZ2 - Multi Family | New | Appliances | Natural Gas | Stove/Oven | Economic Potential | Avg. Replacement Demand (W) | 0 | 0 | 0 | 0 | 0 | 0 | 0 | 0 | 0 | 0 | 0 | 0 | 0 | 0 | 0 | 0 | 0 | 0 | 0 | 0 | 0 | 0 | 0 | 0 | 0 | 0 | 0 | 0 | 0 | 0
F1_Residential_CZ2 - Multi Family_New_Miscellaneous_Natural Gas_Pool Heater_Economic Potential | F1 | Residential | CZ2 - Multi Family | New | Miscellaneous | Natural Gas | Pool Heater | Economic Potential | Units | 0 | 0 | 0 | 0 | 0 | 0 | 0 | 0 | 0 | 0 | 0 | 0 | 0 | 0 | 0 | 0 | 0 | 0 | 0 | 0 | 0 | 0 | 0 | 0 | 0 | 0 | 0 | 0 | 0 | 0
F2_Residential_CZ2 - Multi Family_New_Miscellaneous_Natural Gas_Pool Heater_Economic Potential | F2 | Residential | CZ2 - Multi Family | New | Miscellaneous | Natural Gas | Pool Heater | Economic Potential | Usage (MMtherm) | 0 | 0 | 0 | 0 | 0 | 0 | 0 | 0 | 0 | 0 | 0 | 0 | 0 | 0 | 0 | 0 | 0 | 0 | 0 | 0 | 0 | 0 | 0 | 0 | 0 | 0 | 0 | 0 | 0 | 0
F3_Residential_CZ2 - Multi Family_New_Miscellaneous_Natural Gas_Pool Heater_Economic Potential | F3 | Residential | CZ2 - Multi Family | New | Miscellaneous | Natural Gas | Pool Heater | Economic Potential | Peak Demand (S) | 0 | 0 | 0 | 0 | 0 | 0 | 0 | 0 | 0 | 0 | 0 | 0 | 0 | 0 | 0 | 0 | 0 | 0 | 0 | 0 | 0 | 0 | 0 | 0 | 0 | 0 | 0 | 0 | 0 | 0
F4_Residential_CZ2 - Multi Family_New_Miscellaneous_Natural Gas_Pool Heater_Economic Potential | F4 | Residential | CZ2 - Multi Family | New | Miscellaneous | Natural Gas | Pool Heater | Economic Potential | Peak Demand (W) | 0 | 0 | 0 | 0 | 0 | 0 | 0 | 0 | 0 | 0 | 0 | 0 | 0 | 0 | 0 | 0 | 0 | 0 | 0 | 0 | 0 | 0 | 0 | 0 | 0 | 0 | 0 | 0 | 0 | 0
F5_Residential_CZ2 - Multi Family_New_Miscellaneous_Natural Gas_Pool Heater_Economic Potential | F5 | Residential | CZ2 - Multi Family | New | Miscellaneous | Natural Gas | Pool Heater | Economic Potential | Turnover | 0 | 0 | 0 | 0 | 0 | 0 | 0 | 0 | 0 | 0 | 0 | 0 | 0 | 0 | 0 | 0 | 0 | 0 | 0 | 0 | 0 | 0 | 0 | 0 | 0 | 0 | 0 | 0 | 0 | 0
F6_Residential_CZ2 - Multi Family_New_Miscellaneous_Natural Gas_Pool Heater_Economic Potential | F6 | Residential | CZ2 - Multi Family | New | Miscellaneous | Natural Gas | Pool Heater | Economic Potential | Avg. Replacement Usage | 0 | 0 | 0 | 0 | 0 | 0 | 0 | 0 | 0 | 0 | 0 | 0 | 0 | 0 | 0 | 0 | 0 | 0 | 0 | 0 | 0 | 0 | 0 | 0 | 0 | 0 | 0 | 0 | 0 | 0
F7_Residential_CZ2 - Multi Family_New_Miscellaneous_Natural Gas_Pool Heater_Economic Potential | F7 | Residential | CZ2 - Multi Family | New | Miscellaneous | Natural Gas | Pool Heater | Economic Potential | Avg. Replacement Demand (S) | 0 | 0 | 0 | 0 | 0 | 0 | 0 | 0 | 0 | 0 | 0 | 0 | 0 | 0 | 0 | 0 | 0 | 0 | 0 | 0 | 0 | 0 | 0 | 0 | 0 | 0 | 0 | 0 | 0 | 0
F8_Residential_CZ2 - Multi Family_New_Miscellaneous_Natural Gas_Pool Heater_Economic Potential | F8 | Residential | CZ2 - Multi Family | New | Miscellaneous | Natural Gas | Pool Heater | Economic Potential | Avg. Replacement Demand (W) | 0 | 0 | 0 | 0 | 0 | 0 | 0 | 0 | 0 | 0 | 0 | 0 | 0 | 0 | 0 | 0 | 0 | 0 | 0 | 0 | 0 | 0 | 0 | 0 | 0 | 0 | 0 | 0 | 0 | 0
F1_Residential_CZ2 - Multi Family_New_Miscellaneous_Natural Gas_Miscellaneous_Economic Potential | F1 | Residential | CZ2 - Multi Family | New | Miscellaneous | Natural Gas | Miscellaneous | Economic Potential | Units | 0 | 0 | 0 | 0 | 0 | 0 | 0 | 0 | 0 | 0 | 0 | 0 | 0 | 0 | 0 | 0 | 0 | 0 | 0 | 0 | 0 | 0 | 0 | 0 | 0 | 0 | 0 | 0 | 0 | 0
F2_Residential_CZ2 - Multi Family_New_Miscellaneous_Natural Gas_Miscellaneous_Economic Potential | F2 | Residential | CZ2 - Multi Family | New | Miscellaneous | Natural Gas | Miscellaneous | Economic Potential | Usage (MMtherm) | 0 | 0 | 0 | 0 | 0 | 0 | 0 | 0 | 0 | 0 | 0 | 0 | 0 | 0 | 0 | 0 | 0 | 0 | 0 | 0 | 0 | 0 | 0 | 0 | 0 | 0 | 0 | 0 | 0 | 0
F3_Residential_CZ2 - Multi Family_New_Miscellaneous_Natural Gas_Miscellaneous_Economic Potential | F3 | Residential | CZ2 - Multi Family | New | Miscellaneous | Natural Gas | Miscellaneous | Economic Potential | Peak Demand (S) | 0 | 0 | 0 | 0 | 0 | 0 | 0 | 0 | 0 | 0 | 0 | 0 | 0 | 0 | 0 | 0 | 0 | 0 | 0 | 0 | 0 | 0 | 0 | 0 | 0 | 0 | 0 | 0 | 0 | 0
F4_Residential_CZ2 - Multi Family_New_Miscellaneous_Natural Gas_Miscellaneous_Economic Potential | F4 | Residential | CZ2 - Multi Family | New | Miscellaneous | Natural Gas | Miscellaneous | Economic Potential | Peak Demand (W) | 0 | 0 | 0 | 0 | 0 | 0 | 0 | 0 | 0 | 0 | 0 | 0 | 0 | 0 | 0 | 0 | 0 | 0 | 0 | 0 | 0 | 0 | 0 | 0 | 0 | 0 | 0 | 0 | 0 | 0
F5_Residential_CZ2 - Multi Family_New_Miscellaneous_Natural Gas_Miscellaneous_Economic Potential | F5 | Residential | CZ2 - Multi Family | New | Miscellaneous | Natural Gas | Miscellaneous | Economic Potential | Turnover | 0 | 0 | 0 | 0 | 0 | 0 | 0 | 0 | 0 | 0 | 0 | 0 | 0 | 0 | 0 | 0 | 0 | 0 | 0 | 0 | 0 | 0 | 0 | 0 | 0 | 0 | 0 | 0 | 0 | 0
F6_Residential_CZ2 - Multi Family_New_Miscellaneous_Natural Gas_Miscellaneous_Economic Potential | F6 | Residential | CZ2 - Multi Family | New | Miscellaneous | Natural Gas | Miscellaneous | Economic Potential | Avg. Replacement Usage | 0 | 0 | 0 | 0 | 0 | 0 | 0 | 0 | 0 | 0 | 0 | 0 | 0 | 0 | 0 | 0 | 0 | 0 | 0 | 0 | 0 | 0 | 0 | 0 | 0 | 0 | 0 | 0 | 0 | 0
F7_Residential_CZ2 - Multi Family_New_Miscellaneous_Natural Gas_Miscellaneous_Economic Potential | F7 | Residential | CZ2 - Multi Family | New | Miscellaneous | Natural Gas | Miscellaneous | Economic Potential | Avg. Replacement Demand (S) | 0 | 0 | 0 | 0 | 0 | 0 | 0 | 0 | 0 | 0 | 0 | 0 | 0 | 0 | 0 | 0 | 0 | 0 | 0 | 0 | 0 | 0 | 0 | 0 | 0 | 0 | 0 | 0 | 0 | 0
F8_Residential_CZ2 - Multi Family_New_Miscellaneous_Natural Gas_Miscellaneous_Economic Potential | F8 | Residential | CZ2 - Multi Family | New | Miscellaneous | Natural Gas | Miscellaneous | Economic Potential | Avg. Replacement Demand (W) | 0 | 0 | 0 | 0 | 0 | 0 | 0 | 0 | 0 | 0 | 0 | 0 | 0 | 0 | 0 | 0 | 0 | 0 | 0 | 0 | 0 | 0 | 0 | 0 | 0 | 0 | 0 | 0 | 0 | 0
F1_Residential_CZ3 - Single Family_Existing_Space Heating_Natural Gas_Furnace - Direct Fuel_Economic Potential | F1 | Residential | CZ3 - Single Family | Existing | Space Heating | Natural Gas | Furnace - Direct Fuel | Economic Potential | Units | 0 | 0 | 0 | 0 | 0 | 0 | 0 | 0 | 0 | 0 | 0 | 0 | 0 | 0 | 0 | 0 | 0 | 0 | 0 | 0 | 0 | 0 | 0 | 0 | 0 | 0 | 0 | 0 | 0 | 0
F2_Residential_CZ3 - Single Family_Existing_Space Heating_Natural Gas_Furnace - Direct Fuel_Economic Potential | F2 | Residential | CZ3 - Single Family | Existing | Space Heating | Natural Gas | Furnace - Direct Fuel | Economic Potential | Usage (MMtherm) | 0 | 0 | 0 | 0 | 0 | 0 | 0 | 0 | 0 | 0 | 0 | 0 | 0 | 0 | 0 | 0 | 0 | 0 | 0 | 0 | 0 | 0 | 0 | 0 | 0 | 0 | 0 | 0 | 0 | 0
F3_Residential_CZ3 - Single Family_Existing_Space Heating_Natural Gas_Furnace - Direct Fuel_Economic Potential | F3 | Residential | CZ3 - Single Family | Existing | Space Heating | Natural Gas | Furnace - Direct Fuel | Economic Potential | Peak Demand (S) | 0 | 0 | 0 | 0 | 0 | 0 | 0 | 0 | 0 | 0 | 0 | 0 | 0 | 0 | 0 | 0 | 0 | 0 | 0 | 0 | 0 | 0 | 0 | 0 | 0 | 0 | 0 | 0 | 0 | 0
F4_Residential_CZ3 - Single Family_Existing_Space Heating_Natural Gas_Furnace - Direct Fuel_Economic Potential | F4 | Residential | CZ3 - Single Family | Existing | Space Heating | Natural Gas | Furnace - Direct Fuel | Economic Potential | Peak Demand (W) | 0 | 0 | 0 | 0 | 0 | 0 | 0 | 0 | 0 | 0 | 0 | 0 | 0 | 0 | 0 | 0 | 0 | 0 | 0 | 0 | 0 | 0 | 0 | 0 | 0 | 0 | 0 | 0 | 0 | 0
F5_Residential_CZ3 - Single Family_Existing_Space Heating_Natural Gas_Furnace - Direct Fuel_Economic Potential | F5 | Residential | CZ3 - Single Family | Existing | Space Heating | Natural Gas | Furnace - Direct Fuel | Economic Potential | Turnover | 0 | 0 | 0 | 0 | 0 | 0 | 0 | 0 | 0 | 0 | 0 | 0 | 0 | 0 | 0 | 0 | 0 | 0 | 0 | 0 | 0 | 0 | 0 | 0 | 0 | 0 | 0 | 0 | 0 | 0
F6_Residential_CZ3 - Single Family_Existing_Space Heating_Natural Gas_Furnace - Direct Fuel_Economic Potential | F6 | Residential | CZ3 - Single Family | Existing | Space Heating | Natural Gas | Furnace - Direct Fuel | Economic Potential | Avg. Replacement Usage | 0 | 0 | 0 | 0 | 0 | 0 | 0 | 0 | 0 | 0 | 0 | 0 | 0 | 0 | 0 | 0 | 0 | 0 | 0 | 0 | 0 | 0 | 0 | 0 | 0 | 0 | 0 | 0 | 0 | 0
F7_Residential_CZ3 - Single Family_Existing_Space Heating_Natural Gas_Furnace - Direct Fuel_Economic Potential | F7 | Residential | CZ3 - Single Family | Existing | Space Heating | Natural Gas | Furnace - Direct Fuel | Economic Potential | Avg. Replacement Demand (S) | 0 | 0 | 0 | 0 | 0 | 0 | 0 | 0 | 0 | 0 | 0 | 0 | 0 | 0 | 0 | 0 | 0 | 0 | 0 | 0 | 0 | 0 | 0 | 0 | 0 | 0 | 0 | 0 | 0 | 0
F8_Residential_CZ3 - Single Family_Existing_Space Heating_Natural Gas_Furnace - Direct Fuel_Economic Potential | F8 | Residential | CZ3 - Single Family | Existing | Space Heating | Natural Gas | Furnace - Direct Fuel | Economic Potential | Avg. Replacement Demand (W) | 0 | 0 | 0 | 0 | 0 | 0 | 0 | 0 | 0 | 0 | 0 | 0 | 0 | 0 | 0 | 0 | 0 | 0 | 0 | 0 | 0 | 0 | 0 | 0 | 0 | 0 | 0 | 0 | 0 | 0
F1_Residential_CZ3 - Single Family_Existing_Space Heating_Natural Gas_Boiler - Direct Fuel_Economic Potential | F1 | Residential | CZ3 - Single Family | Existing | Space Heating | Natural Gas | Boiler - Direct Fuel | Economic Potential | Units | 0 | 0 | 0 | 0 | 0 | 0 | 0 | 0 | 0 | 0 | 0 | 0 | 0 | 0 | 0 | 0 | 0 | 0 | 0 | 0 | 0 | 0 | 0 | 0 | 0 | 0 | 0 | 0 | 0 | 0
F2_Residential_CZ3 - Single Family_Existing_Space Heating_Natural Gas_Boiler - Direct Fuel_Economic Potential | F2 | Residential | CZ3 - Single Family | Existing | Space Heating | Natural Gas | Boiler - Direct Fuel | Economic Potential | Usage (MMtherm) | 0 | 0 | 0 | 0 | 0 | 0 | 0 | 0 | 0 | 0 | 0 | 0 | 0 | 0 | 0 | 0 | 0 | 0 | 0 | 0 | 0 | 0 | 0 | 0 | 0 | 0 | 0 | 0 | 0 | 0
F3_Residential_CZ3 - Single Family_Existing_Space Heating_Natural Gas_Boiler - Direct Fuel_Economic Potential | F3 | Residential | CZ3 - Single Family | Existing | Space Heating | Natural Gas | Boiler - Direct Fuel | Economic Potential | Peak Demand (S) | 0 | 0 | 0 | 0 | 0 | 0 | 0 | 0 | 0 | 0 | 0 | 0 | 0 | 0 | 0 | 0 | 0 | 0 | 0 | 0 | 0 | 0 | 0 | 0 | 0 | 0 | 0 | 0 | 0 | 0
F4_Residential_CZ3 - Single Family_Existing_Space Heating_Natural Gas_Boiler - Direct Fuel_Economic Potential | F4 | Residential | CZ3 - Single Family | Existing | Space Heating | Natural Gas | Boiler - Direct Fuel | Economic Potential | Peak Demand (W) | 0 | 0 | 0 | 0 | 0 | 0 | 0 | 0 | 0 | 0 | 0 | 0 | 0 | 0 | 0 | 0 | 0 | 0 | 0 | 0 | 0 | 0 | 0 | 0 | 0 | 0 | 0 | 0 | 0 | 0
F5_Residential_CZ3 - Single Family_Existing_Space Heating_Natural Gas_Boiler - Direct Fuel_Economic Potential | F5 | Residential | CZ3 - Single Family | Existing | Space Heating | Natural Gas | Boiler - Direct Fuel | Economic Potential | Turnover | 0 | 0 | 0 | 0 | 0 | 0 | 0 | 0 | 0 | 0 | 0 | 0 | 0 | 0 | 0 | 0 | 0 | 0 | 0 | 0 | 0 | 0 | 0 | 0 | 0 | 0 | 0 | 0 | 0 | 0
F6_Residential_CZ3 - Single Family_Existing_Space Heating_Natural Gas_Boiler - Direct Fuel_Economic Potential | F6 | Residential | CZ3 - Single Family | Existing | Space Heating | Natural Gas | Boiler - Direct Fuel | Economic Potential | Avg. Replacement Usage | 0 | 0 | 0 | 0 | 0 | 0 | 0 | 0 | 0 | 0 | 0 | 0 | 0 | 0 | 0 | 0 | 0 | 0 | 0 | 0 | 0 | 0 | 0 | 0 | 0 | 0 | 0 | 0 | 0 | 0
F7_Residential_CZ3 - Single Family_Existing_Space Heating_Natural Gas_Boiler - Direct Fuel_Economic Potential | F7 | Residential | CZ3 - Single Family | Existing | Space Heating | Natural Gas | Boiler - Direct Fuel | Economic Potential | Avg. Replacement Demand (S) | 0 | 0 | 0 | 0 | 0 | 0 | 0 | 0 | 0 | 0 | 0 | 0 | 0 | 0 | 0 | 0 | 0 | 0 | 0 | 0 | 0 | 0 | 0 | 0 | 0 | 0 | 0 | 0 | 0 | 0
F8_Residential_CZ3 - Single Family_Existing_Space Heating_Natural Gas_Boiler - Direct Fuel_Economic Potential | F8 | Residential | CZ3 - Single Family | Existing | Space Heating | Natural Gas | Boiler - Direct Fuel | Economic Potential | Avg. Replacement Demand (W) | 0 | 0 | 0 | 0 | 0 | 0 | 0 | 0 | 0 | 0 | 0 | 0 | 0 | 0 | 0 | 0 | 0 | 0 | 0 | 0 | 0 | 0 | 0 | 0 | 0 | 0 | 0 | 0 | 0 | 0
F1_Residential_CZ3 - Single Family_Existing_Secondary Heating_Natural Gas_Fireplace_Economic Potential | F1 | Residential | CZ3 - Single Family | Existing | Secondary Heating | Natural Gas | Fireplace | Economic Potential | Units | 0 | 0 | 0 | 0 | 0 | 0 | 0 | 0 | 0 | 0 | 0 | 0 | 0 | 0 | 0 | 0 | 0 | 0 | 0 | 0 | 0 | 0 | 0 | 0 | 0 | 0 | 0 | 0 | 0 | 0
F2_Residential_CZ3 - Single Family_Existing_Secondary Heating_Natural Gas_Fireplace_Economic Potential | F2 | Residential | CZ3 - Single Family | Existing | Secondary Heating | Natural Gas | Fireplace | Economic Potential | Usage (MMtherm) | 0 | 0 | 0 | 0 | 0 | 0 | 0 | 0 | 0 | 0 | 0 | 0 | 0 | 0 | 0 | 0 | 0 | 0 | 0 | 0 | 0 | 0 | 0 | 0 | 0 | 0 | 0 | 0 | 0 | 0
F3_Residential_CZ3 - Single Family_Existing_Secondary Heating_Natural Gas_Fireplace_Economic Potential | F3 | Residential | CZ3 - Single Family | Existing | Secondary Heating | Natural Gas | Fireplace | Economic Potential | Peak Demand (S) | 0 | 0 | 0 | 0 | 0 | 0 | 0 | 0 | 0 | 0 | 0 | 0 | 0 | 0 | 0 | 0 | 0 | 0 | 0 | 0 | 0 | 0 | 0 | 0 | 0 | 0 | 0 | 0 | 0 | 0
F4_Residential_CZ3 - Single Family_Existing_Secondary Heating_Natural Gas_Fireplace_Economic Potential | F4 | Residential | CZ3 - Single Family | Existing | Secondary Heating | Natural Gas | Fireplace | Economic Potential | Peak Demand (W) | 0 | 0 | 0 | 0 | 0 | 0 | 0 | 0 | 0 | 0 | 0 | 0 | 0 | 0 | 0 | 0 | 0 | 0 | 0 | 0 | 0 | 0 | 0 | 0 | 0 | 0 | 0 | 0 | 0 | 0
F5_Residential_CZ3 - Single Family_Existing_Secondary Heating_Natural Gas_Fireplace_Economic Potential | F5 | Residential | CZ3 - Single Family | Existing | Secondary Heating | Natural Gas | Fireplace | Economic Potential | Turnover | 0 | 0 | 0 | 0 | 0 | 0 | 0 | 0 | 0 | 0 | 0 | 0 | 0 | 0 | 0 | 0 | 0 | 0 | 0 | 0 | 0 | 0 | 0 | 0 | 0 | 0 | 0 | 0 | 0 | 0
F6_Residential_CZ3 - Single Family_Existing_Secondary Heating_Natural Gas_Fireplace_Economic Potential | F6 | Residential | CZ3 - Single Family | Existing | Secondary Heating | Natural Gas | Fireplace | Economic Potential | Avg. Replacement Usage | 0 | 0 | 0 | 0 | 0 | 0 | 0 | 0 | 0 | 0 | 0 | 0 | 0 | 0 | 0 | 0 | 0 | 0 | 0 | 0 | 0 | 0 | 0 | 0 | 0 | 0 | 0 | 0 | 0 | 0
F7_Residential_CZ3 - Single Family_Existing_Secondary Heating_Natural Gas_Fireplace_Economic Potential | F7 | Residential | CZ3 - Single Family | Existing | Secondary Heating | Natural Gas | Fireplace | Economic Potential | Avg. Replacement Demand (S) | 0 | 0 | 0 | 0 | 0 | 0 | 0 | 0 | 0 | 0 | 0 | 0 | 0 | 0 | 0 | 0 | 0 | 0 | 0 | 0 | 0 | 0 | 0 | 0 | 0 | 0 | 0 | 0 | 0 | 0
F8_Residential_CZ3 - Single Family_Existing_Secondary Heating_Natural Gas_Fireplace_Economic Potential | F8 | Residential | CZ3 - Single Family | Existing | Secondary Heating | Natural Gas | Fireplace | Economic Potential | Avg. Replacement Demand (W) | 0 | 0 | 0 | 0 | 0 | 0 | 0 | 0 | 0 | 0 | 0 | 0 | 0 | 0 | 0 | 0 | 0 | 0 | 0 | 0 | 0 | 0 | 0 | 0 | 0 | 0 | 0 | 0 | 0 | 0
F1_Residential_CZ3 - Single Family_Existing_Water Heating_Natural Gas_Water Heater <= 55 gal._Economic Potential | F1 | Residential | CZ3 - Single Family | Existing | Water Heating | Natural Gas | Water Heater <= 55 gal. | Economic Potential | Units | 0 | 0 | 0 | 0 | 0 | 0 | 0 | 0 | 0 | 0 | 0 | 0 | 0 | 0 | 0 | 0 | 0 | 0 | 0 | 0 | 0 | 0 | 0 | 0 | 0 | 0 | 0 | 0 | 0 | 0
F2_Residential_CZ3 - Single Family_Existing_Water Heating_Natural Gas_Water Heater <= 55 gal._Economic Potential | F2 | Residential | CZ3 - Single Family | Existing | Water Heating | Natural Gas | Water Heater <= 55 gal. | Economic Potential | Usage (MMtherm) | 0 | 0 | 0 | 0 | 0 | 0 | 0 | 0 | 0 | 0 | 0 | 0 | 0 | 0 | 0 | 0 | 0 | 0 | 0 | 0 | 0 | 0 | 0 | 0 | 0 | 0 | 0 | 0 | 0 | 0
F3_Residential_CZ3 - Single Family_Existing_Water Heating_Natural Gas_Water Heater <= 55 gal._Economic Potential | F3 | Residential | CZ3 - Single Family | Existing | Water Heating | Natural Gas | Water Heater <= 55 gal. | Economic Potential | Peak Demand (S) | 0 | 0 | 0 | 0 | 0 | 0 | 0 | 0 | 0 | 0 | 0 | 0 | 0 | 0 | 0 | 0 | 0 | 0 | 0 | 0 | 0 | 0 | 0 | 0 | 0 | 0 | 0 | 0 | 0 | 0
F4_Residential_CZ3 - Single Family_Existing_Water Heating_Natural Gas_Water Heater <= 55 gal._Economic Potential | F4 | Residential | CZ3 - Single Family | Existing | Water Heating | Natural Gas | Water Heater <= 55 gal. | Economic Potential | Peak Demand (W) | 0 | 0 | 0 | 0 | 0 | 0 | 0 | 0 | 0 | 0 | 0 | 0 | 0 | 0 | 0 | 0 | 0 | 0 | 0 | 0 | 0 | 0 | 0 | 0 | 0 | 0 | 0 | 0 | 0 | 0
F5_Residential_CZ3 - Single Family_Existing_Water Heating_Natural Gas_Water Heater <= 55 gal._Economic Potential | F5 | Residential | CZ3 - Single Family | Existing | Water Heating | Natural Gas | Water Heater <= 55 gal. | Economic Potential | Turnover | 0 | 0 | 0 | 0 | 0 | 0 | 0 | 0 | 0 | 0 | 0 | 0 | 0 | 0 | 0 | 0 | 0 | 0 | 0 | 0 | 0 | 0 | 0 | 0 | 0 | 0 | 0 | 0 | 0 | 0
F6_Residential_CZ3 - Single Family_Existing_Water Heating_Natural Gas_Water Heater <= 55 gal._Economic Potential | F6 | Residential | CZ3 - Single Family | Existing | Water Heating | Natural Gas | Water Heater <= 55 gal. | Economic Potential | Avg. Replacement Usage | 0 | 0 | 0 | 0 | 0 | 0 | 0 | 0 | 0 | 0 | 0 | 0 | 0 | 0 | 0 | 0 | 0 | 0 | 0 | 0 | 0 | 0 | 0 | 0 | 0 | 0 | 0 | 0 | 0 | 0
F7_Residential_CZ3 - Single Family_Existing_Water Heating_Natural Gas_Water Heater <= 55 gal._Economic Potential | F7 | Residential | CZ3 - Single Family | Existing | Water Heating | Natural Gas | Water Heater <= 55 gal. | Economic Potential | Avg. Replacement Demand (S) | 0 | 0 | 0 | 0 | 0 | 0 | 0 | 0 | 0 | 0 | 0 | 0 | 0 | 0 | 0 | 0 | 0 | 0 | 0 | 0 | 0 | 0 | 0 | 0 | 0 | 0 | 0 | 0 | 0 | 0
F8_Residential_CZ3 - Single Family_Existing_Water Heating_Natural Gas_Water Heater <= 55 gal._Economic Potential | F8 | Residential | CZ3 - Single Family | Existing | Water Heating | Natural Gas | Water Heater <= 55 gal. | Economic Potential | Avg. Replacement Demand (W) | 0 | 0 | 0 | 0 | 0 | 0 | 0 | 0 | 0 | 0 | 0 | 0 | 0 | 0 | 0 | 0 | 0 | 0 | 0 | 0 | 0 | 0 | 0 | 0 | 0 | 0 | 0 | 0 | 0 | 0
F1_Residential_CZ3 - Single Family_Existing_Water Heating_Natural Gas_Water Heater > 55 gal._Economic Potential | F1 | Residential | CZ3 - Single Family | Existing | Water Heating | Natural Gas | Water Heater > 55 gal. | Economic Potential | Units | 0 | 0 | 0 | 0 | 0 | 0 | 0 | 0 | 0 | 0 | 0 | 0 | 0 | 0 | 0 | 0 | 0 | 0 | 0 | 0 | 0 | 0 | 0 | 0 | 0 | 0 | 0 | 0 | 0 | 0
F2_Residential_CZ3 - Single Family_Existing_Water Heating_Natural Gas_Water Heater > 55 gal._Economic Potential | F2 | Residential | CZ3 - Single Family | Existing | Water Heating | Natural Gas | Water Heater > 55 gal. | Economic Potential | Usage (MMtherm) | 0 | 0 | 0 | 0 | 0 | 0 | 0 | 0 | 0 | 0 | 0 | 0 | 0 | 0 | 0 | 0 | 0 | 0 | 0 | 0 | 0 | 0 | 0 | 0 | 0 | 0 | 0 | 0 | 0 | 0
F3_Residential_CZ3 - Single Family_Existing_Water Heating_Natural Gas_Water Heater > 55 gal._Economic Potential | F3 | Residential | CZ3 - Single Family | Existing | Water Heating | Natural Gas | Water Heater > 55 gal. | Economic Potential | Peak Demand (S) | 0 | 0 | 0 | 0 | 0 | 0 | 0 | 0 | 0 | 0 | 0 | 0 | 0 | 0 | 0 | 0 | 0 | 0 | 0 | 0 | 0 | 0 | 0 | 0 | 0 | 0 | 0 | 0 | 0 | 0
F4_Residential_CZ3 - Single Family_Existing_Water Heating_Natural Gas_Water Heater > 55 gal._Economic Potential | F4 | Residential | CZ3 - Single Family | Existing | Water Heating | Natural Gas | Water Heater > 55 gal. | Economic Potential | Peak Demand (W) | 0 | 0 | 0 | 0 | 0 | 0 | 0 | 0 | 0 | 0 | 0 | 0 | 0 | 0 | 0 | 0 | 0 | 0 | 0 | 0 | 0 | 0 | 0 | 0 | 0 | 0 | 0 | 0 | 0 | 0
F5_Residential_CZ3 - Single Family_Existing_Water Heating_Natural Gas_Water Heater > 55 gal._Economic Potential | F5 | Residential | CZ3 - Single Family | Existing | Water Heating | Natural Gas | Water Heater > 55 gal. | Economic Potential | Turnover | 0 | 0 | 0 | 0 | 0 | 0 | 0 | 0 | 0 | 0 | 0 | 0 | 0 | 0 | 0 | 0 | 0 | 0 | 0 | 0 | 0 | 0 | 0 | 0 | 0 | 0 | 0 | 0 | 0 | 0
F6_Residential_CZ3 - Single Family_Existing_Water Heating_Natural Gas_Water Heater > 55 gal._Economic Potential | F6 | Residential | CZ3 - Single Family | Existing | Water Heating | Natural Gas | Water Heater > 55 gal. | Economic Potential | Avg. Replacement Usage | 0 | 0 | 0 | 0 | 0 | 0 | 0 | 0 | 0 | 0 | 0 | 0 | 0 | 0 | 0 | 0 | 0 | 0 | 0 | 0 | 0 | 0 | 0 | 0 | 0 | 0 | 0 | 0 | 0 | 0
F7_Residential_CZ3 - Single Family_Existing_Water Heating_Natural Gas_Water Heater > 55 gal._Economic Potential | F7 | Residential | CZ3 - Single Family | Existing | Water Heating | Natural Gas | Water Heater > 55 gal. | Economic Potential | Avg. Replacement Demand (S) | 0 | 0 | 0 | 0 | 0 | 0 | 0 | 0 | 0 | 0 | 0 | 0 | 0 | 0 | 0 | 0 | 0 | 0 | 0 | 0 | 0 | 0 | 0 | 0 | 0 | 0 | 0 | 0 | 0 | 0
F8_Residential_CZ3 - Single Family_Existing_Water Heating_Natural Gas_Water Heater > 55 gal._Economic Potential | F8 | Residential | CZ3 - Single Family | Existing | Water Heating | Natural Gas | Water Heater > 55 gal. | Economic Potential | Avg. Replacement Demand (W) | 0 | 0 | 0 | 0 | 0 | 0 | 0 | 0 | 0 | 0 | 0 | 0 | 0 | 0 | 0 | 0 | 0 | 0 | 0 | 0 | 0 | 0 | 0 | 0 | 0 | 0 | 0 | 0 | 0 | 0
F1_Residential_CZ3 - Single Family_Existing_Appliances_Natural Gas_Clothes Dryer_Economic Potential | F1 | Residential | CZ3 - Single Family | Existing | Appliances | Natural Gas | Clothes Dryer | Economic Potential | Units | 0 | 0 | 0 | 0 | 0 | 0 | 0 | 0 | 0 | 0 | 0 | 0 | 0 | 0 | 0 | 0 | 0 | 0 | 0 | 0 | 0 | 0 | 0 | 0 | 0 | 0 | 0 | 0 | 0 | 0
F2_Residential_CZ3 - Single Family_Existing_Appliances_Natural Gas_Clothes Dryer_Economic Potential | F2 | Residential | CZ3 - Single Family | Existing | Appliances | Natural Gas | Clothes Dryer | Economic Potential | Usage (MMtherm) | 0 | 0 | 0 | 0 | 0 | 0 | 0 | 0 | 0 | 0 | 0 | 0 | 0 | 0 | 0 | 0 | 0 | 0 | 0 | 0 | 0 | 0 | 0 | 0 | 0 | 0 | 0 | 0 | 0 | 0
F3_Residential_CZ3 - Single Family_Existing_Appliances_Natural Gas_Clothes Dryer_Economic Potential | F3 | Residential | CZ3 - Single Family | Existing | Appliances | Natural Gas | Clothes Dryer | Economic Potential | Peak Demand (S) | 0 | 0 | 0 | 0 | 0 | 0 | 0 | 0 | 0 | 0 | 0 | 0 | 0 | 0 | 0 | 0 | 0 | 0 | 0 | 0 | 0 | 0 | 0 | 0 | 0 | 0 | 0 | 0 | 0 | 0
F4_Residential_CZ3 - Single Family_Existing_Appliances_Natural Gas_Clothes Dryer_Economic Potential | F4 | Residential | CZ3 - Single Family | Existing | Appliances | Natural Gas | Clothes Dryer | Economic Potential | Peak Demand (W) | 0 | 0 | 0 | 0 | 0 | 0 | 0 | 0 | 0 | 0 | 0 | 0 | 0 | 0 | 0 | 0 | 0 | 0 | 0 | 0 | 0 | 0 | 0 | 0 | 0 | 0 | 0 | 0 | 0 | 0
F5_Residential_CZ3 - Single Family_Existing_Appliances_Natural Gas_Clothes Dryer_Economic Potential | F5 | Residential | CZ3 - Single Family | Existing | Appliances | Natural Gas | Clothes Dryer | Economic Potential | Turnover | 0 | 0 | 0 | 0 | 0 | 0 | 0 | 0 | 0 | 0 | 0 | 0 | 0 | 0 | 0 | 0 | 0 | 0 | 0 | 0 | 0 | 0 | 0 | 0 | 0 | 0 | 0 | 0 | 0 | 0
F6_Residential_CZ3 - Single Family_Existing_Appliances_Natural Gas_Clothes Dryer_Economic Potential | F6 | Residential | CZ3 - Single Family | Existing | Appliances | Natural Gas | Clothes Dryer | Economic Potential | Avg. Replacement Usage | 0 | 0 | 0 | 0 | 0 | 0 | 0 | 0 | 0 | 0 | 0 | 0 | 0 | 0 | 0 | 0 | 0 | 0 | 0 | 0 | 0 | 0 | 0 | 0 | 0 | 0 | 0 | 0 | 0 | 0
F7_Residential_CZ3 - Single Family_Existing_Appliances_Natural Gas_Clothes Dryer_Economic Potential | F7 | Residential | CZ3 - Single Family | Existing | Appliances | Natural Gas | Clothes Dryer | Economic Potential | Avg. Replacement Demand (S) | 0 | 0 | 0 | 0 | 0 | 0 | 0 | 0 | 0 | 0 | 0 | 0 | 0 | 0 | 0 | 0 | 0 | 0 | 0 | 0 | 0 | 0 | 0 | 0 | 0 | 0 | 0 | 0 | 0 | 0
F8_Residential_CZ3 - Single Family_Existing_Appliances_Natural Gas_Clothes Dryer_Economic Potential | F8 | Residential | CZ3 - Single Family | Existing | Appliances | Natural Gas | Clothes Dryer | Economic Potential | Avg. Replacement Demand (W) | 0 | 0 | 0 | 0 | 0 | 0 | 0 | 0 | 0 | 0 | 0 | 0 | 0 | 0 | 0 | 0 | 0 | 0 | 0 | 0 | 0 | 0 | 0 | 0 | 0 | 0 | 0 | 0 | 0 | 0
F1_Residential_CZ3 - Single Family_Existing_Appliances_Natural Gas_Stove/Oven_Economic Potential | F1 | Residential | CZ3 - Single Family | Existing | Appliances | Natural Gas | Stove/Oven | Economic Potential | Units | 0 | 0 | 0 | 0 | 0 | 0 | 0 | 0 | 0 | 0 | 0 | 0 | 0 | 0 | 0 | 0 | 0 | 0 | 0 | 0 | 0 | 0 | 0 | 0 | 0 | 0 | 0 | 0 | 0 | 0
F2_Residential_CZ3 - Single Family_Existing_Appliances_Natural Gas_Stove/Oven_Economic Potential | F2 | Residential | CZ3 - Single Family | Existing | Appliances | Natural Gas | Stove/Oven | Economic Potential | Usage (MMtherm) | 0 | 0 | 0 | 0 | 0 | 0 | 0 | 0 | 0 | 0 | 0 | 0 | 0 | 0 | 0 | 0 | 0 | 0 | 0 | 0 | 0 | 0 | 0 | 0 | 0 | 0 | 0 | 0 | 0 | 0
F3_Residential_CZ3 - Single Family_Existing_Appliances_Natural Gas_Stove/Oven_Economic Potential | F3 | Residential | CZ3 - Single Family | Existing | Appliances | Natural Gas | Stove/Oven | Economic Potential | Peak Demand (S) | 0 | 0 | 0 | 0 | 0 | 0 | 0 | 0 | 0 | 0 | 0 | 0 | 0 | 0 | 0 | 0 | 0 | 0 | 0 | 0 | 0 | 0 | 0 | 0 | 0 | 0 | 0 | 0 | 0 | 0
F4_Residential_CZ3 - Single Family_Existing_Appliances_Natural Gas_Stove/Oven_Economic Potential | F4 | Residential | CZ3 - Single Family | Existing | Appliances | Natural Gas | Stove/Oven | Economic Potential | Peak Demand (W) | 0 | 0 | 0 | 0 | 0 | 0 | 0 | 0 | 0 | 0 | 0 | 0 | 0 | 0 | 0 | 0 | 0 | 0 | 0 | 0 | 0 | 0 | 0 | 0 | 0 | 0 | 0 | 0 | 0 | 0
F5_Residential_CZ3 - Single Family_Existing_Appliances_Natural Gas_Stove/Oven_Economic Potential | F5 | Residential | CZ3 - Single Family | Existing | Appliances | Natural Gas | Stove/Oven | Economic Potential | Turnover | 0 | 0 | 0 | 0 | 0 | 0 | 0 | 0 | 0 | 0 | 0 | 0 | 0 | 0 | 0 | 0 | 0 | 0 | 0 | 0 | 0 | 0 | 0 | 0 | 0 | 0 | 0 | 0 | 0 | 0
F6_Residential_CZ3 - Single Family_Existing_Appliances_Natural Gas_Stove/Oven_Economic Potential | F6 | Residential | CZ3 - Single Family | Existing | Appliances | Natural Gas | Stove/Oven | Economic Potential | Avg. Replacement Usage | 0 | 0 | 0 | 0 | 0 | 0 | 0 | 0 | 0 | 0 | 0 | 0 | 0 | 0 | 0 | 0 | 0 | 0 | 0 | 0 | 0 | 0 | 0 | 0 | 0 | 0 | 0 | 0 | 0 | 0
F7_Residential_CZ3 - Single Family_Existing_Appliances_Natural Gas_Stove/Oven_Economic Potential | F7 | Residential | CZ3 - Single Family | Existing | Appliances | Natural Gas | Stove/Oven | Economic Potential | Avg. Replacement Demand (S) | 0 | 0 | 0 | 0 | 0 | 0 | 0 | 0 | 0 | 0 | 0 | 0 | 0 | 0 | 0 | 0 | 0 | 0 | 0 | 0 | 0 | 0 | 0 | 0 | 0 | 0 | 0 | 0 | 0 | 0
F8_Residential_CZ3 - Single Family_Existing_Appliances_Natural Gas_Stove/Oven_Economic Potential | F8 | Residential | CZ3 - Single Family | Existing | Appliances | Natural Gas | Stove/Oven | Economic Potential | Avg. Replacement Demand (W) | 0 | 0 | 0 | 0 | 0 | 0 | 0 | 0 | 0 | 0 | 0 | 0 | 0 | 0 | 0 | 0 | 0 | 0 | 0 | 0 | 0 | 0 | 0 | 0 | 0 | 0 | 0 | 0 | 0 | 0
F1_Residential_CZ3 - Single Family_Existing_Miscellaneous_Natural Gas_Pool Heater_Economic Potential | F1 | Residential | CZ3 - Single Family | Existing | Miscellaneous | Natural Gas | Pool Heater | Economic Potential | Units | 0 | 0 | 0 | 0 | 0 | 0 | 0 | 0 | 0 | 0 | 0 | 0 | 0 | 0 | 0 | 0 | 0 | 0 | 0 | 0 | 0 | 0 | 0 | 0 | 0 | 0 | 0 | 0 | 0 | 0
F2_Residential_CZ3 - Single Family_Existing_Miscellaneous_Natural Gas_Pool Heater_Economic Potential | F2 | Residential | CZ3 - Single Family | Existing | Miscellaneous | Natural Gas | Pool Heater | Economic Potential | Usage (MMtherm) | 0 | 0 | 0 | 0 | 0 | 0 | 0 | 0 | 0 | 0 | 0 | 0 | 0 | 0 | 0 | 0 | 0 | 0 | 0 | 0 | 0 | 0 | 0 | 0 | 0 | 0 | 0 | 0 | 0 | 0
F3_Residential_CZ3 - Single Family_Existing_Miscellaneous_Natural Gas_Pool Heater_Economic Potential | F3 | Residential | CZ3 - Single Family | Existing | Miscellaneous | Natural Gas | Pool Heater | Economic Potential | Peak Demand (S) | 0 | 0 | 0 | 0 | 0 | 0 | 0 | 0 | 0 | 0 | 0 | 0 | 0 | 0 | 0 | 0 | 0 | 0 | 0 | 0 | 0 | 0 | 0 | 0 | 0 | 0 | 0 | 0 | 0 | 0
F4_Residential_CZ3 - Single Family_Existing_Miscellaneous_Natural Gas_Pool Heater_Economic Potential | F4 | Residential | CZ3 - Single Family | Existing | Miscellaneous | Natural Gas | Pool Heater | Economic Potential | Peak Demand (W) | 0 | 0 | 0 | 0 | 0 | 0 | 0 | 0 | 0 | 0 | 0 | 0 | 0 | 0 | 0 | 0 | 0 | 0 | 0 | 0 | 0 | 0 | 0 | 0 | 0 | 0 | 0 | 0 | 0 | 0
F5_Residential_CZ3 - Single Family_Existing_Miscellaneous_Natural Gas_Pool Heater_Economic Potential | F5 | Residential | CZ3 - Single Family | Existing | Miscellaneous | Natural Gas | Pool Heater | Economic Potential | Turnover | 0 | 0 | 0 | 0 | 0 | 0 | 0 | 0 | 0 | 0 | 0 | 0 | 0 | 0 | 0 | 0 | 0 | 0 | 0 | 0 | 0 | 0 | 0 | 0 | 0 | 0 | 0 | 0 | 0 | 0
F6_Residential_CZ3 - Single Family_Existing_Miscellaneous_Natural Gas_Pool Heater_Economic Potential | F6 | Residential | CZ3 - Single Family | Existing | Miscellaneous | Natural Gas | Pool Heater | Economic Potential | Avg. Replacement Usage | 0 | 0 | 0 | 0 | 0 | 0 | 0 | 0 | 0 | 0 | 0 | 0 | 0 | 0 | 0 | 0 | 0 | 0 | 0 | 0 | 0 | 0 | 0 | 0 | 0 | 0 | 0 | 0 | 0 | 0
F7_Residential_CZ3 - Single Family_Existing_Miscellaneous_Natural Gas_Pool Heater_Economic Potential | F7 | Residential | CZ3 - Single Family | Existing | Miscellaneous | Natural Gas | Pool Heater | Economic Potential | Avg. Replacement Demand (S) | 0 | 0 | 0 | 0 | 0 | 0 | 0 | 0 | 0 | 0 | 0 | 0 | 0 | 0 | 0 | 0 | 0 | 0 | 0 | 0 | 0 | 0 | 0 | 0 | 0 | 0 | 0 | 0 | 0 | 0
F8_Residential_CZ3 - Single Family_Existing_Miscellaneous_Natural Gas_Pool Heater_Economic Potential | F8 | Residential | CZ3 - Single Family | Existing | Miscellaneous | Natural Gas | Pool Heater | Economic Potential | Avg. Replacement Demand (W) | 0 | 0 | 0 | 0 | 0 | 0 | 0 | 0 | 0 | 0 | 0 | 0 | 0 | 0 | 0 | 0 | 0 | 0 | 0 | 0 | 0 | 0 | 0 | 0 | 0 | 0 | 0 | 0 | 0 | 0
F1_Residential_CZ3 - Single Family_Existing_Miscellaneous_Natural Gas_Miscellaneous_Economic Potential | F1 | Residential | CZ3 - Single Family | Existing | Miscellaneous | Natural Gas | Miscellaneous | Economic Potential | Units | 0 | 0 | 0 | 0 | 0 | 0 | 0 | 0 | 0 | 0 | 0 | 0 | 0 | 0 | 0 | 0 | 0 | 0 | 0 | 0 | 0 | 0 | 0 | 0 | 0 | 0 | 0 | 0 | 0 | 0
F2_Residential_CZ3 - Single Family_Existing_Miscellaneous_Natural Gas_Miscellaneous_Economic Potential | F2 | Residential | CZ3 - Single Family | Existing | Miscellaneous | Natural Gas | Miscellaneous | Economic Potential | Usage (MMtherm) | 0 | 0 | 0 | 0 | 0 | 0 | 0 | 0 | 0 | 0 | 0 | 0 | 0 | 0 | 0 | 0 | 0 | 0 | 0 | 0 | 0 | 0 | 0 | 0 | 0 | 0 | 0 | 0 | 0 | 0
F3_Residential_CZ3 - Single Family_Existing_Miscellaneous_Natural Gas_Miscellaneous_Economic Potential | F3 | Residential | CZ3 - Single Family | Existing | Miscellaneous | Natural Gas | Miscellaneous | Economic Potential | Peak Demand (S) | 0 | 0 | 0 | 0 | 0 | 0 | 0 | 0 | 0 | 0 | 0 | 0 | 0 | 0 | 0 | 0 | 0 | 0 | 0 | 0 | 0 | 0 | 0 | 0 | 0 | 0 | 0 | 0 | 0 | 0
F4_Residential_CZ3 - Single Family_Existing_Miscellaneous_Natural Gas_Miscellaneous_Economic Potential | F4 | Residential | CZ3 - Single Family | Existing | Miscellaneous | Natural Gas | Miscellaneous | Economic Potential | Peak Demand (W) | 0 | 0 | 0 | 0 | 0 | 0 | 0 | 0 | 0 | 0 | 0 | 0 | 0 | 0 | 0 | 0 | 0 | 0 | 0 | 0 | 0 | 0 | 0 | 0 | 0 | 0 | 0 | 0 | 0 | 0
F5_Residential_CZ3 - Single Family_Existing_Miscellaneous_Natural Gas_Miscellaneous_Economic Potential | F5 | Residential | CZ3 - Single Family | Existing | Miscellaneous | Natural Gas | Miscellaneous | Economic Potential | Turnover | 0 | 0 | 0 | 0 | 0 | 0 | 0 | 0 | 0 | 0 | 0 | 0 | 0 | 0 | 0 | 0 | 0 | 0 | 0 | 0 | 0 | 0 | 0 | 0 | 0 | 0 | 0 | 0 | 0 | 0
F6_Residential_CZ3 - Single Family_Existing_Miscellaneous_Natural Gas_Miscellaneous_Economic Potential | F6 | Residential | CZ3 - Single Family | Existing | Miscellaneous | Natural Gas | Miscellaneous | Economic Potential | Avg. Replacement Usage | 0 | 0 | 0 | 0 | 0 | 0 | 0 | 0 | 0 | 0 | 0 | 0 | 0 | 0 | 0 | 0 | 0 | 0 | 0 | 0 | 0 | 0 | 0 | 0 | 0 | 0 | 0 | 0 | 0 | 0
F7_Residential_CZ3 - Single Family_Existing_Miscellaneous_Natural Gas_Miscellaneous_Economic Potential | F7 | Residential | CZ3 - Single Family | Existing | Miscellaneous | Natural Gas | Miscellaneous | Economic Potential | Avg. Replacement Demand (S) | 0 | 0 | 0 | 0 | 0 | 0 | 0 | 0 | 0 | 0 | 0 | 0 | 0 | 0 | 0 | 0 | 0 | 0 | 0 | 0 | 0 | 0 | 0 | 0 | 0 | 0 | 0 | 0 | 0 | 0
F8_Residential_CZ3 - Single Family_Existing_Miscellaneous_Natural Gas_Miscellaneous_Economic Potential | F8 | Residential | CZ3 - Single Family | Existing | Miscellaneous | Natural Gas | Miscellaneous | Economic Potential | Avg. Replacement Demand (W) | 0 | 0 | 0 | 0 | 0 | 0 | 0 | 0 | 0 | 0 | 0 | 0 | 0 | 0 | 0 | 0 | 0 | 0 | 0 | 0 | 0 | 0 | 0 | 0 | 0 | 0 | 0 | 0 | 0 | 0
F1_Residential_CZ3 - Single Family_New_Space Heating_Natural Gas_Furnace - Direct Fuel_Economic Potential | F1 | Residential | CZ3 - Single Family | New | Space Heating | Natural Gas | Furnace - Direct Fuel | Economic Potential | Units | 0 | 0 | 0 | 0 | 0 | 0 | 0 | 0 | 0 | 0 | 0 | 0 | 0 | 0 | 0 | 0 | 0 | 0 | 0 | 0 | 0 | 0 | 0 | 0 | 0 | 0 | 0 | 0 | 0 | 0
F2_Residential_CZ3 - Single Family_New_Space Heating_Natural Gas_Furnace - Direct Fuel_Economic Potential | F2 | Residential | CZ3 - Single Family | New | Space Heating | Natural Gas | Furnace - Direct Fuel | Economic Potential | Usage (MMtherm) | 0 | 0 | 0 | 0 | 0 | 0 | 0 | 0 | 0 | 0 | 0 | 0 | 0 | 0 | 0 | 0 | 0 | 0 | 0 | 0 | 0 | 0 | 0 | 0 | 0 | 0 | 0 | 0 | 0 | 0
F3_Residential_CZ3 - Single Family_New_Space Heating_Natural Gas_Furnace - Direct Fuel_Economic Potential | F3 | Residential | CZ3 - Single Family | New | Space Heating | Natural Gas | Furnace - Direct Fuel | Economic Potential | Peak Demand (S) | 0 | 0 | 0 | 0 | 0 | 0 | 0 | 0 | 0 | 0 | 0 | 0 | 0 | 0 | 0 | 0 | 0 | 0 | 0 | 0 | 0 | 0 | 0 | 0 | 0 | 0 | 0 | 0 | 0 | 0
F4_Residential_CZ3 - Single Family_New_Space Heating_Natural Gas_Furnace - Direct Fuel_Economic Potential | F4 | Residential | CZ3 - Single Family | New | Space Heating | Natural Gas | Furnace - Direct Fuel | Economic Potential | Peak Demand (W) | 0 | 0 | 0 | 0 | 0 | 0 | 0 | 0 | 0 | 0 | 0 | 0 | 0 | 0 | 0 | 0 | 0 | 0 | 0 | 0 | 0 | 0 | 0 | 0 | 0 | 0 | 0 | 0 | 0 | 0
F5_Residential_CZ3 - Single Family_New_Space Heating_Natural Gas_Furnace - Direct Fuel_Economic Potential | F5 | Residential | CZ3 - Single Family | New | Space Heating | Natural Gas | Furnace - Direct Fuel | Economic Potential | Turnover | 0 | 0 | 0 | 0 | 0 | 0 | 0 | 0 | 0 | 0 | 0 | 0 | 0 | 0 | 0 | 0 | 0 | 0 | 0 | 0 | 0 | 0 | 0 | 0 | 0 | 0 | 0 | 0 | 0 | 0
F6_Residential_CZ3 - Single Family_New_Space Heating_Natural Gas_Furnace - Direct Fuel_Economic Potential | F6 | Residential | CZ3 - Single Family | New | Space Heating | Natural Gas | Furnace - Direct Fuel | Economic Potential | Avg. Replacement Usage | 0 | 0 | 0 | 0 | 0 | 0 | 0 | 0 | 0 | 0 | 0 | 0 | 0 | 0 | 0 | 0 | 0 | 0 | 0 | 0 | 0 | 0 | 0 | 0 | 0 | 0 | 0 | 0 | 0 | 0
F7_Residential_CZ3 - Single Family_New_Space Heating_Natural Gas_Furnace - Direct Fuel_Economic Potential | F7 | Residential | CZ3 - Single Family | New | Space Heating | Natural Gas | Furnace - Direct Fuel | Economic Potential | Avg. Replacement Demand (S) | 0 | 0 | 0 | 0 | 0 | 0 | 0 | 0 | 0 | 0 | 0 | 0 | 0 | 0 | 0 | 0 | 0 | 0 | 0 | 0 | 0 | 0 | 0 | 0 | 0 | 0 | 0 | 0 | 0 | 0
F8_Residential_CZ3 - Single Family_New_Space Heating_Natural Gas_Furnace - Direct Fuel_Economic Potential | F8 | Residential | CZ3 - Single Family | New | Space Heating | Natural Gas | Furnace - Direct Fuel | Economic Potential | Avg. Replacement Demand (W) | 0 | 0 | 0 | 0 | 0 | 0 | 0 | 0 | 0 | 0 | 0 | 0 | 0 | 0 | 0 | 0 | 0 | 0 | 0 | 0 | 0 | 0 | 0 | 0 | 0 | 0 | 0 | 0 | 0 | 0
F1_Residential_CZ3 - Single Family_New_Space Heating_Natural Gas_Boiler - Direct Fuel_Economic Potential | F1 | Residential | CZ3 - Single Family | New | Space Heating | Natural Gas | Boiler - Direct Fuel | Economic Potential | Units | 0 | 0 | 0 | 0 | 0 | 0 | 0 | 0 | 0 | 0 | 0 | 0 | 0 | 0 | 0 | 0 | 0 | 0 | 0 | 0 | 0 | 0 | 0 | 0 | 0 | 0 | 0 | 0 | 0 | 0
F2_Residential_CZ3 - Single Family_New_Space Heating_Natural Gas_Boiler - Direct Fuel_Economic Potential | F2 | Residential | CZ3 - Single Family | New | Space Heating | Natural Gas | Boiler - Direct Fuel | Economic Potential | Usage (MMtherm) | 0 | 0 | 0 | 0 | 0 | 0 | 0 | 0 | 0 | 0 | 0 | 0 | 0 | 0 | 0 | 0 | 0 | 0 | 0 | 0 | 0 | 0 | 0 | 0 | 0 | 0 | 0 | 0 | 0 | 0
F3_Residential_CZ3 - Single Family_New_Space Heating_Natural Gas_Boiler - Direct Fuel_Economic Potential | F3 | Residential | CZ3 - Single Family | New | Space Heating | Natural Gas | Boiler - Direct Fuel | Economic Potential | Peak Demand (S) | 0 | 0 | 0 | 0 | 0 | 0 | 0 | 0 | 0 | 0 | 0 | 0 | 0 | 0 | 0 | 0 | 0 | 0 | 0 | 0 | 0 | 0 | 0 | 0 | 0 | 0 | 0 | 0 | 0 | 0
F4_Residential_CZ3 - Single Family_New_Space Heating_Natural Gas_Boiler - Direct Fuel_Economic Potential | F4 | Residential | CZ3 - Single Family | New | Space Heating | Natural Gas | Boiler - Direct Fuel | Economic Potential | Peak Demand (W) | 0 | 0 | 0 | 0 | 0 | 0 | 0 | 0 | 0 | 0 | 0 | 0 | 0 | 0 | 0 | 0 | 0 | 0 | 0 | 0 | 0 | 0 | 0 | 0 | 0 | 0 | 0 | 0 | 0 | 0
F5_Residential_CZ3 - Single Family_New_Space Heating_Natural Gas_Boiler - Direct Fuel_Economic Potential | F5 | Residential | CZ3 - Single Family | New | Space Heating | Natural Gas | Boiler - Direct Fuel | Economic Potential | Turnover | 0 | 0 | 0 | 0 | 0 | 0 | 0 | 0 | 0 | 0 | 0 | 0 | 0 | 0 | 0 | 0 | 0 | 0 | 0 | 0 | 0 | 0 | 0 | 0 | 0 | 0 | 0 | 0 | 0 | 0
F6_Residential_CZ3 - Single Family_New_Space Heating_Natural Gas_Boiler - Direct Fuel_Economic Potential | F6 | Residential | CZ3 - Single Family | New | Space Heating | Natural Gas | Boiler - Direct Fuel | Economic Potential | Avg. Replacement Usage | 0 | 0 | 0 | 0 | 0 | 0 | 0 | 0 | 0 | 0 | 0 | 0 | 0 | 0 | 0 | 0 | 0 | 0 | 0 | 0 | 0 | 0 | 0 | 0 | 0 | 0 | 0 | 0 | 0 | 0
F7_Residential_CZ3 - Single Family_New_Space Heating_Natural Gas_Boiler - Direct Fuel_Economic Potential | F7 | Residential | CZ3 - Single Family | New | Space Heating | Natural Gas | Boiler - Direct Fuel | Economic Potential | Avg. Replacement Demand (S) | 0 | 0 | 0 | 0 | 0 | 0 | 0 | 0 | 0 | 0 | 0 | 0 | 0 | 0 | 0 | 0 | 0 | 0 | 0 | 0 | 0 | 0 | 0 | 0 | 0 | 0 | 0 | 0 | 0 | 0
F8_Residential_CZ3 - Single Family_New_Space Heating_Natural Gas_Boiler - Direct Fuel_Economic Potential | F8 | Residential | CZ3 - Single Family | New | Space Heating | Natural Gas | Boiler - Direct Fuel | Economic Potential | Avg. Replacement Demand (W) | 0 | 0 | 0 | 0 | 0 | 0 | 0 | 0 | 0 | 0 | 0 | 0 | 0 | 0 | 0 | 0 | 0 | 0 | 0 | 0 | 0 | 0 | 0 | 0 | 0 | 0 | 0 | 0 | 0 | 0
F1_Residential_CZ3 - Single Family_New_Secondary Heating_Natural Gas_Fireplace_Economic Potential | F1 | Residential | CZ3 - Single Family | New | Secondary Heating | Natural Gas | Fireplace | Economic Potential | Units | 0 | 0 | 0 | 0 | 0 | 0 | 0 | 0 | 0 | 0 | 0 | 0 | 0 | 0 | 0 | 0 | 0 | 0 | 0 | 0 | 0 | 0 | 0 | 0 | 0 | 0 | 0 | 0 | 0 | 0
F2_Residential_CZ3 - Single Family_New_Secondary Heating_Natural Gas_Fireplace_Economic Potential | F2 | Residential | CZ3 - Single Family | New | Secondary Heating | Natural Gas | Fireplace | Economic Potential | Usage (MMtherm) | 0 | 0 | 0 | 0 | 0 | 0 | 0 | 0 | 0 | 0 | 0 | 0 | 0 | 0 | 0 | 0 | 0 | 0 | 0 | 0 | 0 | 0 | 0 | 0 | 0 | 0 | 0 | 0 | 0 | 0
F3_Residential_CZ3 - Single Family_New_Secondary Heating_Natural Gas_Fireplace_Economic Potential | F3 | Residential | CZ3 - Single Family | New | Secondary Heating | Natural Gas | Fireplace | Economic Potential | Peak Demand (S) | 0 | 0 | 0 | 0 | 0 | 0 | 0 | 0 | 0 | 0 | 0 | 0 | 0 | 0 | 0 | 0 | 0 | 0 | 0 | 0 | 0 | 0 | 0 | 0 | 0 | 0 | 0 | 0 | 0 | 0
F4_Residential_CZ3 - Single Family_New_Secondary Heating_Natural Gas_Fireplace_Economic Potential | F4 | Residential | CZ3 - Single Family | New | Secondary Heating | Natural Gas | Fireplace | Economic Potential | Peak Demand (W) | 0 | 0 | 0 | 0 | 0 | 0 | 0 | 0 | 0 | 0 | 0 | 0 | 0 | 0 | 0 | 0 | 0 | 0 | 0 | 0 | 0 | 0 | 0 | 0 | 0 | 0 | 0 | 0 | 0 | 0
F5_Residential_CZ3 - Single Family_New_Secondary Heating_Natural Gas_Fireplace_Economic Potential | F5 | Residential | CZ3 - Single Family | New | Secondary Heating | Natural Gas | Fireplace | Economic Potential | Turnover | 0 | 0 | 0 | 0 | 0 | 0 | 0 | 0 | 0 | 0 | 0 | 0 | 0 | 0 | 0 | 0 | 0 | 0 | 0 | 0 | 0 | 0 | 0 | 0 | 0 | 0 | 0 | 0 | 0 | 0
F6_Residential_CZ3 - Single Family_New_Secondary Heating_Natural Gas_Fireplace_Economic Potential | F6 | Residential | CZ3 - Single Family | New | Secondary Heating | Natural Gas | Fireplace | Economic Potential | Avg. Replacement Usage | 0 | 0 | 0 | 0 | 0 | 0 | 0 | 0 | 0 | 0 | 0 | 0 | 0 | 0 | 0 | 0 | 0 | 0 | 0 | 0 | 0 | 0 | 0 | 0 | 0 | 0 | 0 | 0 | 0 | 0
F7_Residential_CZ3 - Single Family_New_Secondary Heating_Natural Gas_Fireplace_Economic Potential | F7 | Residential | CZ3 - Single Family | New | Secondary Heating | Natural Gas | Fireplace | Economic Potential | Avg. Replacement Demand (S) | 0 | 0 | 0 | 0 | 0 | 0 | 0 | 0 | 0 | 0 | 0 | 0 | 0 | 0 | 0 | 0 | 0 | 0 | 0 | 0 | 0 | 0 | 0 | 0 | 0 | 0 | 0 | 0 | 0 | 0
F8_Residential_CZ3 - Single Family_New_Secondary Heating_Natural Gas_Fireplace_Economic Potential | F8 | Residential | CZ3 - Single Family | New | Secondary Heating | Natural Gas | Fireplace | Economic Potential | Avg. Replacement Demand (W) | 0 | 0 | 0 | 0 | 0 | 0 | 0 | 0 | 0 | 0 | 0 | 0 | 0 | 0 | 0 | 0 | 0 | 0 | 0 | 0 | 0 | 0 | 0 | 0 | 0 | 0 | 0 | 0 | 0 | 0
F1_Residential_CZ3 - Single Family_New_Water Heating_Natural Gas_Water Heater <= 55 gal._Economic Potential | F1 | Residential | CZ3 - Single Family | New | Water Heating | Natural Gas | Water Heater <= 55 gal. | Economic Potential | Units | 0 | 0 | 0 | 0 | 0 | 0 | 0 | 0 | 0 | 0 | 0 | 0 | 0 | 0 | 0 | 0 | 0 | 0 | 0 | 0 | 0 | 0 | 0 | 0 | 0 | 0 | 0 | 0 | 0 | 0
F2_Residential_CZ3 - Single Family_New_Water Heating_Natural Gas_Water Heater <= 55 gal._Economic Potential | F2 | Residential | CZ3 - Single Family | New | Water Heating | Natural Gas | Water Heater <= 55 gal. | Economic Potential | Usage (MMtherm) | 0 | 0 | 0 | 0 | 0 | 0 | 0 | 0 | 0 | 0 | 0 | 0 | 0 | 0 | 0 | 0 | 0 | 0 | 0 | 0 | 0 | 0 | 0 | 0 | 0 | 0 | 0 | 0 | 0 | 0
F3_Residential_CZ3 - Single Family_New_Water Heating_Natural Gas_Water Heater <= 55 gal._Economic Potential | F3 | Residential | CZ3 - Single Family | New | Water Heating | Natural Gas | Water Heater <= 55 gal. | Economic Potential | Peak Demand (S) | 0 | 0 | 0 | 0 | 0 | 0 | 0 | 0 | 0 | 0 | 0 | 0 | 0 | 0 | 0 | 0 | 0 | 0 | 0 | 0 | 0 | 0 | 0 | 0 | 0 | 0 | 0 | 0 | 0 | 0
F4_Residential_CZ3 - Single Family_New_Water Heating_Natural Gas_Water Heater <= 55 gal._Economic Potential | F4 | Residential | CZ3 - Single Family | New | Water Heating | Natural Gas | Water Heater <= 55 gal. | Economic Potential | Peak Demand (W) | 0 | 0 | 0 | 0 | 0 | 0 | 0 | 0 | 0 | 0 | 0 | 0 | 0 | 0 | 0 | 0 | 0 | 0 | 0 | 0 | 0 | 0 | 0 | 0 | 0 | 0 | 0 | 0 | 0 | 0
F5_Residential_CZ3 - Single Family_New_Water Heating_Natural Gas_Water Heater <= 55 gal._Economic Potential | F5 | Residential | CZ3 - Single Family | New | Water Heating | Natural Gas | Water Heater <= 55 gal. | Economic Potential | Turnover | 0 | 0 | 0 | 0 | 0 | 0 | 0 | 0 | 0 | 0 | 0 | 0 | 0 | 0 | 0 | 0 | 0 | 0 | 0 | 0 | 0 | 0 | 0 | 0 | 0 | 0 | 0 | 0 | 0 | 0
F6_Residential_CZ3 - Single Family_New_Water Heating_Natural Gas_Water Heater <= 55 gal._Economic Potential | F6 | Residential | CZ3 - Single Family | New | Water Heating | Natural Gas | Water Heater <= 55 gal. | Economic Potential | Avg. Replacement Usage | 0 | 0 | 0 | 0 | 0 | 0 | 0 | 0 | 0 | 0 | 0 | 0 | 0 | 0 | 0 | 0 | 0 | 0 | 0 | 0 | 0 | 0 | 0 | 0 | 0 | 0 | 0 | 0 | 0 | 0
F7_Residential_CZ3 - Single Family_New_Water Heating_Natural Gas_Water Heater <= 55 gal._Economic Potential | F7 | Residential | CZ3 - Single Family | New | Water Heating | Natural Gas | Water Heater <= 55 gal. | Economic Potential | Avg. Replacement Demand (S) | 0 | 0 | 0 | 0 | 0 | 0 | 0 | 0 | 0 | 0 | 0 | 0 | 0 | 0 | 0 | 0 | 0 | 0 | 0 | 0 | 0 | 0 | 0 | 0 | 0 | 0 | 0 | 0 | 0 | 0
F8_Residential_CZ3 - Single Family_New_Water Heating_Natural Gas_Water Heater <= 55 gal._Economic Potential | F8 | Residential | CZ3 - Single Family | New | Water Heating | Natural Gas | Water Heater <= 55 gal. | Economic Potential | Avg. Replacement Demand (W) | 0 | 0 | 0 | 0 | 0 | 0 | 0 | 0 | 0 | 0 | 0 | 0 | 0 | 0 | 0 | 0 | 0 | 0 | 0 | 0 | 0 | 0 | 0 | 0 | 0 | 0 | 0 | 0 | 0 | 0
F1_Residential_CZ3 - Single Family_New_Water Heating_Natural Gas_Water Heater > 55 gal._Economic Potential | F1 | Residential | CZ3 - Single Family | New | Water Heating | Natural Gas | Water Heater > 55 gal. | Economic Potential | Units | 0 | 0 | 0 | 0 | 0 | 0 | 0 | 0 | 0 | 0 | 0 | 0 | 0 | 0 | 0 | 0 | 0 | 0 | 0 | 0 | 0 | 0 | 0 | 0 | 0 | 0 | 0 | 0 | 0 | 0
F2_Residential_CZ3 - Single Family_New_Water Heating_Natural Gas_Water Heater > 55 gal._Economic Potential | F2 | Residential | CZ3 - Single Family | New | Water Heating | Natural Gas | Water Heater > 55 gal. | Economic Potential | Usage (MMtherm) | 0 | 0 | 0 | 0 | 0 | 0 | 0 | 0 | 0 | 0 | 0 | 0 | 0 | 0 | 0 | 0 | 0 | 0 | 0 | 0 | 0 | 0 | 0 | 0 | 0 | 0 | 0 | 0 | 0 | 0
F3_Residential_CZ3 - Single Family_New_Water Heating_Natural Gas_Water Heater > 55 gal._Economic Potential | F3 | Residential | CZ3 - Single Family | New | Water Heating | Natural Gas | Water Heater > 55 gal. | Economic Potential | Peak Demand (S) | 0 | 0 | 0 | 0 | 0 | 0 | 0 | 0 | 0 | 0 | 0 | 0 | 0 | 0 | 0 | 0 | 0 | 0 | 0 | 0 | 0 | 0 | 0 | 0 | 0 | 0 | 0 | 0 | 0 | 0
F4_Residential_CZ3 - Single Family_New_Water Heating_Natural Gas_Water Heater > 55 gal._Economic Potential | F4 | Residential | CZ3 - Single Family | New | Water Heating | Natural Gas | Water Heater > 55 gal. | Economic Potential | Peak Demand (W) | 0 | 0 | 0 | 0 | 0 | 0 | 0 | 0 | 0 | 0 | 0 | 0 | 0 | 0 | 0 | 0 | 0 | 0 | 0 | 0 | 0 | 0 | 0 | 0 | 0 | 0 | 0 | 0 | 0 | 0
F5_Residential_CZ3 - Single Family_New_Water Heating_Natural Gas_Water Heater > 55 gal._Economic Potential | F5 | Residential | CZ3 - Single Family | New | Water Heating | Natural Gas | Water Heater > 55 gal. | Economic Potential | Turnover | 0 | 0 | 0 | 0 | 0 | 0 | 0 | 0 | 0 | 0 | 0 | 0 | 0 | 0 | 0 | 0 | 0 | 0 | 0 | 0 | 0 | 0 | 0 | 0 | 0 | 0 | 0 | 0 | 0 | 0
F6_Residential_CZ3 - Single Family_New_Water Heating_Natural Gas_Water Heater > 55 gal._Economic Potential | F6 | Residential | CZ3 - Single Family | New | Water Heating | Natural Gas | Water Heater > 55 gal. | Economic Potential | Avg. Replacement Usage | 0 | 0 | 0 | 0 | 0 | 0 | 0 | 0 | 0 | 0 | 0 | 0 | 0 | 0 | 0 | 0 | 0 | 0 | 0 | 0 | 0 | 0 | 0 | 0 | 0 | 0 | 0 | 0 | 0 | 0
F7_Residential_CZ3 - Single Family_New_Water Heating_Natural Gas_Water Heater > 55 gal._Economic Potential | F7 | Residential | CZ3 - Single Family | New | Water Heating | Natural Gas | Water Heater > 55 gal. | Economic Potential | Avg. Replacement Demand (S) | 0 | 0 | 0 | 0 | 0 | 0 | 0 | 0 | 0 | 0 | 0 | 0 | 0 | 0 | 0 | 0 | 0 | 0 | 0 | 0 | 0 | 0 | 0 | 0 | 0 | 0 | 0 | 0 | 0 | 0
F8_Residential_CZ3 - Single Family_New_Water Heating_Natural Gas_Water Heater > 55 gal._Economic Potential | F8 | Residential | CZ3 - Single Family | New | Water Heating | Natural Gas | Water Heater > 55 gal. | Economic Potential | Avg. Replacement Demand (W) | 0 | 0 | 0 | 0 | 0 | 0 | 0 | 0 | 0 | 0 | 0 | 0 | 0 | 0 | 0 | 0 | 0 | 0 | 0 | 0 | 0 | 0 | 0 | 0 | 0 | 0 | 0 | 0 | 0 | 0
F1_Residential_CZ3 - Single Family_New_Appliances_Natural Gas_Clothes Dryer_Economic Potential | F1 | Residential | CZ3 - Single Family | New | Appliances | Natural Gas | Clothes Dryer | Economic Potential | Units | 0 | 0 | 0 | 0 | 0 | 0 | 0 | 0 | 0 | 0 | 0 | 0 | 0 | 0 | 0 | 0 | 0 | 0 | 0 | 0 | 0 | 0 | 0 | 0 | 0 | 0 | 0 | 0 | 0 | 0
F2_Residential_CZ3 - Single Family_New_Appliances_Natural Gas_Clothes Dryer_Economic Potential | F2 | Residential | CZ3 - Single Family | New | Appliances | Natural Gas | Clothes Dryer | Economic Potential | Usage (MMtherm) | 0 | 0 | 0 | 0 | 0 | 0 | 0 | 0 | 0 | 0 | 0 | 0 | 0 | 0 | 0 | 0 | 0 | 0 | 0 | 0 | 0 | 0 | 0 | 0 | 0 | 0 | 0 | 0 | 0 | 0
F3_Residential_CZ3 - Single Family_New_Appliances_Natural Gas_Clothes Dryer_Economic Potential | F3 | Residential | CZ3 - Single Family | New | Appliances | Natural Gas | Clothes Dryer | Economic Potential | Peak Demand (S) | 0 | 0 | 0 | 0 | 0 | 0 | 0 | 0 | 0 | 0 | 0 | 0 | 0 | 0 | 0 | 0 | 0 | 0 | 0 | 0 | 0 | 0 | 0 | 0 | 0 | 0 | 0 | 0 | 0 | 0
F4_Residential_CZ3 - Single Family_New_Appliances_Natural Gas_Clothes Dryer_Economic Potential | F4 | Residential | CZ3 - Single Family | New | Appliances | Natural Gas | Clothes Dryer | Economic Potential | Peak Demand (W) | 0 | 0 | 0 | 0 | 0 | 0 | 0 | 0 | 0 | 0 | 0 | 0 | 0 | 0 | 0 | 0 | 0 | 0 | 0 | 0 | 0 | 0 | 0 | 0 | 0 | 0 | 0 | 0 | 0 | 0
F5_Residential_CZ3 - Single Family_New_Appliances_Natural Gas_Clothes Dryer_Economic Potential | F5 | Residential | CZ3 - Single Family | New | Appliances | Natural Gas | Clothes Dryer | Economic Potential | Turnover | 0 | 0 | 0 | 0 | 0 | 0 | 0 | 0 | 0 | 0 | 0 | 0 | 0 | 0 | 0 | 0 | 0 | 0 | 0 | 0 | 0 | 0 | 0 | 0 | 0 | 0 | 0 | 0 | 0 | 0
F6_Residential_CZ3 - Single Family_New_Appliances_Natural Gas_Clothes Dryer_Economic Potential | F6 | Residential | CZ3 - Single Family | New | Appliances | Natural Gas | Clothes Dryer | Economic Potential | Avg. Replacement Usage | 0 | 0 | 0 | 0 | 0 | 0 | 0 | 0 | 0 | 0 | 0 | 0 | 0 | 0 | 0 | 0 | 0 | 0 | 0 | 0 | 0 | 0 | 0 | 0 | 0 | 0 | 0 | 0 | 0 | 0
F7_Residential_CZ3 - Single Family_New_Appliances_Natural Gas_Clothes Dryer_Economic Potential | F7 | Residential | CZ3 - Single Family | New | Appliances | Natural Gas | Clothes Dryer | Economic Potential | Avg. Replacement Demand (S) | 0 | 0 | 0 | 0 | 0 | 0 | 0 | 0 | 0 | 0 | 0 | 0 | 0 | 0 | 0 | 0 | 0 | 0 | 0 | 0 | 0 | 0 | 0 | 0 | 0 | 0 | 0 | 0 | 0 | 0
F8_Residential_CZ3 - Single Family_New_Appliances_Natural Gas_Clothes Dryer_Economic Potential | F8 | Residential | CZ3 - Single Family | New | Appliances | Natural Gas | Clothes Dryer | Economic Potential | Avg. Replacement Demand (W) | 0 | 0 | 0 | 0 | 0 | 0 | 0 | 0 | 0 | 0 | 0 | 0 | 0 | 0 | 0 | 0 | 0 | 0 | 0 | 0 | 0 | 0 | 0 | 0 | 0 | 0 | 0 | 0 | 0 | 0
F1_Residential_CZ3 - Single Family_New_Appliances_Natural Gas_Stove/Oven_Economic Potential | F1 | Residential | CZ3 - Single Family | New | Appliances | Natural Gas | Stove/Oven | Economic Potential | Units | 0 | 0 | 0 | 0 | 0 | 0 | 0 | 0 | 0 | 0 | 0 | 0 | 0 | 0 | 0 | 0 | 0 | 0 | 0 | 0 | 0 | 0 | 0 | 0 | 0 | 0 | 0 | 0 | 0 | 0
F2_Residential_CZ3 - Single Family_New_Appliances_Natural Gas_Stove/Oven_Economic Potential | F2 | Residential | CZ3 - Single Family | New | Appliances | Natural Gas | Stove/Oven | Economic Potential | Usage (MMtherm) | 0 | 0 | 0 | 0 | 0 | 0 | 0 | 0 | 0 | 0 | 0 | 0 | 0 | 0 | 0 | 0 | 0 | 0 | 0 | 0 | 0 | 0 | 0 | 0 | 0 | 0 | 0 | 0 | 0 | 0
F3_Residential_CZ3 - Single Family_New_Appliances_Natural Gas_Stove/Oven_Economic Potential | F3 | Residential | CZ3 - Single Family | New | Appliances | Natural Gas | Stove/Oven | Economic Potential | Peak Demand (S) | 0 | 0 | 0 | 0 | 0 | 0 | 0 | 0 | 0 | 0 | 0 | 0 | 0 | 0 | 0 | 0 | 0 | 0 | 0 | 0 | 0 | 0 | 0 | 0 | 0 | 0 | 0 | 0 | 0 | 0
F4_Residential_CZ3 - Single Family_New_Appliances_Natural Gas_Stove/Oven_Economic Potential | F4 | Residential | CZ3 - Single Family | New | Appliances | Natural Gas | Stove/Oven | Economic Potential | Peak Demand (W) | 0 | 0 | 0 | 0 | 0 | 0 | 0 | 0 | 0 | 0 | 0 | 0 | 0 | 0 | 0 | 0 | 0 | 0 | 0 | 0 | 0 | 0 | 0 | 0 | 0 | 0 | 0 | 0 | 0 | 0
F5_Residential_CZ3 - Single Family_New_Appliances_Natural Gas_Stove/Oven_Economic Potential | F5 | Residential | CZ3 - Single Family | New | Appliances | Natural Gas | Stove/Oven | Economic Potential | Turnover | 0 | 0 | 0 | 0 | 0 | 0 | 0 | 0 | 0 | 0 | 0 | 0 | 0 | 0 | 0 | 0 | 0 | 0 | 0 | 0 | 0 | 0 | 0 | 0 | 0 | 0 | 0 | 0 | 0 | 0
F6_Residential_CZ3 - Single Family_New_Appliances_Natural Gas_Stove/Oven_Economic Potential | F6 | Residential | CZ3 - Single Family | New | Appliances | Natural Gas | Stove/Oven | Economic Potential | Avg. Replacement Usage | 0 | 0 | 0 | 0 | 0 | 0 | 0 | 0 | 0 | 0 | 0 | 0 | 0 | 0 | 0 | 0 | 0 | 0 | 0 | 0 | 0 | 0 | 0 | 0 | 0 | 0 | 0 | 0 | 0 | 0
F7_Residential_CZ3 - Single Family_New_Appliances_Natural Gas_Stove/Oven_Economic Potential | F7 | Residential | CZ3 - Single Family | New | Appliances | Natural Gas | Stove/Oven | Economic Potential | Avg. Replacement Demand (S) | 0 | 0 | 0 | 0 | 0 | 0 | 0 | 0 | 0 | 0 | 0 | 0 | 0 | 0 | 0 | 0 | 0 | 0 | 0 | 0 | 0 | 0 | 0 | 0 | 0 | 0 | 0 | 0 | 0 | 0
F8_Residential_CZ3 - Single Family_New_Appliances_Natural Gas_Stove/Oven_Economic Potential | F8 | Residential | CZ3 - Single Family | New | Appliances | Natural Gas | Stove/Oven | Economic Potential | Avg. Replacement Demand (W) | 0 | 0 | 0 | 0 | 0 | 0 | 0 | 0 | 0 | 0 | 0 | 0 | 0 | 0 | 0 | 0 | 0 | 0 | 0 | 0 | 0 | 0 | 0 | 0 | 0 | 0 | 0 | 0 | 0 | 0
F1_Residential_CZ3 - Single Family_New_Miscellaneous_Natural Gas_Pool Heater_Economic Potential | F1 | Residential | CZ3 - Single Family | New | Miscellaneous | Natural Gas | Pool Heater | Economic Potential | Units | 0 | 0 | 0 | 0 | 0 | 0 | 0 | 0 | 0 | 0 | 0 | 0 | 0 | 0 | 0 | 0 | 0 | 0 | 0 | 0 | 0 | 0 | 0 | 0 | 0 | 0 | 0 | 0 | 0 | 0
F2_Residential_CZ3 - Single Family_New_Miscellaneous_Natural Gas_Pool Heater_Economic Potential | F2 | Residential | CZ3 - Single Family | New | Miscellaneous | Natural Gas | Pool Heater | Economic Potential | Usage (MMtherm) | 0 | 0 | 0 | 0 | 0 | 0 | 0 | 0 | 0 | 0 | 0 | 0 | 0 | 0 | 0 | 0 | 0 | 0 | 0 | 0 | 0 | 0 | 0 | 0 | 0 | 0 | 0 | 0 | 0 | 0
F3_Residential_CZ3 - Single Family_New_Miscellaneous_Natural Gas_Pool Heater_Economic Potential | F3 | Residential | CZ3 - Single Family | New | Miscellaneous | Natural Gas | Pool Heater | Economic Potential | Peak Demand (S) | 0 | 0 | 0 | 0 | 0 | 0 | 0 | 0 | 0 | 0 | 0 | 0 | 0 | 0 | 0 | 0 | 0 | 0 | 0 | 0 | 0 | 0 | 0 | 0 | 0 | 0 | 0 | 0 | 0 | 0
F4_Residential_CZ3 - Single Family_New_Miscellaneous_Natural Gas_Pool Heater_Economic Potential | F4 | Residential | CZ3 - Single Family | New | Miscellaneous | Natural Gas | Pool Heater | Economic Potential | Peak Demand (W) | 0 | 0 | 0 | 0 | 0 | 0 | 0 | 0 | 0 | 0 | 0 | 0 | 0 | 0 | 0 | 0 | 0 | 0 | 0 | 0 | 0 | 0 | 0 | 0 | 0 | 0 | 0 | 0 | 0 | 0
F5_Residential_CZ3 - Single Family_New_Miscellaneous_Natural Gas_Pool Heater_Economic Potential | F5 | Residential | CZ3 - Single Family | New | Miscellaneous | Natural Gas | Pool Heater | Economic Potential | Turnover | 0 | 0 | 0 | 0 | 0 | 0 | 0 | 0 | 0 | 0 | 0 | 0 | 0 | 0 | 0 | 0 | 0 | 0 | 0 | 0 | 0 | 0 | 0 | 0 | 0 | 0 | 0 | 0 | 0 | 0
F6_Residential_CZ3 - Single Family_New_Miscellaneous_Natural Gas_Pool Heater_Economic Potential | F6 | Residential | CZ3 - Single Family | New | Miscellaneous | Natural Gas | Pool Heater | Economic Potential | Avg. Replacement Usage | 0 | 0 | 0 | 0 | 0 | 0 | 0 | 0 | 0 | 0 | 0 | 0 | 0 | 0 | 0 | 0 | 0 | 0 | 0 | 0 | 0 | 0 | 0 | 0 | 0 | 0 | 0 | 0 | 0 | 0
F7_Residential_CZ3 - Single Family_New_Miscellaneous_Natural Gas_Pool Heater_Economic Potential | F7 | Residential | CZ3 - Single Family | New | Miscellaneous | Natural Gas | Pool Heater | Economic Potential | Avg. Replacement Demand (S) | 0 | 0 | 0 | 0 | 0 | 0 | 0 | 0 | 0 | 0 | 0 | 0 | 0 | 0 | 0 | 0 | 0 | 0 | 0 | 0 | 0 | 0 | 0 | 0 | 0 | 0 | 0 | 0 | 0 | 0
F8_Residential_CZ3 - Single Family_New_Miscellaneous_Natural Gas_Pool Heater_Economic Potential | F8 | Residential | CZ3 - Single Family | New | Miscellaneous | Natural Gas | Pool Heater | Economic Potential | Avg. Replacement Demand (W) | 0 | 0 | 0 | 0 | 0 | 0 | 0 | 0 | 0 | 0 | 0 | 0 | 0 | 0 | 0 | 0 | 0 | 0 | 0 | 0 | 0 | 0 | 0 | 0 | 0 | 0 | 0 | 0 | 0 | 0
F1_Residential_CZ3 - Single Family_New_Miscellaneous_Natural Gas_Miscellaneous_Economic Potential | F1 | Residential | CZ3 - Single Family | New | Miscellaneous | Natural Gas | Miscellaneous | Economic Potential | Units | 0 | 0 | 0 | 0 | 0 | 0 | 0 | 0 | 0 | 0 | 0 | 0 | 0 | 0 | 0 | 0 | 0 | 0 | 0 | 0 | 0 | 0 | 0 | 0 | 0 | 0 | 0 | 0 | 0 | 0
F2_Residential_CZ3 - Single Family_New_Miscellaneous_Natural Gas_Miscellaneous_Economic Potential | F2 | Residential | CZ3 - Single Family | New | Miscellaneous | Natural Gas | Miscellaneous | Economic Potential | Usage (MMtherm) | 0 | 0 | 0 | 0 | 0 | 0 | 0 | 0 | 0 | 0 | 0 | 0 | 0 | 0 | 0 | 0 | 0 | 0 | 0 | 0 | 0 | 0 | 0 | 0 | 0 | 0 | 0 | 0 | 0 | 0
F3_Residential_CZ3 - Single Family_New_Miscellaneous_Natural Gas_Miscellaneous_Economic Potential | F3 | Residential | CZ3 - Single Family | New | Miscellaneous | Natural Gas | Miscellaneous | Economic Potential | Peak Demand (S) | 0 | 0 | 0 | 0 | 0 | 0 | 0 | 0 | 0 | 0 | 0 | 0 | 0 | 0 | 0 | 0 | 0 | 0 | 0 | 0 | 0 | 0 | 0 | 0 | 0 | 0 | 0 | 0 | 0 | 0
F4_Residential_CZ3 - Single Family_New_Miscellaneous_Natural Gas_Miscellaneous_Economic Potential | F4 | Residential | CZ3 - Single Family | New | Miscellaneous | Natural Gas | Miscellaneous | Economic Potential | Peak Demand (W) | 0 | 0 | 0 | 0 | 0 | 0 | 0 | 0 | 0 | 0 | 0 | 0 | 0 | 0 | 0 | 0 | 0 | 0 | 0 | 0 | 0 | 0 | 0 | 0 | 0 | 0 | 0 | 0 | 0 | 0
F5_Residential_CZ3 - Single Family_New_Miscellaneous_Natural Gas_Miscellaneous_Economic Potential | F5 | Residential | CZ3 - Single Family | New | Miscellaneous | Natural Gas | Miscellaneous | Economic Potential | Turnover | 0 | 0 | 0 | 0 | 0 | 0 | 0 | 0 | 0 | 0 | 0 | 0 | 0 | 0 | 0 | 0 | 0 | 0 | 0 | 0 | 0 | 0 | 0 | 0 | 0 | 0 | 0 | 0 | 0 | 0
F6_Residential_CZ3 - Single Family_New_Miscellaneous_Natural Gas_Miscellaneous_Economic Potential | F6 | Residential | CZ3 - Single Family | New | Miscellaneous | Natural Gas | Miscellaneous | Economic Potential | Avg. Replacement Usage | 0 | 0 | 0 | 0 | 0 | 0 | 0 | 0 | 0 | 0 | 0 | 0 | 0 | 0 | 0 | 0 | 0 | 0 | 0 | 0 | 0 | 0 | 0 | 0 | 0 | 0 | 0 | 0 | 0 | 0
F7_Residential_CZ3 - Single Family_New_Miscellaneous_Natural Gas_Miscellaneous_Economic Potential | F7 | Residential | CZ3 - Single Family | New | Miscellaneous | Natural Gas | Miscellaneous | Economic Potential | Avg. Replacement Demand (S) | 0 | 0 | 0 | 0 | 0 | 0 | 0 | 0 | 0 | 0 | 0 | 0 | 0 | 0 | 0 | 0 | 0 | 0 | 0 | 0 | 0 | 0 | 0 | 0 | 0 | 0 | 0 | 0 | 0 | 0
F8_Residential_CZ3 - Single Family_New_Miscellaneous_Natural Gas_Miscellaneous_Economic Potential | F8 | Residential | CZ3 - Single Family | New | Miscellaneous | Natural Gas | Miscellaneous | Economic Potential | Avg. Replacement Demand (W) | 0 | 0 | 0 | 0 | 0 | 0 | 0 | 0 | 0 | 0 | 0 | 0 | 0 | 0 | 0 | 0 | 0 | 0 | 0 | 0 | 0 | 0 | 0 | 0 | 0 | 0 | 0 | 0 | 0 | 0
F1_Residential_CZ3 - Multi Family_Existing_Space Heating_Natural Gas_Furnace - Direct Fuel_Economic Potential | F1 | Residential | CZ3 - Multi Family | Existing | Space Heating | Natural Gas | Furnace - Direct Fuel | Economic Potential | Units | 0 | 0 | 0 | 0 | 0 | 0 | 0 | 0 | 0 | 0 | 0 | 0 | 0 | 0 | 0 | 0 | 0 | 0 | 0 | 0 | 0 | 0 | 0 | 0 | 0 | 0 | 0 | 0 | 0 | 0
F2_Residential_CZ3 - Multi Family_Existing_Space Heating_Natural Gas_Furnace - Direct Fuel_Economic Potential | F2 | Residential | CZ3 - Multi Family | Existing | Space Heating | Natural Gas | Furnace - Direct Fuel | Economic Potential | Usage (MMtherm) | 0 | 0 | 0 | 0 | 0 | 0 | 0 | 0 | 0 | 0 | 0 | 0 | 0 | 0 | 0 | 0 | 0 | 0 | 0 | 0 | 0 | 0 | 0 | 0 | 0 | 0 | 0 | 0 | 0 | 0
F3_Residential_CZ3 - Multi Family_Existing_Space Heating_Natural Gas_Furnace - Direct Fuel_Economic Potential | F3 | Residential | CZ3 - Multi Family | Existing | Space Heating | Natural Gas | Furnace - Direct Fuel | Economic Potential | Peak Demand (S) | 0 | 0 | 0 | 0 | 0 | 0 | 0 | 0 | 0 | 0 | 0 | 0 | 0 | 0 | 0 | 0 | 0 | 0 | 0 | 0 | 0 | 0 | 0 | 0 | 0 | 0 | 0 | 0 | 0 | 0
F4_Residential_CZ3 - Multi Family_Existing_Space Heating_Natural Gas_Furnace - Direct Fuel_Economic Potential | F4 | Residential | CZ3 - Multi Family | Existing | Space Heating | Natural Gas | Furnace - Direct Fuel | Economic Potential | Peak Demand (W) | 0 | 0 | 0 | 0 | 0 | 0 | 0 | 0 | 0 | 0 | 0 | 0 | 0 | 0 | 0 | 0 | 0 | 0 | 0 | 0 | 0 | 0 | 0 | 0 | 0 | 0 | 0 | 0 | 0 | 0
F5_Residential_CZ3 - Multi Family_Existing_Space Heating_Natural Gas_Furnace - Direct Fuel_Economic Potential | F5 | Residential | CZ3 - Multi Family | Existing | Space Heating | Natural Gas | Furnace - Direct Fuel | Economic Potential | Turnover | 0 | 0 | 0 | 0 | 0 | 0 | 0 | 0 | 0 | 0 | 0 | 0 | 0 | 0 | 0 | 0 | 0 | 0 | 0 | 0 | 0 | 0 | 0 | 0 | 0 | 0 | 0 | 0 | 0 | 0
F6_Residential_CZ3 - Multi Family_Existing_Space Heating_Natural Gas_Furnace - Direct Fuel_Economic Potential | F6 | Residential | CZ3 - Multi Family | Existing | Space Heating | Natural Gas | Furnace - Direct Fuel | Economic Potential | Avg. Replacement Usage | 0 | 0 | 0 | 0 | 0 | 0 | 0 | 0 | 0 | 0 | 0 | 0 | 0 | 0 | 0 | 0 | 0 | 0 | 0 | 0 | 0 | 0 | 0 | 0 | 0 | 0 | 0 | 0 | 0 | 0
F7_Residential_CZ3 - Multi Family_Existing_Space Heating_Natural Gas_Furnace - Direct Fuel_Economic Potential | F7 | Residential | CZ3 - Multi Family | Existing | Space Heating | Natural Gas | Furnace - Direct Fuel | Economic Potential | Avg. Replacement Demand (S) | 0 | 0 | 0 | 0 | 0 | 0 | 0 | 0 | 0 | 0 | 0 | 0 | 0 | 0 | 0 | 0 | 0 | 0 | 0 | 0 | 0 | 0 | 0 | 0 | 0 | 0 | 0 | 0 | 0 | 0
F8_Residential_CZ3 - Multi Family_Existing_Space Heating_Natural Gas_Furnace - Direct Fuel_Economic Potential | F8 | Residential | CZ3 - Multi Family | Existing | Space Heating | Natural Gas | Furnace - Direct Fuel | Economic Potential | Avg. Replacement Demand (W) | 0 | 0 | 0 | 0 | 0 | 0 | 0 | 0 | 0 | 0 | 0 | 0 | 0 | 0 | 0 | 0 | 0 | 0 | 0 | 0 | 0 | 0 | 0 | 0 | 0 | 0 | 0 | 0 | 0 | 0
F1_Residential_CZ3 - Multi Family_Existing_Space Heating_Natural Gas_Boiler - Direct Fuel_Economic Potential | F1 | Residential | CZ3 - Multi Family | Existing | Space Heating | Natural Gas | Boiler - Direct Fuel | Economic Potential | Units | 0 | 0 | 0 | 0 | 0 | 0 | 0 | 0 | 0 | 0 | 0 | 0 | 0 | 0 | 0 | 0 | 0 | 0 | 0 | 0 | 0 | 0 | 0 | 0 | 0 | 0 | 0 | 0 | 0 | 0
F2_Residential_CZ3 - Multi Family_Existing_Space Heating_Natural Gas_Boiler - Direct Fuel_Economic Potential | F2 | Residential | CZ3 - Multi Family | Existing | Space Heating | Natural Gas | Boiler - Direct Fuel | Economic Potential | Usage (MMtherm) | 0 | 0 | 0 | 0 | 0 | 0 | 0 | 0 | 0 | 0 | 0 | 0 | 0 | 0 | 0 | 0 | 0 | 0 | 0 | 0 | 0 | 0 | 0 | 0 | 0 | 0 | 0 | 0 | 0 | 0
F3_Residential_CZ3 - Multi Family_Existing_Space Heating_Natural Gas_Boiler - Direct Fuel_Economic Potential | F3 | Residential | CZ3 - Multi Family | Existing | Space Heating | Natural Gas | Boiler - Direct Fuel | Economic Potential | Peak Demand (S) | 0 | 0 | 0 | 0 | 0 | 0 | 0 | 0 | 0 | 0 | 0 | 0 | 0 | 0 | 0 | 0 | 0 | 0 | 0 | 0 | 0 | 0 | 0 | 0 | 0 | 0 | 0 | 0 | 0 | 0
F4_Residential_CZ3 - Multi Family_Existing_Space Heating_Natural Gas_Boiler - Direct Fuel_Economic Potential | F4 | Residential | CZ3 - Multi Family | Existing | Space Heating | Natural Gas | Boiler - Direct Fuel | Economic Potential | Peak Demand (W) | 0 | 0 | 0 | 0 | 0 | 0 | 0 | 0 | 0 | 0 | 0 | 0 | 0 | 0 | 0 | 0 | 0 | 0 | 0 | 0 | 0 | 0 | 0 | 0 | 0 | 0 | 0 | 0 | 0 | 0
F5_Residential_CZ3 - Multi Family_Existing_Space Heating_Natural Gas_Boiler - Direct Fuel_Economic Potential | F5 | Residential | CZ3 - Multi Family | Existing | Space Heating | Natural Gas | Boiler - Direct Fuel | Economic Potential | Turnover | 0 | 0 | 0 | 0 | 0 | 0 | 0 | 0 | 0 | 0 | 0 | 0 | 0 | 0 | 0 | 0 | 0 | 0 | 0 | 0 | 0 | 0 | 0 | 0 | 0 | 0 | 0 | 0 | 0 | 0
F6_Residential_CZ3 - Multi Family_Existing_Space Heating_Natural Gas_Boiler - Direct Fuel_Economic Potential | F6 | Residential | CZ3 - Multi Family | Existing | Space Heating | Natural Gas | Boiler - Direct Fuel | Economic Potential | Avg. Replacement Usage | 0 | 0 | 0 | 0 | 0 | 0 | 0 | 0 | 0 | 0 | 0 | 0 | 0 | 0 | 0 | 0 | 0 | 0 | 0 | 0 | 0 | 0 | 0 | 0 | 0 | 0 | 0 | 0 | 0 | 0
F7_Residential_CZ3 - Multi Family_Existing_Space Heating_Natural Gas_Boiler - Direct Fuel_Economic Potential | F7 | Residential | CZ3 - Multi Family | Existing | Space Heating | Natural Gas | Boiler - Direct Fuel | Economic Potential | Avg. Replacement Demand (S) | 0 | 0 | 0 | 0 | 0 | 0 | 0 | 0 | 0 | 0 | 0 | 0 | 0 | 0 | 0 | 0 | 0 | 0 | 0 | 0 | 0 | 0 | 0 | 0 | 0 | 0 | 0 | 0 | 0 | 0
F8_Residential_CZ3 - Multi Family_Existing_Space Heating_Natural Gas_Boiler - Direct Fuel_Economic Potential | F8 | Residential | CZ3 - Multi Family | Existing | Space Heating | Natural Gas | Boiler - Direct Fuel | Economic Potential | Avg. Replacement Demand (W) | 0 | 0 | 0 | 0 | 0 | 0 | 0 | 0 | 0 | 0 | 0 | 0 | 0 | 0 | 0 | 0 | 0 | 0 | 0 | 0 | 0 | 0 | 0 | 0 | 0 | 0 | 0 | 0 | 0 | 0
F1_Residential_CZ3 - Multi Family_Existing_Secondary Heating_Natural Gas_Fireplace_Economic Potential | F1 | Residential | CZ3 - Multi Family | Existing | Secondary Heating | Natural Gas | Fireplace | Economic Potential | Units | 0 | 0 | 0 | 0 | 0 | 0 | 0 | 0 | 0 | 0 | 0 | 0 | 0 | 0 | 0 | 0 | 0 | 0 | 0 | 0 | 0 | 0 | 0 | 0 | 0 | 0 | 0 | 0 | 0 | 0
F2_Residential_CZ3 - Multi Family_Existing_Secondary Heating_Natural Gas_Fireplace_Economic Potential | F2 | Residential | CZ3 - Multi Family | Existing | Secondary Heating | Natural Gas | Fireplace | Economic Potential | Usage (MMtherm) | 0 | 0 | 0 | 0 | 0 | 0 | 0 | 0 | 0 | 0 | 0 | 0 | 0 | 0 | 0 | 0 | 0 | 0 | 0 | 0 | 0 | 0 | 0 | 0 | 0 | 0 | 0 | 0 | 0 | 0
F3_Residential_CZ3 - Multi Family_Existing_Secondary Heating_Natural Gas_Fireplace_Economic Potential | F3 | Residential | CZ3 - Multi Family | Existing | Secondary Heating | Natural Gas | Fireplace | Economic Potential | Peak Demand (S) | 0 | 0 | 0 | 0 | 0 | 0 | 0 | 0 | 0 | 0 | 0 | 0 | 0 | 0 | 0 | 0 | 0 | 0 | 0 | 0 | 0 | 0 | 0 | 0 | 0 | 0 | 0 | 0 | 0 | 0
F4_Residential_CZ3 - Multi Family_Existing_Secondary Heating_Natural Gas_Fireplace_Economic Potential | F4 | Residential | CZ3 - Multi Family | Existing | Secondary Heating | Natural Gas | Fireplace | Economic Potential | Peak Demand (W) | 0 | 0 | 0 | 0 | 0 | 0 | 0 | 0 | 0 | 0 | 0 | 0 | 0 | 0 | 0 | 0 | 0 | 0 | 0 | 0 | 0 | 0 | 0 | 0 | 0 | 0 | 0 | 0 | 0 | 0
F5_Residential_CZ3 - Multi Family_Existing_Secondary Heating_Natural Gas_Fireplace_Economic Potential | F5 | Residential | CZ3 - Multi Family | Existing | Secondary Heating | Natural Gas | Fireplace | Economic Potential | Turnover | 0 | 0 | 0 | 0 | 0 | 0 | 0 | 0 | 0 | 0 | 0 | 0 | 0 | 0 | 0 | 0 | 0 | 0 | 0 | 0 | 0 | 0 | 0 | 0 | 0 | 0 | 0 | 0 | 0 | 0
F6_Residential_CZ3 - Multi Family_Existing_Secondary Heating_Natural Gas_Fireplace_Economic Potential | F6 | Residential | CZ3 - Multi Family | Existing | Secondary Heating | Natural Gas | Fireplace | Economic Potential | Avg. Replacement Usage | 0 | 0 | 0 | 0 | 0 | 0 | 0 | 0 | 0 | 0 | 0 | 0 | 0 | 0 | 0 | 0 | 0 | 0 | 0 | 0 | 0 | 0 | 0 | 0 | 0 | 0 | 0 | 0 | 0 | 0
F7_Residential_CZ3 - Multi Family_Existing_Secondary Heating_Natural Gas_Fireplace_Economic Potential | F7 | Residential | CZ3 - Multi Family | Existing | Secondary Heating | Natural Gas | Fireplace | Economic Potential | Avg. Replacement Demand (S) | 0 | 0 | 0 | 0 | 0 | 0 | 0 | 0 | 0 | 0 | 0 | 0 | 0 | 0 | 0 | 0 | 0 | 0 | 0 | 0 | 0 | 0 | 0 | 0 | 0 | 0 | 0 | 0 | 0 | 0
F8_Residential_CZ3 - Multi Family_Existing_Secondary Heating_Natural Gas_Fireplace_Economic Potential | F8 | Residential | CZ3 - Multi Family | Existing | Secondary Heating | Natural Gas | Fireplace | Economic Potential | Avg. Replacement Demand (W) | 0 | 0 | 0 | 0 | 0 | 0 | 0 | 0 | 0 | 0 | 0 | 0 | 0 | 0 | 0 | 0 | 0 | 0 | 0 | 0 | 0 | 0 | 0 | 0 | 0 | 0 | 0 | 0 | 0 | 0
F1_Residential_CZ3 - Multi Family_Existing_Water Heating_Natural Gas_Water Heater <= 55 gal._Economic Potential | F1 | Residential | CZ3 - Multi Family | Existing | Water Heating | Natural Gas | Water Heater <= 55 gal. | Economic Potential | Units | 0 | 0 | 0 | 0 | 0 | 0 | 0 | 0 | 0 | 0 | 0 | 0 | 0 | 0 | 0 | 0 | 0 | 0 | 0 | 0 | 0 | 0 | 0 | 0 | 0 | 0 | 0 | 0 | 0 | 0
F2_Residential_CZ3 - Multi Family_Existing_Water Heating_Natural Gas_Water Heater <= 55 gal._Economic Potential | F2 | Residential | CZ3 - Multi Family | Existing | Water Heating | Natural Gas | Water Heater <= 55 gal. | Economic Potential | Usage (MMtherm) | 0 | 0 | 0 | 0 | 0 | 0 | 0 | 0 | 0 | 0 | 0 | 0 | 0 | 0 | 0 | 0 | 0 | 0 | 0 | 0 | 0 | 0 | 0 | 0 | 0 | 0 | 0 | 0 | 0 | 0
F3_Residential_CZ3 - Multi Family_Existing_Water Heating_Natural Gas_Water Heater <= 55 gal._Economic Potential | F3 | Residential | CZ3 - Multi Family | Existing | Water Heating | Natural Gas | Water Heater <= 55 gal. | Economic Potential | Peak Demand (S) | 0 | 0 | 0 | 0 | 0 | 0 | 0 | 0 | 0 | 0 | 0 | 0 | 0 | 0 | 0 | 0 | 0 | 0 | 0 | 0 | 0 | 0 | 0 | 0 | 0 | 0 | 0 | 0 | 0 | 0
F4_Residential_CZ3 - Multi Family_Existing_Water Heating_Natural Gas_Water Heater <= 55 gal._Economic Potential | F4 | Residential | CZ3 - Multi Family | Existing | Water Heating | Natural Gas | Water Heater <= 55 gal. | Economic Potential | Peak Demand (W) | 0 | 0 | 0 | 0 | 0 | 0 | 0 | 0 | 0 | 0 | 0 | 0 | 0 | 0 | 0 | 0 | 0 | 0 | 0 | 0 | 0 | 0 | 0 | 0 | 0 | 0 | 0 | 0 | 0 | 0
F5_Residential_CZ3 - Multi Family_Existing_Water Heating_Natural Gas_Water Heater <= 55 gal._Economic Potential | F5 | Residential | CZ3 - Multi Family | Existing | Water Heating | Natural Gas | Water Heater <= 55 gal. | Economic Potential | Turnover | 0 | 0 | 0 | 0 | 0 | 0 | 0 | 0 | 0 | 0 | 0 | 0 | 0 | 0 | 0 | 0 | 0 | 0 | 0 | 0 | 0 | 0 | 0 | 0 | 0 | 0 | 0 | 0 | 0 | 0
F6_Residential_CZ3 - Multi Family_Existing_Water Heating_Natural Gas_Water Heater <= 55 gal._Economic Potential | F6 | Residential | CZ3 - Multi Family | Existing | Water Heating | Natural Gas | Water Heater <= 55 gal. | Economic Potential | Avg. Replacement Usage | 0 | 0 | 0 | 0 | 0 | 0 | 0 | 0 | 0 | 0 | 0 | 0 | 0 | 0 | 0 | 0 | 0 | 0 | 0 | 0 | 0 | 0 | 0 | 0 | 0 | 0 | 0 | 0 | 0 | 0
F7_Residential_CZ3 - Multi Family_Existing_Water Heating_Natural Gas_Water Heater <= 55 gal._Economic Potential | F7 | Residential | CZ3 - Multi Family | Existing | Water Heating | Natural Gas | Water Heater <= 55 gal. | Economic Potential | Avg. Replacement Demand (S) | 0 | 0 | 0 | 0 | 0 | 0 | 0 | 0 | 0 | 0 | 0 | 0 | 0 | 0 | 0 | 0 | 0 | 0 | 0 | 0 | 0 | 0 | 0 | 0 | 0 | 0 | 0 | 0 | 0 | 0
F8_Residential_CZ3 - Multi Family_Existing_Water Heating_Natural Gas_Water Heater <= 55 gal._Economic Potential | F8 | Residential | CZ3 - Multi Family | Existing | Water Heating | Natural Gas | Water Heater <= 55 gal. | Economic Potential | Avg. Replacement Demand (W) | 0 | 0 | 0 | 0 | 0 | 0 | 0 | 0 | 0 | 0 | 0 | 0 | 0 | 0 | 0 | 0 | 0 | 0 | 0 | 0 | 0 | 0 | 0 | 0 | 0 | 0 | 0 | 0 | 0 | 0
F1_Residential_CZ3 - Multi Family_Existing_Water Heating_Natural Gas_Water Heater > 55 gal._Economic Potential | F1 | Residential | CZ3 - Multi Family | Existing | Water Heating | Natural Gas | Water Heater > 55 gal. | Economic Potential | Units | 0 | 0 | 0 | 0 | 0 | 0 | 0 | 0 | 0 | 0 | 0 | 0 | 0 | 0 | 0 | 0 | 0 | 0 | 0 | 0 | 0 | 0 | 0 | 0 | 0 | 0 | 0 | 0 | 0 | 0
F2_Residential_CZ3 - Multi Family_Existing_Water Heating_Natural Gas_Water Heater > 55 gal._Economic Potential | F2 | Residential | CZ3 - Multi Family | Existing | Water Heating | Natural Gas | Water Heater > 55 gal. | Economic Potential | Usage (MMtherm) | 0 | 0 | 0 | 0 | 0 | 0 | 0 | 0 | 0 | 0 | 0 | 0 | 0 | 0 | 0 | 0 | 0 | 0 | 0 | 0 | 0 | 0 | 0 | 0 | 0 | 0 | 0 | 0 | 0 | 0
F3_Residential_CZ3 - Multi Family_Existing_Water Heating_Natural Gas_Water Heater > 55 gal._Economic Potential | F3 | Residential | CZ3 - Multi Family | Existing | Water Heating | Natural Gas | Water Heater > 55 gal. | Economic Potential | Peak Demand (S) | 0 | 0 | 0 | 0 | 0 | 0 | 0 | 0 | 0 | 0 | 0 | 0 | 0 | 0 | 0 | 0 | 0 | 0 | 0 | 0 | 0 | 0 | 0 | 0 | 0 | 0 | 0 | 0 | 0 | 0
F4_Residential_CZ3 - Multi Family_Existing_Water Heating_Natural Gas_Water Heater > 55 gal._Economic Potential | F4 | Residential | CZ3 - Multi Family | Existing | Water Heating | Natural Gas | Water Heater > 55 gal. | Economic Potential | Peak Demand (W) | 0 | 0 | 0 | 0 | 0 | 0 | 0 | 0 | 0 | 0 | 0 | 0 | 0 | 0 | 0 | 0 | 0 | 0 | 0 | 0 | 0 | 0 | 0 | 0 | 0 | 0 | 0 | 0 | 0 | 0
F5_Residential_CZ3 - Multi Family_Existing_Water Heating_Natural Gas_Water Heater > 55 gal._Economic Potential | F5 | Residential | CZ3 - Multi Family | Existing | Water Heating | Natural Gas | Water Heater > 55 gal. | Economic Potential | Turnover | 0 | 0 | 0 | 0 | 0 | 0 | 0 | 0 | 0 | 0 | 0 | 0 | 0 | 0 | 0 | 0 | 0 | 0 | 0 | 0 | 0 | 0 | 0 | 0 | 0 | 0 | 0 | 0 | 0 | 0
F6_Residential_CZ3 - Multi Family_Existing_Water Heating_Natural Gas_Water Heater > 55 gal._Economic Potential | F6 | Residential | CZ3 - Multi Family | Existing | Water Heating | Natural Gas | Water Heater > 55 gal. | Economic Potential | Avg. Replacement Usage | 0 | 0 | 0 | 0 | 0 | 0 | 0 | 0 | 0 | 0 | 0 | 0 | 0 | 0 | 0 | 0 | 0 | 0 | 0 | 0 | 0 | 0 | 0 | 0 | 0 | 0 | 0 | 0 | 0 | 0
F7_Residential_CZ3 - Multi Family_Existing_Water Heating_Natural Gas_Water Heater > 55 gal._Economic Potential | F7 | Residential | CZ3 - Multi Family | Existing | Water Heating | Natural Gas | Water Heater > 55 gal. | Economic Potential | Avg. Replacement Demand (S) | 0 | 0 | 0 | 0 | 0 | 0 | 0 | 0 | 0 | 0 | 0 | 0 | 0 | 0 | 0 | 0 | 0 | 0 | 0 | 0 | 0 | 0 | 0 | 0 | 0 | 0 | 0 | 0 | 0 | 0
F8_Residential_CZ3 - Multi Family_Existing_Water Heating_Natural Gas_Water Heater > 55 gal._Economic Potential | F8 | Residential | CZ3 - Multi Family | Existing | Water Heating | Natural Gas | Water Heater > 55 gal. | Economic Potential | Avg. Replacement Demand (W) | 0 | 0 | 0 | 0 | 0 | 0 | 0 | 0 | 0 | 0 | 0 | 0 | 0 | 0 | 0 | 0 | 0 | 0 | 0 | 0 | 0 | 0 | 0 | 0 | 0 | 0 | 0 | 0 | 0 | 0
F1_Residential_CZ3 - Multi Family_Existing_Appliances_Natural Gas_Clothes Dryer_Economic Potential | F1 | Residential | CZ3 - Multi Family | Existing | Appliances | Natural Gas | Clothes Dryer | Economic Potential | Units | 0 | 0 | 0 | 0 | 0 | 0 | 0 | 0 | 0 | 0 | 0 | 0 | 0 | 0 | 0 | 0 | 0 | 0 | 0 | 0 | 0 | 0 | 0 | 0 | 0 | 0 | 0 | 0 | 0 | 0
F2_Residential_CZ3 - Multi Family_Existing_Appliances_Natural Gas_Clothes Dryer_Economic Potential | F2 | Residential | CZ3 - Multi Family | Existing | Appliances | Natural Gas | Clothes Dryer | Economic Potential | Usage (MMtherm) | 0 | 0 | 0 | 0 | 0 | 0 | 0 | 0 | 0 | 0 | 0 | 0 | 0 | 0 | 0 | 0 | 0 | 0 | 0 | 0 | 0 | 0 | 0 | 0 | 0 | 0 | 0 | 0 | 0 | 0
F3_Residential_CZ3 - Multi Family_Existing_Appliances_Natural Gas_Clothes Dryer_Economic Potential | F3 | Residential | CZ3 - Multi Family | Existing | Appliances | Natural Gas | Clothes Dryer | Economic Potential | Peak Demand (S) | 0 | 0 | 0 | 0 | 0 | 0 | 0 | 0 | 0 | 0 | 0 | 0 | 0 | 0 | 0 | 0 | 0 | 0 | 0 | 0 | 0 | 0 | 0 | 0 | 0 | 0 | 0 | 0 | 0 | 0
F4_Residential_CZ3 - Multi Family_Existing_Appliances_Natural Gas_Clothes Dryer_Economic Potential | F4 | Residential | CZ3 - Multi Family | Existing | Appliances | Natural Gas | Clothes Dryer | Economic Potential | Peak Demand (W) | 0 | 0 | 0 | 0 | 0 | 0 | 0 | 0 | 0 | 0 | 0 | 0 | 0 | 0 | 0 | 0 | 0 | 0 | 0 | 0 | 0 | 0 | 0 | 0 | 0 | 0 | 0 | 0 | 0 | 0
F5_Residential_CZ3 - Multi Family_Existing_Appliances_Natural Gas_Clothes Dryer_Economic Potential | F5 | Residential | CZ3 - Multi Family | Existing | Appliances | Natural Gas | Clothes Dryer | Economic Potential | Turnover | 0 | 0 | 0 | 0 | 0 | 0 | 0 | 0 | 0 | 0 | 0 | 0 | 0 | 0 | 0 | 0 | 0 | 0 | 0 | 0 | 0 | 0 | 0 | 0 | 0 | 0 | 0 | 0 | 0 | 0
F6_Residential_CZ3 - Multi Family_Existing_Appliances_Natural Gas_Clothes Dryer_Economic Potential | F6 | Residential | CZ3 - Multi Family | Existing | Appliances | Natural Gas | Clothes Dryer | Economic Potential | Avg. Replacement Usage | 0 | 0 | 0 | 0 | 0 | 0 | 0 | 0 | 0 | 0 | 0 | 0 | 0 | 0 | 0 | 0 | 0 | 0 | 0 | 0 | 0 | 0 | 0 | 0 | 0 | 0 | 0 | 0 | 0 | 0
F7_Residential_CZ3 - Multi Family_Existing_Appliances_Natural Gas_Clothes Dryer_Economic Potential | F7 | Residential | CZ3 - Multi Family | Existing | Appliances | Natural Gas | Clothes Dryer | Economic Potential | Avg. Replacement Demand (S) | 0 | 0 | 0 | 0 | 0 | 0 | 0 | 0 | 0 | 0 | 0 | 0 | 0 | 0 | 0 | 0 | 0 | 0 | 0 | 0 | 0 | 0 | 0 | 0 | 0 | 0 | 0 | 0 | 0 | 0
F8_Residential_CZ3 - Multi Family_Existing_Appliances_Natural Gas_Clothes Dryer_Economic Potential | F8 | Residential | CZ3 - Multi Family | Existing | Appliances | Natural Gas | Clothes Dryer | Economic Potential | Avg. Replacement Demand (W) | 0 | 0 | 0 | 0 | 0 | 0 | 0 | 0 | 0 | 0 | 0 | 0 | 0 | 0 | 0 | 0 | 0 | 0 | 0 | 0 | 0 | 0 | 0 | 0 | 0 | 0 | 0 | 0 | 0 | 0
F1_Residential_CZ3 - Multi Family_Existing_Appliances_Natural Gas_Stove/Oven_Economic Potential | F1 | Residential | CZ3 - Multi Family | Existing | Appliances | Natural Gas | Stove/Oven | Economic Potential | Units | 0 | 0 | 0 | 0 | 0 | 0 | 0 | 0 | 0 | 0 | 0 | 0 | 0 | 0 | 0 | 0 | 0 | 0 | 0 | 0 | 0 | 0 | 0 | 0 | 0 | 0 | 0 | 0 | 0 | 0
F2_Residential_CZ3 - Multi Family_Existing_Appliances_Natural Gas_Stove/Oven_Economic Potential | F2 | Residential | CZ3 - Multi Family | Existing | Appliances | Natural Gas | Stove/Oven | Economic Potential | Usage (MMtherm) | 0 | 0 | 0 | 0 | 0 | 0 | 0 | 0 | 0 | 0 | 0 | 0 | 0 | 0 | 0 | 0 | 0 | 0 | 0 | 0 | 0 | 0 | 0 | 0 | 0 | 0 | 0 | 0 | 0 | 0
F3_Residential_CZ3 - Multi Family_Existing_Appliances_Natural Gas_Stove/Oven_Economic Potential | F3 | Residential | CZ3 - Multi Family | Existing | Appliances | Natural Gas | Stove/Oven | Economic Potential | Peak Demand (S) | 0 | 0 | 0 | 0 | 0 | 0 | 0 | 0 | 0 | 0 | 0 | 0 | 0 | 0 | 0 | 0 | 0 | 0 | 0 | 0 | 0 | 0 | 0 | 0 | 0 | 0 | 0 | 0 | 0 | 0
F4_Residential_CZ3 - Multi Family_Existing_Appliances_Natural Gas_Stove/Oven_Economic Potential | F4 | Residential | CZ3 - Multi Family | Existing | Appliances | Natural Gas | Stove/Oven | Economic Potential | Peak Demand (W) | 0 | 0 | 0 | 0 | 0 | 0 | 0 | 0 | 0 | 0 | 0 | 0 | 0 | 0 | 0 | 0 | 0 | 0 | 0 | 0 | 0 | 0 | 0 | 0 | 0 | 0 | 0 | 0 | 0 | 0
F5_Residential_CZ3 - Multi Family_Existing_Appliances_Natural Gas_Stove/Oven_Economic Potential | F5 | Residential | CZ3 - Multi Family | Existing | Appliances | Natural Gas | Stove/Oven | Economic Potential | Turnover | 0 | 0 | 0 | 0 | 0 | 0 | 0 | 0 | 0 | 0 | 0 | 0 | 0 | 0 | 0 | 0 | 0 | 0 | 0 | 0 | 0 | 0 | 0 | 0 | 0 | 0 | 0 | 0 | 0 | 0
F6_Residential_CZ3 - Multi Family_Existing_Appliances_Natural Gas_Stove/Oven_Economic Potential | F6 | Residential | CZ3 - Multi Family | Existing | Appliances | Natural Gas | Stove/Oven | Economic Potential | Avg. Replacement Usage | 0 | 0 | 0 | 0 | 0 | 0 | 0 | 0 | 0 | 0 | 0 | 0 | 0 | 0 | 0 | 0 | 0 | 0 | 0 | 0 | 0 | 0 | 0 | 0 | 0 | 0 | 0 | 0 | 0 | 0
F7_Residential_CZ3 - Multi Family_Existing_Appliances_Natural Gas_Stove/Oven_Economic Potential | F7 | Residential | CZ3 - Multi Family | Existing | Appliances | Natural Gas | Stove/Oven | Economic Potential | Avg. Replacement Demand (S) | 0 | 0 | 0 | 0 | 0 | 0 | 0 | 0 | 0 | 0 | 0 | 0 | 0 | 0 | 0 | 0 | 0 | 0 | 0 | 0 | 0 | 0 | 0 | 0 | 0 | 0 | 0 | 0 | 0 | 0
F8_Residential_CZ3 - Multi Family_Existing_Appliances_Natural Gas_Stove/Oven_Economic Potential | F8 | Residential | CZ3 - Multi Family | Existing | Appliances | Natural Gas | Stove/Oven | Economic Potential | Avg. Replacement Demand (W) | 0 | 0 | 0 | 0 | 0 | 0 | 0 | 0 | 0 | 0 | 0 | 0 | 0 | 0 | 0 | 0 | 0 | 0 | 0 | 0 | 0 | 0 | 0 | 0 | 0 | 0 | 0 | 0 | 0 | 0
F1_Residential_CZ3 - Multi Family_Existing_Miscellaneous_Natural Gas_Pool Heater_Economic Potential | F1 | Residential | CZ3 - Multi Family | Existing | Miscellaneous | Natural Gas | Pool Heater | Economic Potential | Units | 0 | 0 | 0 | 0 | 0 | 0 | 0 | 0 | 0 | 0 | 0 | 0 | 0 | 0 | 0 | 0 | 0 | 0 | 0 | 0 | 0 | 0 | 0 | 0 | 0 | 0 | 0 | 0 | 0 | 0
F2_Residential_CZ3 - Multi Family_Existing_Miscellaneous_Natural Gas_Pool Heater_Economic Potential | F2 | Residential | CZ3 - Multi Family | Existing | Miscellaneous | Natural Gas | Pool Heater | Economic Potential | Usage (MMtherm) | 0 | 0 | 0 | 0 | 0 | 0 | 0 | 0 | 0 | 0 | 0 | 0 | 0 | 0 | 0 | 0 | 0 | 0 | 0 | 0 | 0 | 0 | 0 | 0 | 0 | 0 | 0 | 0 | 0 | 0
F3_Residential_CZ3 - Multi Family_Existing_Miscellaneous_Natural Gas_Pool Heater_Economic Potential | F3 | Residential | CZ3 - Multi Family | Existing | Miscellaneous | Natural Gas | Pool Heater | Economic Potential | Peak Demand (S) | 0 | 0 | 0 | 0 | 0 | 0 | 0 | 0 | 0 | 0 | 0 | 0 | 0 | 0 | 0 | 0 | 0 | 0 | 0 | 0 | 0 | 0 | 0 | 0 | 0 | 0 | 0 | 0 | 0 | 0
F4_Residential_CZ3 - Multi Family_Existing_Miscellaneous_Natural Gas_Pool Heater_Economic Potential | F4 | Residential | CZ3 - Multi Family | Existing | Miscellaneous | Natural Gas | Pool Heater | Economic Potential | Peak Demand (W) | 0 | 0 | 0 | 0 | 0 | 0 | 0 | 0 | 0 | 0 | 0 | 0 | 0 | 0 | 0 | 0 | 0 | 0 | 0 | 0 | 0 | 0 | 0 | 0 | 0 | 0 | 0 | 0 | 0 | 0
F5_Residential_CZ3 - Multi Family_Existing_Miscellaneous_Natural Gas_Pool Heater_Economic Potential | F5 | Residential | CZ3 - Multi Family | Existing | Miscellaneous | Natural Gas | Pool Heater | Economic Potential | Turnover | 0 | 0 | 0 | 0 | 0 | 0 | 0 | 0 | 0 | 0 | 0 | 0 | 0 | 0 | 0 | 0 | 0 | 0 | 0 | 0 | 0 | 0 | 0 | 0 | 0 | 0 | 0 | 0 | 0 | 0
F6_Residential_CZ3 - Multi Family_Existing_Miscellaneous_Natural Gas_Pool Heater_Economic Potential | F6 | Residential | CZ3 - Multi Family | Existing | Miscellaneous | Natural Gas | Pool Heater | Economic Potential | Avg. Replacement Usage | 0 | 0 | 0 | 0 | 0 | 0 | 0 | 0 | 0 | 0 | 0 | 0 | 0 | 0 | 0 | 0 | 0 | 0 | 0 | 0 | 0 | 0 | 0 | 0 | 0 | 0 | 0 | 0 | 0 | 0
F7_Residential_CZ3 - Multi Family_Existing_Miscellaneous_Natural Gas_Pool Heater_Economic Potential | F7 | Residential | CZ3 - Multi Family | Existing | Miscellaneous | Natural Gas | Pool Heater | Economic Potential | Avg. Replacement Demand (S) | 0 | 0 | 0 | 0 | 0 | 0 | 0 | 0 | 0 | 0 | 0 | 0 | 0 | 0 | 0 | 0 | 0 | 0 | 0 | 0 | 0 | 0 | 0 | 0 | 0 | 0 | 0 | 0 | 0 | 0
F8_Residential_CZ3 - Multi Family_Existing_Miscellaneous_Natural Gas_Pool Heater_Economic Potential | F8 | Residential | CZ3 - Multi Family | Existing | Miscellaneous | Natural Gas | Pool Heater | Economic Potential | Avg. Replacement Demand (W) | 0 | 0 | 0 | 0 | 0 | 0 | 0 | 0 | 0 | 0 | 0 | 0 | 0 | 0 | 0 | 0 | 0 | 0 | 0 | 0 | 0 | 0 | 0 | 0 | 0 | 0 | 0 | 0 | 0 | 0
F1_Residential_CZ3 - Multi Family_Existing_Miscellaneous_Natural Gas_Miscellaneous_Economic Potential | F1 | Residential | CZ3 - Multi Family | Existing | Miscellaneous | Natural Gas | Miscellaneous | Economic Potential | Units | 0 | 0 | 0 | 0 | 0 | 0 | 0 | 0 | 0 | 0 | 0 | 0 | 0 | 0 | 0 | 0 | 0 | 0 | 0 | 0 | 0 | 0 | 0 | 0 | 0 | 0 | 0 | 0 | 0 | 0
F2_Residential_CZ3 - Multi Family_Existing_Miscellaneous_Natural Gas_Miscellaneous_Economic Potential | F2 | Residential | CZ3 - Multi Family | Existing | Miscellaneous | Natural Gas | Miscellaneous | Economic Potential | Usage (MMtherm) | 0 | 0 | 0 | 0 | 0 | 0 | 0 | 0 | 0 | 0 | 0 | 0 | 0 | 0 | 0 | 0 | 0 | 0 | 0 | 0 | 0 | 0 | 0 | 0 | 0 | 0 | 0 | 0 | 0 | 0
F3_Residential_CZ3 - Multi Family_Existing_Miscellaneous_Natural Gas_Miscellaneous_Economic Potential | F3 | Residential | CZ3 - Multi Family | Existing | Miscellaneous | Natural Gas | Miscellaneous | Economic Potential | Peak Demand (S) | 0 | 0 | 0 | 0 | 0 | 0 | 0 | 0 | 0 | 0 | 0 | 0 | 0 | 0 | 0 | 0 | 0 | 0 | 0 | 0 | 0 | 0 | 0 | 0 | 0 | 0 | 0 | 0 | 0 | 0
F4_Residential_CZ3 - Multi Family_Existing_Miscellaneous_Natural Gas_Miscellaneous_Economic Potential | F4 | Residential | CZ3 - Multi Family | Existing | Miscellaneous | Natural Gas | Miscellaneous | Economic Potential | Peak Demand (W) | 0 | 0 | 0 | 0 | 0 | 0 | 0 | 0 | 0 | 0 | 0 | 0 | 0 | 0 | 0 | 0 | 0 | 0 | 0 | 0 | 0 | 0 | 0 | 0 | 0 | 0 | 0 | 0 | 0 | 0
F5_Residential_CZ3 - Multi Family_Existing_Miscellaneous_Natural Gas_Miscellaneous_Economic Potential | F5 | Residential | CZ3 - Multi Family | Existing | Miscellaneous | Natural Gas | Miscellaneous | Economic Potential | Turnover | 0 | 0 | 0 | 0 | 0 | 0 | 0 | 0 | 0 | 0 | 0 | 0 | 0 | 0 | 0 | 0 | 0 | 0 | 0 | 0 | 0 | 0 | 0 | 0 | 0 | 0 | 0 | 0 | 0 | 0
F6_Residential_CZ3 - Multi Family_Existing_Miscellaneous_Natural Gas_Miscellaneous_Economic Potential | F6 | Residential | CZ3 - Multi Family | Existing | Miscellaneous | Natural Gas | Miscellaneous | Economic Potential | Avg. Replacement Usage | 0 | 0 | 0 | 0 | 0 | 0 | 0 | 0 | 0 | 0 | 0 | 0 | 0 | 0 | 0 | 0 | 0 | 0 | 0 | 0 | 0 | 0 | 0 | 0 | 0 | 0 | 0 | 0 | 0 | 0
F7_Residential_CZ3 - Multi Family_Existing_Miscellaneous_Natural Gas_Miscellaneous_Economic Potential | F7 | Residential | CZ3 - Multi Family | Existing | Miscellaneous | Natural Gas | Miscellaneous | Economic Potential | Avg. Replacement Demand (S) | 0 | 0 | 0 | 0 | 0 | 0 | 0 | 0 | 0 | 0 | 0 | 0 | 0 | 0 | 0 | 0 | 0 | 0 | 0 | 0 | 0 | 0 | 0 | 0 | 0 | 0 | 0 | 0 | 0 | 0
F8_Residential_CZ3 - Multi Family_Existing_Miscellaneous_Natural Gas_Miscellaneous_Economic Potential | F8 | Residential | CZ3 - Multi Family | Existing | Miscellaneous | Natural Gas | Miscellaneous | Economic Potential | Avg. Replacement Demand (W) | 0 | 0 | 0 | 0 | 0 | 0 | 0 | 0 | 0 | 0 | 0 | 0 | 0 | 0 | 0 | 0 | 0 | 0 | 0 | 0 | 0 | 0 | 0 | 0 | 0 | 0 | 0 | 0 | 0 | 0
F1_Residential_CZ3 - Multi Family_New_Space Heating_Natural Gas_Furnace - Direct Fuel_Economic Potential | F1 | Residential | CZ3 - Multi Family | New | Space Heating | Natural Gas | Furnace - Direct Fuel | Economic Potential | Units | 0 | 0 | 0 | 0 | 0 | 0 | 0 | 0 | 0 | 0 | 0 | 0 | 0 | 0 | 0 | 0 | 0 | 0 | 0 | 0 | 0 | 0 | 0 | 0 | 0 | 0 | 0 | 0 | 0 | 0
F2_Residential_CZ3 - Multi Family_New_Space Heating_Natural Gas_Furnace - Direct Fuel_Economic Potential | F2 | Residential | CZ3 - Multi Family | New | Space Heating | Natural Gas | Furnace - Direct Fuel | Economic Potential | Usage (MMtherm) | 0 | 0 | 0 | 0 | 0 | 0 | 0 | 0 | 0 | 0 | 0 | 0 | 0 | 0 | 0 | 0 | 0 | 0 | 0 | 0 | 0 | 0 | 0 | 0 | 0 | 0 | 0 | 0 | 0 | 0
F3_Residential_CZ3 - Multi Family_New_Space Heating_Natural Gas_Furnace - Direct Fuel_Economic Potential | F3 | Residential | CZ3 - Multi Family | New | Space Heating | Natural Gas | Furnace - Direct Fuel | Economic Potential | Peak Demand (S) | 0 | 0 | 0 | 0 | 0 | 0 | 0 | 0 | 0 | 0 | 0 | 0 | 0 | 0 | 0 | 0 | 0 | 0 | 0 | 0 | 0 | 0 | 0 | 0 | 0 | 0 | 0 | 0 | 0 | 0
F4_Residential_CZ3 - Multi Family_New_Space Heating_Natural Gas_Furnace - Direct Fuel_Economic Potential | F4 | Residential | CZ3 - Multi Family | New | Space Heating | Natural Gas | Furnace - Direct Fuel | Economic Potential | Peak Demand (W) | 0 | 0 | 0 | 0 | 0 | 0 | 0 | 0 | 0 | 0 | 0 | 0 | 0 | 0 | 0 | 0 | 0 | 0 | 0 | 0 | 0 | 0 | 0 | 0 | 0 | 0 | 0 | 0 | 0 | 0
F5_Residential_CZ3 - Multi Family_New_Space Heating_Natural Gas_Furnace - Direct Fuel_Economic Potential | F5 | Residential | CZ3 - Multi Family | New | Space Heating | Natural Gas | Furnace - Direct Fuel | Economic Potential | Turnover | 0 | 0 | 0 | 0 | 0 | 0 | 0 | 0 | 0 | 0 | 0 | 0 | 0 | 0 | 0 | 0 | 0 | 0 | 0 | 0 | 0 | 0 | 0 | 0 | 0 | 0 | 0 | 0 | 0 | 0
F6_Residential_CZ3 - Multi Family_New_Space Heating_Natural Gas_Furnace - Direct Fuel_Economic Potential | F6 | Residential | CZ3 - Multi Family | New | Space Heating | Natural Gas | Furnace - Direct Fuel | Economic Potential | Avg. Replacement Usage | 0 | 0 | 0 | 0 | 0 | 0 | 0 | 0 | 0 | 0 | 0 | 0 | 0 | 0 | 0 | 0 | 0 | 0 | 0 | 0 | 0 | 0 | 0 | 0 | 0 | 0 | 0 | 0 | 0 | 0
F7_Residential_CZ3 - Multi Family_New_Space Heating_Natural Gas_Furnace - Direct Fuel_Economic Potential | F7 | Residential | CZ3 - Multi Family | New | Space Heating | Natural Gas | Furnace - Direct Fuel | Economic Potential | Avg. Replacement Demand (S) | 0 | 0 | 0 | 0 | 0 | 0 | 0 | 0 | 0 | 0 | 0 | 0 | 0 | 0 | 0 | 0 | 0 | 0 | 0 | 0 | 0 | 0 | 0 | 0 | 0 | 0 | 0 | 0 | 0 | 0
F8_Residential_CZ3 - Multi Family_New_Space Heating_Natural Gas_Furnace - Direct Fuel_Economic Potential | F8 | Residential | CZ3 - Multi Family | New | Space Heating | Natural Gas | Furnace - Direct Fuel | Economic Potential | Avg. Replacement Demand (W) | 0 | 0 | 0 | 0 | 0 | 0 | 0 | 0 | 0 | 0 | 0 | 0 | 0 | 0 | 0 | 0 | 0 | 0 | 0 | 0 | 0 | 0 | 0 | 0 | 0 | 0 | 0 | 0 | 0 | 0
F1_Residential_CZ3 - Multi Family_New_Space Heating_Natural Gas_Boiler - Direct Fuel_Economic Potential | F1 | Residential | CZ3 - Multi Family | New | Space Heating | Natural Gas | Boiler - Direct Fuel | Economic Potential | Units | 0 | 0 | 0 | 0 | 0 | 0 | 0 | 0 | 0 | 0 | 0 | 0 | 0 | 0 | 0 | 0 | 0 | 0 | 0 | 0 | 0 | 0 | 0 | 0 | 0 | 0 | 0 | 0 | 0 | 0
F2_Residential_CZ3 - Multi Family_New_Space Heating_Natural Gas_Boiler - Direct Fuel_Economic Potential | F2 | Residential | CZ3 - Multi Family | New | Space Heating | Natural Gas | Boiler - Direct Fuel | Economic Potential | Usage (MMtherm) | 0 | 0 | 0 | 0 | 0 | 0 | 0 | 0 | 0 | 0 | 0 | 0 | 0 | 0 | 0 | 0 | 0 | 0 | 0 | 0 | 0 | 0 | 0 | 0 | 0 | 0 | 0 | 0 | 0 | 0
F3_Residential_CZ3 - Multi Family_New_Space Heating_Natural Gas_Boiler - Direct Fuel_Economic Potential | F3 | Residential | CZ3 - Multi Family | New | Space Heating | Natural Gas | Boiler - Direct Fuel | Economic Potential | Peak Demand (S) | 0 | 0 | 0 | 0 | 0 | 0 | 0 | 0 | 0 | 0 | 0 | 0 | 0 | 0 | 0 | 0 | 0 | 0 | 0 | 0 | 0 | 0 | 0 | 0 | 0 | 0 | 0 | 0 | 0 | 0
F4_Residential_CZ3 - Multi Family_New_Space Heating_Natural Gas_Boiler - Direct Fuel_Economic Potential | F4 | Residential | CZ3 - Multi Family | New | Space Heating | Natural Gas | Boiler - Direct Fuel | Economic Potential | Peak Demand (W) | 0 | 0 | 0 | 0 | 0 | 0 | 0 | 0 | 0 | 0 | 0 | 0 | 0 | 0 | 0 | 0 | 0 | 0 | 0 | 0 | 0 | 0 | 0 | 0 | 0 | 0 | 0 | 0 | 0 | 0
F5_Residential_CZ3 - Multi Family_New_Space Heating_Natural Gas_Boiler - Direct Fuel_Economic Potential | F5 | Residential | CZ3 - Multi Family | New | Space Heating | Natural Gas | Boiler - Direct Fuel | Economic Potential | Turnover | 0 | 0 | 0 | 0 | 0 | 0 | 0 | 0 | 0 | 0 | 0 | 0 | 0 | 0 | 0 | 0 | 0 | 0 | 0 | 0 | 0 | 0 | 0 | 0 | 0 | 0 | 0 | 0 | 0 | 0
F6_Residential_CZ3 - Multi Family_New_Space Heating_Natural Gas_Boiler - Direct Fuel_Economic Potential | F6 | Residential | CZ3 - Multi Family | New | Space Heating | Natural Gas | Boiler - Direct Fuel | Economic Potential | Avg. Replacement Usage | 0 | 0 | 0 | 0 | 0 | 0 | 0 | 0 | 0 | 0 | 0 | 0 | 0 | 0 | 0 | 0 | 0 | 0 | 0 | 0 | 0 | 0 | 0 | 0 | 0 | 0 | 0 | 0 | 0 | 0
F7_Residential_CZ3 - Multi Family_New_Space Heating_Natural Gas_Boiler - Direct Fuel_Economic Potential | F7 | Residential | CZ3 - Multi Family | New | Space Heating | Natural Gas | Boiler - Direct Fuel | Economic Potential | Avg. Replacement Demand (S) | 0 | 0 | 0 | 0 | 0 | 0 | 0 | 0 | 0 | 0 | 0 | 0 | 0 | 0 | 0 | 0 | 0 | 0 | 0 | 0 | 0 | 0 | 0 | 0 | 0 | 0 | 0 | 0 | 0 | 0
F8_Residential_CZ3 - Multi Family_New_Space Heating_Natural Gas_Boiler - Direct Fuel_Economic Potential | F8 | Residential | CZ3 - Multi Family | New | Space Heating | Natural Gas | Boiler - Direct Fuel | Economic Potential | Avg. Replacement Demand (W) | 0 | 0 | 0 | 0 | 0 | 0 | 0 | 0 | 0 | 0 | 0 | 0 | 0 | 0 | 0 | 0 | 0 | 0 | 0 | 0 | 0 | 0 | 0 | 0 | 0 | 0 | 0 | 0 | 0 | 0
F1_Residential_CZ3 - Multi Family_New_Secondary Heating_Natural Gas_Fireplace_Economic Potential | F1 | Residential | CZ3 - Multi Family | New | Secondary Heating | Natural Gas | Fireplace | Economic Potential | Units | 0 | 0 | 0 | 0 | 0 | 0 | 0 | 0 | 0 | 0 | 0 | 0 | 0 | 0 | 0 | 0 | 0 | 0 | 0 | 0 | 0 | 0 | 0 | 0 | 0 | 0 | 0 | 0 | 0 | 0
F2_Residential_CZ3 - Multi Family_New_Secondary Heating_Natural Gas_Fireplace_Economic Potential | F2 | Residential | CZ3 - Multi Family | New | Secondary Heating | Natural Gas | Fireplace | Economic Potential | Usage (MMtherm) | 0 | 0 | 0 | 0 | 0 | 0 | 0 | 0 | 0 | 0 | 0 | 0 | 0 | 0 | 0 | 0 | 0 | 0 | 0 | 0 | 0 | 0 | 0 | 0 | 0 | 0 | 0 | 0 | 0 | 0
F3_Residential_CZ3 - Multi Family_New_Secondary Heating_Natural Gas_Fireplace_Economic Potential | F3 | Residential | CZ3 - Multi Family | New | Secondary Heating | Natural Gas | Fireplace | Economic Potential | Peak Demand (S) | 0 | 0 | 0 | 0 | 0 | 0 | 0 | 0 | 0 | 0 | 0 | 0 | 0 | 0 | 0 | 0 | 0 | 0 | 0 | 0 | 0 | 0 | 0 | 0 | 0 | 0 | 0 | 0 | 0 | 0
F4_Residential_CZ3 - Multi Family_New_Secondary Heating_Natural Gas_Fireplace_Economic Potential | F4 | Residential | CZ3 - Multi Family | New | Secondary Heating | Natural Gas | Fireplace | Economic Potential | Peak Demand (W) | 0 | 0 | 0 | 0 | 0 | 0 | 0 | 0 | 0 | 0 | 0 | 0 | 0 | 0 | 0 | 0 | 0 | 0 | 0 | 0 | 0 | 0 | 0 | 0 | 0 | 0 | 0 | 0 | 0 | 0
F5_Residential_CZ3 - Multi Family_New_Secondary Heating_Natural Gas_Fireplace_Economic Potential | F5 | Residential | CZ3 - Multi Family | New | Secondary Heating | Natural Gas | Fireplace | Economic Potential | Turnover | 0 | 0 | 0 | 0 | 0 | 0 | 0 | 0 | 0 | 0 | 0 | 0 | 0 | 0 | 0 | 0 | 0 | 0 | 0 | 0 | 0 | 0 | 0 | 0 | 0 | 0 | 0 | 0 | 0 | 0
F6_Residential_CZ3 - Multi Family_New_Secondary Heating_Natural Gas_Fireplace_Economic Potential | F6 | Residential | CZ3 - Multi Family | New | Secondary Heating | Natural Gas | Fireplace | Economic Potential | Avg. Replacement Usage | 0 | 0 | 0 | 0 | 0 | 0 | 0 | 0 | 0 | 0 | 0 | 0 | 0 | 0 | 0 | 0 | 0 | 0 | 0 | 0 | 0 | 0 | 0 | 0 | 0 | 0 | 0 | 0 | 0 | 0
F7_Residential_CZ3 - Multi Family_New_Secondary Heating_Natural Gas_Fireplace_Economic Potential | F7 | Residential | CZ3 - Multi Family | New | Secondary Heating | Natural Gas | Fireplace | Economic Potential | Avg. Replacement Demand (S) | 0 | 0 | 0 | 0 | 0 | 0 | 0 | 0 | 0 | 0 | 0 | 0 | 0 | 0 | 0 | 0 | 0 | 0 | 0 | 0 | 0 | 0 | 0 | 0 | 0 | 0 | 0 | 0 | 0 | 0
F8_Residential_CZ3 - Multi Family_New_Secondary Heating_Natural Gas_Fireplace_Economic Potential | F8 | Residential | CZ3 - Multi Family | New | Secondary Heating | Natural Gas | Fireplace | Economic Potential | Avg. Replacement Demand (W) | 0 | 0 | 0 | 0 | 0 | 0 | 0 | 0 | 0 | 0 | 0 | 0 | 0 | 0 | 0 | 0 | 0 | 0 | 0 | 0 | 0 | 0 | 0 | 0 | 0 | 0 | 0 | 0 | 0 | 0
F1_Residential_CZ3 - Multi Family_New_Water Heating_Natural Gas_Water Heater <= 55 gal._Economic Potential | F1 | Residential | CZ3 - Multi Family | New | Water Heating | Natural Gas | Water Heater <= 55 gal. | Economic Potential | Units | 0 | 0 | 0 | 0 | 0 | 0 | 0 | 0 | 0 | 0 | 0 | 0 | 0 | 0 | 0 | 0 | 0 | 0 | 0 | 0 | 0 | 0 | 0 | 0 | 0 | 0 | 0 | 0 | 0 | 0
F2_Residential_CZ3 - Multi Family_New_Water Heating_Natural Gas_Water Heater <= 55 gal._Economic Potential | F2 | Residential | CZ3 - Multi Family | New | Water Heating | Natural Gas | Water Heater <= 55 gal. | Economic Potential | Usage (MMtherm) | 0 | 0 | 0 | 0 | 0 | 0 | 0 | 0 | 0 | 0 | 0 | 0 | 0 | 0 | 0 | 0 | 0 | 0 | 0 | 0 | 0 | 0 | 0 | 0 | 0 | 0 | 0 | 0 | 0 | 0
F3_Residential_CZ3 - Multi Family_New_Water Heating_Natural Gas_Water Heater <= 55 gal._Economic Potential | F3 | Residential | CZ3 - Multi Family | New | Water Heating | Natural Gas | Water Heater <= 55 gal. | Economic Potential | Peak Demand (S) | 0 | 0 | 0 | 0 | 0 | 0 | 0 | 0 | 0 | 0 | 0 | 0 | 0 | 0 | 0 | 0 | 0 | 0 | 0 | 0 | 0 | 0 | 0 | 0 | 0 | 0 | 0 | 0 | 0 | 0
F4_Residential_CZ3 - Multi Family_New_Water Heating_Natural Gas_Water Heater <= 55 gal._Economic Potential | F4 | Residential | CZ3 - Multi Family | New | Water Heating | Natural Gas | Water Heater <= 55 gal. | Economic Potential | Peak Demand (W) | 0 | 0 | 0 | 0 | 0 | 0 | 0 | 0 | 0 | 0 | 0 | 0 | 0 | 0 | 0 | 0 | 0 | 0 | 0 | 0 | 0 | 0 | 0 | 0 | 0 | 0 | 0 | 0 | 0 | 0
F5_Residential_CZ3 - Multi Family_New_Water Heating_Natural Gas_Water Heater <= 55 gal._Economic Potential | F5 | Residential | CZ3 - Multi Family | New | Water Heating | Natural Gas | Water Heater <= 55 gal. | Economic Potential | Turnover | 0 | 0 | 0 | 0 | 0 | 0 | 0 | 0 | 0 | 0 | 0 | 0 | 0 | 0 | 0 | 0 | 0 | 0 | 0 | 0 | 0 | 0 | 0 | 0 | 0 | 0 | 0 | 0 | 0 | 0
F6_Residential_CZ3 - Multi Family_New_Water Heating_Natural Gas_Water Heater <= 55 gal._Economic Potential | F6 | Residential | CZ3 - Multi Family | New | Water Heating | Natural Gas | Water Heater <= 55 gal. | Economic Potential | Avg. Replacement Usage | 0 | 0 | 0 | 0 | 0 | 0 | 0 | 0 | 0 | 0 | 0 | 0 | 0 | 0 | 0 | 0 | 0 | 0 | 0 | 0 | 0 | 0 | 0 | 0 | 0 | 0 | 0 | 0 | 0 | 0
F7_Residential_CZ3 - Multi Family_New_Water Heating_Natural Gas_Water Heater <= 55 gal._Economic Potential | F7 | Residential | CZ3 - Multi Family | New | Water Heating | Natural Gas | Water Heater <= 55 gal. | Economic Potential | Avg. Replacement Demand (S) | 0 | 0 | 0 | 0 | 0 | 0 | 0 | 0 | 0 | 0 | 0 | 0 | 0 | 0 | 0 | 0 | 0 | 0 | 0 | 0 | 0 | 0 | 0 | 0 | 0 | 0 | 0 | 0 | 0 | 0
F8_Residential_CZ3 - Multi Family_New_Water Heating_Natural Gas_Water Heater <= 55 gal._Economic Potential | F8 | Residential | CZ3 - Multi Family | New | Water Heating | Natural Gas | Water Heater <= 55 gal. | Economic Potential | Avg. Replacement Demand (W) | 0 | 0 | 0 | 0 | 0 | 0 | 0 | 0 | 0 | 0 | 0 | 0 | 0 | 0 | 0 | 0 | 0 | 0 | 0 | 0 | 0 | 0 | 0 | 0 | 0 | 0 | 0 | 0 | 0 | 0
F1_Residential_CZ3 - Multi Family_New_Water Heating_Natural Gas_Water Heater > 55 gal._Economic Potential | F1 | Residential | CZ3 - Multi Family | New | Water Heating | Natural Gas | Water Heater > 55 gal. | Economic Potential | Units | 0 | 0 | 0 | 0 | 0 | 0 | 0 | 0 | 0 | 0 | 0 | 0 | 0 | 0 | 0 | 0 | 0 | 0 | 0 | 0 | 0 | 0 | 0 | 0 | 0 | 0 | 0 | 0 | 0 | 0
F2_Residential_CZ3 - Multi Family_New_Water Heating_Natural Gas_Water Heater > 55 gal._Economic Potential | F2 | Residential | CZ3 - Multi Family | New | Water Heating | Natural Gas | Water Heater > 55 gal. | Economic Potential | Usage (MMtherm) | 0 | 0 | 0 | 0 | 0 | 0 | 0 | 0 | 0 | 0 | 0 | 0 | 0 | 0 | 0 | 0 | 0 | 0 | 0 | 0 | 0 | 0 | 0 | 0 | 0 | 0 | 0 | 0 | 0 | 0
F3_Residential_CZ3 - Multi Family_New_Water Heating_Natural Gas_Water Heater > 55 gal._Economic Potential | F3 | Residential | CZ3 - Multi Family | New | Water Heating | Natural Gas | Water Heater > 55 gal. | Economic Potential | Peak Demand (S) | 0 | 0 | 0 | 0 | 0 | 0 | 0 | 0 | 0 | 0 | 0 | 0 | 0 | 0 | 0 | 0 | 0 | 0 | 0 | 0 | 0 | 0 | 0 | 0 | 0 | 0 | 0 | 0 | 0 | 0
F4_Residential_CZ3 - Multi Family_New_Water Heating_Natural Gas_Water Heater > 55 gal._Economic Potential | F4 | Residential | CZ3 - Multi Family | New | Water Heating | Natural Gas | Water Heater > 55 gal. | Economic Potential | Peak Demand (W) | 0 | 0 | 0 | 0 | 0 | 0 | 0 | 0 | 0 | 0 | 0 | 0 | 0 | 0 | 0 | 0 | 0 | 0 | 0 | 0 | 0 | 0 | 0 | 0 | 0 | 0 | 0 | 0 | 0 | 0
F5_Residential_CZ3 - Multi Family_New_Water Heating_Natural Gas_Water Heater > 55 gal._Economic Potential | F5 | Residential | CZ3 - Multi Family | New | Water Heating | Natural Gas | Water Heater > 55 gal. | Economic Potential | Turnover | 0 | 0 | 0 | 0 | 0 | 0 | 0 | 0 | 0 | 0 | 0 | 0 | 0 | 0 | 0 | 0 | 0 | 0 | 0 | 0 | 0 | 0 | 0 | 0 | 0 | 0 | 0 | 0 | 0 | 0
F6_Residential_CZ3 - Multi Family_New_Water Heating_Natural Gas_Water Heater > 55 gal._Economic Potential | F6 | Residential | CZ3 - Multi Family | New | Water Heating | Natural Gas | Water Heater > 55 gal. | Economic Potential | Avg. Replacement Usage | 0 | 0 | 0 | 0 | 0 | 0 | 0 | 0 | 0 | 0 | 0 | 0 | 0 | 0 | 0 | 0 | 0 | 0 | 0 | 0 | 0 | 0 | 0 | 0 | 0 | 0 | 0 | 0 | 0 | 0
F7_Residential_CZ3 - Multi Family_New_Water Heating_Natural Gas_Water Heater > 55 gal._Economic Potential | F7 | Residential | CZ3 - Multi Family | New | Water Heating | Natural Gas | Water Heater > 55 gal. | Economic Potential | Avg. Replacement Demand (S) | 0 | 0 | 0 | 0 | 0 | 0 | 0 | 0 | 0 | 0 | 0 | 0 | 0 | 0 | 0 | 0 | 0 | 0 | 0 | 0 | 0 | 0 | 0 | 0 | 0 | 0 | 0 | 0 | 0 | 0
F8_Residential_CZ3 - Multi Family_New_Water Heating_Natural Gas_Water Heater > 55 gal._Economic Potential | F8 | Residential | CZ3 - Multi Family | New | Water Heating | Natural Gas | Water Heater > 55 gal. | Economic Potential | Avg. Replacement Demand (W) | 0 | 0 | 0 | 0 | 0 | 0 | 0 | 0 | 0 | 0 | 0 | 0 | 0 | 0 | 0 | 0 | 0 | 0 | 0 | 0 | 0 | 0 | 0 | 0 | 0 | 0 | 0 | 0 | 0 | 0
F1_Residential_CZ3 - Multi Family_New_Appliances_Natural Gas_Clothes Dryer_Economic Potential | F1 | Residential | CZ3 - Multi Family | New | Appliances | Natural Gas | Clothes Dryer | Economic Potential | Units | 0 | 0 | 0 | 0 | 0 | 0 | 0 | 0 | 0 | 0 | 0 | 0 | 0 | 0 | 0 | 0 | 0 | 0 | 0 | 0 | 0 | 0 | 0 | 0 | 0 | 0 | 0 | 0 | 0 | 0
F2_Residential_CZ3 - Multi Family_New_Appliances_Natural Gas_Clothes Dryer_Economic Potential | F2 | Residential | CZ3 - Multi Family | New | Appliances | Natural Gas | Clothes Dryer | Economic Potential | Usage (MMtherm) | 0 | 0 | 0 | 0 | 0 | 0 | 0 | 0 | 0 | 0 | 0 | 0 | 0 | 0 | 0 | 0 | 0 | 0 | 0 | 0 | 0 | 0 | 0 | 0 | 0 | 0 | 0 | 0 | 0 | 0
F3_Residential_CZ3 - Multi Family_New_Appliances_Natural Gas_Clothes Dryer_Economic Potential | F3 | Residential | CZ3 - Multi Family | New | Appliances | Natural Gas | Clothes Dryer | Economic Potential | Peak Demand (S) | 0 | 0 | 0 | 0 | 0 | 0 | 0 | 0 | 0 | 0 | 0 | 0 | 0 | 0 | 0 | 0 | 0 | 0 | 0 | 0 | 0 | 0 | 0 | 0 | 0 | 0 | 0 | 0 | 0 | 0
F4_Residential_CZ3 - Multi Family_New_Appliances_Natural Gas_Clothes Dryer_Economic Potential | F4 | Residential | CZ3 - Multi Family | New | Appliances | Natural Gas | Clothes Dryer | Economic Potential | Peak Demand (W) | 0 | 0 | 0 | 0 | 0 | 0 | 0 | 0 | 0 | 0 | 0 | 0 | 0 | 0 | 0 | 0 | 0 | 0 | 0 | 0 | 0 | 0 | 0 | 0 | 0 | 0 | 0 | 0 | 0 | 0
F5_Residential_CZ3 - Multi Family_New_Appliances_Natural Gas_Clothes Dryer_Economic Potential | F5 | Residential | CZ3 - Multi Family | New | Appliances | Natural Gas | Clothes Dryer | Economic Potential | Turnover | 0 | 0 | 0 | 0 | 0 | 0 | 0 | 0 | 0 | 0 | 0 | 0 | 0 | 0 | 0 | 0 | 0 | 0 | 0 | 0 | 0 | 0 | 0 | 0 | 0 | 0 | 0 | 0 | 0 | 0
F6_Residential_CZ3 - Multi Family_New_Appliances_Natural Gas_Clothes Dryer_Economic Potential | F6 | Residential | CZ3 - Multi Family | New | Appliances | Natural Gas | Clothes Dryer | Economic Potential | Avg. Replacement Usage | 0 | 0 | 0 | 0 | 0 | 0 | 0 | 0 | 0 | 0 | 0 | 0 | 0 | 0 | 0 | 0 | 0 | 0 | 0 | 0 | 0 | 0 | 0 | 0 | 0 | 0 | 0 | 0 | 0 | 0
F7_Residential_CZ3 - Multi Family_New_Appliances_Natural Gas_Clothes Dryer_Economic Potential | F7 | Residential | CZ3 - Multi Family | New | Appliances | Natural Gas | Clothes Dryer | Economic Potential | Avg. Replacement Demand (S) | 0 | 0 | 0 | 0 | 0 | 0 | 0 | 0 | 0 | 0 | 0 | 0 | 0 | 0 | 0 | 0 | 0 | 0 | 0 | 0 | 0 | 0 | 0 | 0 | 0 | 0 | 0 | 0 | 0 | 0
F8_Residential_CZ3 - Multi Family_New_Appliances_Natural Gas_Clothes Dryer_Economic Potential | F8 | Residential | CZ3 - Multi Family | New | Appliances | Natural Gas | Clothes Dryer | Economic Potential | Avg. Replacement Demand (W) | 0 | 0 | 0 | 0 | 0 | 0 | 0 | 0 | 0 | 0 | 0 | 0 | 0 | 0 | 0 | 0 | 0 | 0 | 0 | 0 | 0 | 0 | 0 | 0 | 0 | 0 | 0 | 0 | 0 | 0
F1_Residential_CZ3 - Multi Family_New_Appliances_Natural Gas_Stove/Oven_Economic Potential | F1 | Residential | CZ3 - Multi Family | New | Appliances | Natural Gas | Stove/Oven | Economic Potential | Units | 0 | 0 | 0 | 0 | 0 | 0 | 0 | 0 | 0 | 0 | 0 | 0 | 0 | 0 | 0 | 0 | 0 | 0 | 0 | 0 | 0 | 0 | 0 | 0 | 0 | 0 | 0 | 0 | 0 | 0
F2_Residential_CZ3 - Multi Family_New_Appliances_Natural Gas_Stove/Oven_Economic Potential | F2 | Residential | CZ3 - Multi Family | New | Appliances | Natural Gas | Stove/Oven | Economic Potential | Usage (MMtherm) | 0 | 0 | 0 | 0 | 0 | 0 | 0 | 0 | 0 | 0 | 0 | 0 | 0 | 0 | 0 | 0 | 0 | 0 | 0 | 0 | 0 | 0 | 0 | 0 | 0 | 0 | 0 | 0 | 0 | 0
F3_Residential_CZ3 - Multi Family_New_Appliances_Natural Gas_Stove/Oven_Economic Potential | F3 | Residential | CZ3 - Multi Family | New | Appliances | Natural Gas | Stove/Oven | Economic Potential | Peak Demand (S) | 0 | 0 | 0 | 0 | 0 | 0 | 0 | 0 | 0 | 0 | 0 | 0 | 0 | 0 | 0 | 0 | 0 | 0 | 0 | 0 | 0 | 0 | 0 | 0 | 0 | 0 | 0 | 0 | 0 | 0
F4_Residential_CZ3 - Multi Family_New_Appliances_Natural Gas_Stove/Oven_Economic Potential | F4 | Residential | CZ3 - Multi Family | New | Appliances | Natural Gas | Stove/Oven | Economic Potential | Peak Demand (W) | 0 | 0 | 0 | 0 | 0 | 0 | 0 | 0 | 0 | 0 | 0 | 0 | 0 | 0 | 0 | 0 | 0 | 0 | 0 | 0 | 0 | 0 | 0 | 0 | 0 | 0 | 0 | 0 | 0 | 0
F5_Residential_CZ3 - Multi Family_New_Appliances_Natural Gas_Stove/Oven_Economic Potential | F5 | Residential | CZ3 - Multi Family | New | Appliances | Natural Gas | Stove/Oven | Economic Potential | Turnover | 0 | 0 | 0 | 0 | 0 | 0 | 0 | 0 | 0 | 0 | 0 | 0 | 0 | 0 | 0 | 0 | 0 | 0 | 0 | 0 | 0 | 0 | 0 | 0 | 0 | 0 | 0 | 0 | 0 | 0
F6_Residential_CZ3 - Multi Family_New_Appliances_Natural Gas_Stove/Oven_Economic Potential | F6 | Residential | CZ3 - Multi Family | New | Appliances | Natural Gas | Stove/Oven | Economic Potential | Avg. Replacement Usage | 0 | 0 | 0 | 0 | 0 | 0 | 0 | 0 | 0 | 0 | 0 | 0 | 0 | 0 | 0 | 0 | 0 | 0 | 0 | 0 | 0 | 0 | 0 | 0 | 0 | 0 | 0 | 0 | 0 | 0
F7_Residential_CZ3 - Multi Family_New_Appliances_Natural Gas_Stove/Oven_Economic Potential | F7 | Residential | CZ3 - Multi Family | New | Appliances | Natural Gas | Stove/Oven | Economic Potential | Avg. Replacement Demand (S) | 0 | 0 | 0 | 0 | 0 | 0 | 0 | 0 | 0 | 0 | 0 | 0 | 0 | 0 | 0 | 0 | 0 | 0 | 0 | 0 | 0 | 0 | 0 | 0 | 0 | 0 | 0 | 0 | 0 | 0
F8_Residential_CZ3 - Multi Family_New_Appliances_Natural Gas_Stove/Oven_Economic Potential | F8 | Residential | CZ3 - Multi Family | New | Appliances | Natural Gas | Stove/Oven | Economic Potential | Avg. Replacement Demand (W) | 0 | 0 | 0 | 0 | 0 | 0 | 0 | 0 | 0 | 0 | 0 | 0 | 0 | 0 | 0 | 0 | 0 | 0 | 0 | 0 | 0 | 0 | 0 | 0 | 0 | 0 | 0 | 0 | 0 | 0
F1_Residential_CZ3 - Multi Family_New_Miscellaneous_Natural Gas_Pool Heater_Economic Potential | F1 | Residential | CZ3 - Multi Family | New | Miscellaneous | Natural Gas | Pool Heater | Economic Potential | Units | 0 | 0 | 0 | 0 | 0 | 0 | 0 | 0 | 0 | 0 | 0 | 0 | 0 | 0 | 0 | 0 | 0 | 0 | 0 | 0 | 0 | 0 | 0 | 0 | 0 | 0 | 0 | 0 | 0 | 0
F2_Residential_CZ3 - Multi Family_New_Miscellaneous_Natural Gas_Pool Heater_Economic Potential | F2 | Residential | CZ3 - Multi Family | New | Miscellaneous | Natural Gas | Pool Heater | Economic Potential | Usage (MMtherm) | 0 | 0 | 0 | 0 | 0 | 0 | 0 | 0 | 0 | 0 | 0 | 0 | 0 | 0 | 0 | 0 | 0 | 0 | 0 | 0 | 0 | 0 | 0 | 0 | 0 | 0 | 0 | 0 | 0 | 0
F3_Residential_CZ3 - Multi Family_New_Miscellaneous_Natural Gas_Pool Heater_Economic Potential | F3 | Residential | CZ3 - Multi Family | New | Miscellaneous | Natural Gas | Pool Heater | Economic Potential | Peak Demand (S) | 0 | 0 | 0 | 0 | 0 | 0 | 0 | 0 | 0 | 0 | 0 | 0 | 0 | 0 | 0 | 0 | 0 | 0 | 0 | 0 | 0 | 0 | 0 | 0 | 0 | 0 | 0 | 0 | 0 | 0
F4_Residential_CZ3 - Multi Family_New_Miscellaneous_Natural Gas_Pool Heater_Economic Potential | F4 | Residential | CZ3 - Multi Family | New | Miscellaneous | Natural Gas | Pool Heater | Economic Potential | Peak Demand (W) | 0 | 0 | 0 | 0 | 0 | 0 | 0 | 0 | 0 | 0 | 0 | 0 | 0 | 0 | 0 | 0 | 0 | 0 | 0 | 0 | 0 | 0 | 0 | 0 | 0 | 0 | 0 | 0 | 0 | 0
F5_Residential_CZ3 - Multi Family_New_Miscellaneous_Natural Gas_Pool Heater_Economic Potential | F5 | Residential | CZ3 - Multi Family | New | Miscellaneous | Natural Gas | Pool Heater | Economic Potential | Turnover | 0 | 0 | 0 | 0 | 0 | 0 | 0 | 0 | 0 | 0 | 0 | 0 | 0 | 0 | 0 | 0 | 0 | 0 | 0 | 0 | 0 | 0 | 0 | 0 | 0 | 0 | 0 | 0 | 0 | 0
F6_Residential_CZ3 - Multi Family_New_Miscellaneous_Natural Gas_Pool Heater_Economic Potential | F6 | Residential | CZ3 - Multi Family | New | Miscellaneous | Natural Gas | Pool Heater | Economic Potential | Avg. Replacement Usage | 0 | 0 | 0 | 0 | 0 | 0 | 0 | 0 | 0 | 0 | 0 | 0 | 0 | 0 | 0 | 0 | 0 | 0 | 0 | 0 | 0 | 0 | 0 | 0 | 0 | 0 | 0 | 0 | 0 | 0
F7_Residential_CZ3 - Multi Family_New_Miscellaneous_Natural Gas_Pool Heater_Economic Potential | F7 | Residential | CZ3 - Multi Family | New | Miscellaneous | Natural Gas | Pool Heater | Economic Potential | Avg. Replacement Demand (S) | 0 | 0 | 0 | 0 | 0 | 0 | 0 | 0 | 0 | 0 | 0 | 0 | 0 | 0 | 0 | 0 | 0 | 0 | 0 | 0 | 0 | 0 | 0 | 0 | 0 | 0 | 0 | 0 | 0 | 0
F8_Residential_CZ3 - Multi Family_New_Miscellaneous_Natural Gas_Pool Heater_Economic Potential | F8 | Residential | CZ3 - Multi Family | New | Miscellaneous | Natural Gas | Pool Heater | Economic Potential | Avg. Replacement Demand (W) | 0 | 0 | 0 | 0 | 0 | 0 | 0 | 0 | 0 | 0 | 0 | 0 | 0 | 0 | 0 | 0 | 0 | 0 | 0 | 0 | 0 | 0 | 0 | 0 | 0 | 0 | 0 | 0 | 0 | 0
F1_Residential_CZ3 - Multi Family_New_Miscellaneous_Natural Gas_Miscellaneous_Economic Potential | F1 | Residential | CZ3 - Multi Family | New | Miscellaneous | Natural Gas | Miscellaneous | Economic Potential | Units | 0 | 0 | 0 | 0 | 0 | 0 | 0 | 0 | 0 | 0 | 0 | 0 | 0 | 0 | 0 | 0 | 0 | 0 | 0 | 0 | 0 | 0 | 0 | 0 | 0 | 0 | 0 | 0 | 0 | 0
F2_Residential_CZ3 - Multi Family_New_Miscellaneous_Natural Gas_Miscellaneous_Economic Potential | F2 | Residential | CZ3 - Multi Family | New | Miscellaneous | Natural Gas | Miscellaneous | Economic Potential | Usage (MMtherm) | 0 | 0 | 0 | 0 | 0 | 0 | 0 | 0 | 0 | 0 | 0 | 0 | 0 | 0 | 0 | 0 | 0 | 0 | 0 | 0 | 0 | 0 | 0 | 0 | 0 | 0 | 0 | 0 | 0 | 0
F3_Residential_CZ3 - Multi Family_New_Miscellaneous_Natural Gas_Miscellaneous_Economic Potential | F3 | Residential | CZ3 - Multi Family | New | Miscellaneous | Natural Gas | Miscellaneous | Economic Potential | Peak Demand (S) | 0 | 0 | 0 | 0 | 0 | 0 | 0 | 0 | 0 | 0 | 0 | 0 | 0 | 0 | 0 | 0 | 0 | 0 | 0 | 0 | 0 | 0 | 0 | 0 | 0 | 0 | 0 | 0 | 0 | 0
F4_Residential_CZ3 - Multi Family_New_Miscellaneous_Natural Gas_Miscellaneous_Economic Potential | F4 | Residential | CZ3 - Multi Family | New | Miscellaneous | Natural Gas | Miscellaneous | Economic Potential | Peak Demand (W) | 0 | 0 | 0 | 0 | 0 | 0 | 0 | 0 | 0 | 0 | 0 | 0 | 0 | 0 | 0 | 0 | 0 | 0 | 0 | 0 | 0 | 0 | 0 | 0 | 0 | 0 | 0 | 0 | 0 | 0
F5_Residential_CZ3 - Multi Family_New_Miscellaneous_Natural Gas_Miscellaneous_Economic Potential | F5 | Residential | CZ3 - Multi Family | New | Miscellaneous | Natural Gas | Miscellaneous | Economic Potential | Turnover | 0 | 0 | 0 | 0 | 0 | 0 | 0 | 0 | 0 | 0 | 0 | 0 | 0 | 0 | 0 | 0 | 0 | 0 | 0 | 0 | 0 | 0 | 0 | 0 | 0 | 0 | 0 | 0 | 0 | 0
F6_Residential_CZ3 - Multi Family_New_Miscellaneous_Natural Gas_Miscellaneous_Economic Potential | F6 | Residential | CZ3 - Multi Family | New | Miscellaneous | Natural Gas | Miscellaneous | Economic Potential | Avg. Replacement Usage | 0 | 0 | 0 | 0 | 0 | 0 | 0 | 0 | 0 | 0 | 0 | 0 | 0 | 0 | 0 | 0 | 0 | 0 | 0 | 0 | 0 | 0 | 0 | 0 | 0 | 0 | 0 | 0 | 0 | 0
F7_Residential_CZ3 - Multi Family_New_Miscellaneous_Natural Gas_Miscellaneous_Economic Potential | F7 | Residential | CZ3 - Multi Family | New | Miscellaneous | Natural Gas | Miscellaneous | Economic Potential | Avg. Replacement Demand (S) | 0 | 0 | 0 | 0 | 0 | 0 | 0 | 0 | 0 | 0 | 0 | 0 | 0 | 0 | 0 | 0 | 0 | 0 | 0 | 0 | 0 | 0 | 0 | 0 | 0 | 0 | 0 | 0 | 0 | 0
F8_Residential_CZ3 - Multi Family_New_Miscellaneous_Natural Gas_Miscellaneous_Economic Potential | F8 | Residential | CZ3 - Multi Family | New | Miscellaneous | Natural Gas | Miscellaneous | Economic Potential | Avg. Replacement Demand (W) | 0 | 0 | 0 | 0 | 0 | 0 | 0 | 0 | 0 | 0 | 0 | 0 | 0 | 0 | 0 | 0 | 0 | 0 | 0 | 0 | 0 | 0 | 0 | 0 | 0 | 0 | 0 | 0 | 0 | 0
F1_Residential_CZ1 - Single Family_Existing_Space Heating_Natural Gas_Furnace - Direct Fuel_Technical Potential | F1 | Residential | CZ1 - Single Family | Existing | Space Heating | Natural Gas | Furnace - Direct Fuel | Technical Potential | Units | 0 | 0 | 0 | 0 | 0 | 0 | 0 | 0 | 0 | 0 | 0 | 0 | 0 | 0 | 0 | 0 | 0 | 0 | 0 | 0 | 0 | 0 | 0 | 0 | 0 | 0 | 0 | 0 | 0 | 0
F2_Residential_CZ1 - Single Family_Existing_Space Heating_Natural Gas_Furnace - Direct Fuel_Technical Potential | F2 | Residential | CZ1 - Single Family | Existing | Space Heating | Natural Gas | Furnace - Direct Fuel | Technical Potential | Usage (MMtherm) | 0 | 0 | 0 | 0 | 0 | 0 | 0 | 0 | 0 | 0 | 0 | 0 | 0 | 0 | 0 | 0 | 0 | 0 | 0 | 0 | 0 | 0 | 0 | 0 | 0 | 0 | 0 | 0 | 0 | 0
F3_Residential_CZ1 - Single Family_Existing_Space Heating_Natural Gas_Furnace - Direct Fuel_Technical Potential | F3 | Residential | CZ1 - Single Family | Existing | Space Heating | Natural Gas | Furnace - Direct Fuel | Technical Potential | Peak Demand (S) | 0 | 0 | 0 | 0 | 0 | 0 | 0 | 0 | 0 | 0 | 0 | 0 | 0 | 0 | 0 | 0 | 0 | 0 | 0 | 0 | 0 | 0 | 0 | 0 | 0 | 0 | 0 | 0 | 0 | 0
F4_Residential_CZ1 - Single Family_Existing_Space Heating_Natural Gas_Furnace - Direct Fuel_Technical Potential | F4 | Residential | CZ1 - Single Family | Existing | Space Heating | Natural Gas | Furnace - Direct Fuel | Technical Potential | Peak Demand (W) | 0 | 0 | 0 | 0 | 0 | 0 | 0 | 0 | 0 | 0 | 0 | 0 | 0 | 0 | 0 | 0 | 0 | 0 | 0 | 0 | 0 | 0 | 0 | 0 | 0 | 0 | 0 | 0 | 0 | 0
F5_Residential_CZ1 - Single Family_Existing_Space Heating_Natural Gas_Furnace - Direct Fuel_Technical Potential | F5 | Residential | CZ1 - Single Family | Existing | Space Heating | Natural Gas | Furnace - Direct Fuel | Technical Potential | Turnover | 0 | 0 | 0 | 0 | 0 | 0 | 0 | 0 | 0 | 0 | 0 | 0 | 0 | 0 | 0 | 0 | 0 | 0 | 0 | 0 | 0 | 0 | 0 | 0 | 0 | 0 | 0 | 0 | 0 | 0
F6_Residential_CZ1 - Single Family_Existing_Space Heating_Natural Gas_Furnace - Direct Fuel_Technical Potential | F6 | Residential | CZ1 - Single Family | Existing | Space Heating | Natural Gas | Furnace - Direct Fuel | Technical Potential | Avg. Replacement Usage | 0 | 0 | 0 | 0 | 0 | 0 | 0 | 0 | 0 | 0 | 0 | 0 | 0 | 0 | 0 | 0 | 0 | 0 | 0 | 0 | 0 | 0 | 0 | 0 | 0 | 0 | 0 | 0 | 0 | 0
F7_Residential_CZ1 - Single Family_Existing_Space Heating_Natural Gas_Furnace - Direct Fuel_Technical Potential | F7 | Residential | CZ1 - Single Family | Existing | Space Heating | Natural Gas | Furnace - Direct Fuel | Technical Potential | Avg. Replacement Demand (S) | 0 | 0 | 0 | 0 | 0 | 0 | 0 | 0 | 0 | 0 | 0 | 0 | 0 | 0 | 0 | 0 | 0 | 0 | 0 | 0 | 0 | 0 | 0 | 0 | 0 | 0 | 0 | 0 | 0 | 0
F8_Residential_CZ1 - Single Family_Existing_Space Heating_Natural Gas_Furnace - Direct Fuel_Technical Potential | F8 | Residential | CZ1 - Single Family | Existing | Space Heating | Natural Gas | Furnace - Direct Fuel | Technical Potential | Avg. Replacement Demand (W) | 0 | 0 | 0 | 0 | 0 | 0 | 0 | 0 | 0 | 0 | 0 | 0 | 0 | 0 | 0 | 0 | 0 | 0 | 0 | 0 | 0 | 0 | 0 | 0 | 0 | 0 | 0 | 0 | 0 | 0
F1_Residential_CZ1 - Single Family_Existing_Space Heating_Natural Gas_Boiler - Direct Fuel_Technical Potential | F1 | Residential | CZ1 - Single Family | Existing | Space Heating | Natural Gas | Boiler - Direct Fuel | Technical Potential | Units | 0 | 0 | 0 | 0 | 0 | 0 | 0 | 0 | 0 | 0 | 0 | 0 | 0 | 0 | 0 | 0 | 0 | 0 | 0 | 0 | 0 | 0 | 0 | 0 | 0 | 0 | 0 | 0 | 0 | 0
F2_Residential_CZ1 - Single Family_Existing_Space Heating_Natural Gas_Boiler - Direct Fuel_Technical Potential | F2 | Residential | CZ1 - Single Family | Existing | Space Heating | Natural Gas | Boiler - Direct Fuel | Technical Potential | Usage (MMtherm) | 0 | 0 | 0 | 0 | 0 | 0 | 0 | 0 | 0 | 0 | 0 | 0 | 0 | 0 | 0 | 0 | 0 | 0 | 0 | 0 | 0 | 0 | 0 | 0 | 0 | 0 | 0 | 0 | 0 | 0
F3_Residential_CZ1 - Single Family_Existing_Space Heating_Natural Gas_Boiler - Direct Fuel_Technical Potential | F3 | Residential | CZ1 - Single Family | Existing | Space Heating | Natural Gas | Boiler - Direct Fuel | Technical Potential | Peak Demand (S) | 0 | 0 | 0 | 0 | 0 | 0 | 0 | 0 | 0 | 0 | 0 | 0 | 0 | 0 | 0 | 0 | 0 | 0 | 0 | 0 | 0 | 0 | 0 | 0 | 0 | 0 | 0 | 0 | 0 | 0
F4_Residential_CZ1 - Single Family_Existing_Space Heating_Natural Gas_Boiler - Direct Fuel_Technical Potential | F4 | Residential | CZ1 - Single Family | Existing | Space Heating | Natural Gas | Boiler - Direct Fuel | Technical Potential | Peak Demand (W) | 0 | 0 | 0 | 0 | 0 | 0 | 0 | 0 | 0 | 0 | 0 | 0 | 0 | 0 | 0 | 0 | 0 | 0 | 0 | 0 | 0 | 0 | 0 | 0 | 0 | 0 | 0 | 0 | 0 | 0
F5_Residential_CZ1 - Single Family_Existing_Space Heating_Natural Gas_Boiler - Direct Fuel_Technical Potential | F5 | Residential | CZ1 - Single Family | Existing | Space Heating | Natural Gas | Boiler - Direct Fuel | Technical Potential | Turnover | 0 | 0 | 0 | 0 | 0 | 0 | 0 | 0 | 0 | 0 | 0 | 0 | 0 | 0 | 0 | 0 | 0 | 0 | 0 | 0 | 0 | 0 | 0 | 0 | 0 | 0 | 0 | 0 | 0 | 0
F6_Residential_CZ1 - Single Family_Existing_Space Heating_Natural Gas_Boiler - Direct Fuel_Technical Potential | F6 | Residential | CZ1 - Single Family | Existing | Space Heating | Natural Gas | Boiler - Direct Fuel | Technical Potential | Avg. Replacement Usage | 0 | 0 | 0 | 0 | 0 | 0 | 0 | 0 | 0 | 0 | 0 | 0 | 0 | 0 | 0 | 0 | 0 | 0 | 0 | 0 | 0 | 0 | 0 | 0 | 0 | 0 | 0 | 0 | 0 | 0
F7_Residential_CZ1 - Single Family_Existing_Space Heating_Natural Gas_Boiler - Direct Fuel_Technical Potential | F7 | Residential | CZ1 - Single Family | Existing | Space Heating | Natural Gas | Boiler - Direct Fuel | Technical Potential | Avg. Replacement Demand (S) | 0 | 0 | 0 | 0 | 0 | 0 | 0 | 0 | 0 | 0 | 0 | 0 | 0 | 0 | 0 | 0 | 0 | 0 | 0 | 0 | 0 | 0 | 0 | 0 | 0 | 0 | 0 | 0 | 0 | 0
F8_Residential_CZ1 - Single Family_Existing_Space Heating_Natural Gas_Boiler - Direct Fuel_Technical Potential | F8 | Residential | CZ1 - Single Family | Existing | Space Heating | Natural Gas | Boiler - Direct Fuel | Technical Potential | Avg. Replacement Demand (W) | 0 | 0 | 0 | 0 | 0 | 0 | 0 | 0 | 0 | 0 | 0 | 0 | 0 | 0 | 0 | 0 | 0 | 0 | 0 | 0 | 0 | 0 | 0 | 0 | 0 | 0 | 0 | 0 | 0 | 0
F1_Residential_CZ1 - Single Family_Existing_Secondary Heating_Natural Gas_Fireplace_Technical Potential | F1 | Residential | CZ1 - Single Family | Existing | Secondary Heating | Natural Gas | Fireplace | Technical Potential | Units | 0 | 0 | 0 | 0 | 0 | 0 | 0 | 0 | 0 | 0 | 0 | 0 | 0 | 0 | 0 | 0 | 0 | 0 | 0 | 0 | 0 | 0 | 0 | 0 | 0 | 0 | 0 | 0 | 0 | 0
F2_Residential_CZ1 - Single Family_Existing_Secondary Heating_Natural Gas_Fireplace_Technical Potential | F2 | Residential | CZ1 - Single Family | Existing | Secondary Heating | Natural Gas | Fireplace | Technical Potential | Usage (MMtherm) | 0 | 0 | 0 | 0 | 0 | 0 | 0 | 0 | 0 | 0 | 0 | 0 | 0 | 0 | 0 | 0 | 0 | 0 | 0 | 0 | 0 | 0 | 0 | 0 | 0 | 0 | 0 | 0 | 0 | 0
F3_Residential_CZ1 - Single Family_Existing_Secondary Heating_Natural Gas_Fireplace_Technical Potential | F3 | Residential | CZ1 - Single Family | Existing | Secondary Heating | Natural Gas | Fireplace | Technical Potential | Peak Demand (S) | 0 | 0 | 0 | 0 | 0 | 0 | 0 | 0 | 0 | 0 | 0 | 0 | 0 | 0 | 0 | 0 | 0 | 0 | 0 | 0 | 0 | 0 | 0 | 0 | 0 | 0 | 0 | 0 | 0 | 0
F4_Residential_CZ1 - Single Family_Existing_Secondary Heating_Natural Gas_Fireplace_Technical Potential | F4 | Residential | CZ1 - Single Family | Existing | Secondary Heating | Natural Gas | Fireplace | Technical Potential | Peak Demand (W) | 0 | 0 | 0 | 0 | 0 | 0 | 0 | 0 | 0 | 0 | 0 | 0 | 0 | 0 | 0 | 0 | 0 | 0 | 0 | 0 | 0 | 0 | 0 | 0 | 0 | 0 | 0 | 0 | 0 | 0
F5_Residential_CZ1 - Single Family_Existing_Secondary Heating_Natural Gas_Fireplace_Technical Potential | F5 | Residential | CZ1 - Single Family | Existing | Secondary Heating | Natural Gas | Fireplace | Technical Potential | Turnover | 0 | 0 | 0 | 0 | 0 | 0 | 0 | 0 | 0 | 0 | 0 | 0 | 0 | 0 | 0 | 0 | 0 | 0 | 0 | 0 | 0 | 0 | 0 | 0 | 0 | 0 | 0 | 0 | 0 | 0
F6_Residential_CZ1 - Single Family_Existing_Secondary Heating_Natural Gas_Fireplace_Technical Potential | F6 | Residential | CZ1 - Single Family | Existing | Secondary Heating | Natural Gas | Fireplace | Technical Potential | Avg. Replacement Usage | 0 | 0 | 0 | 0 | 0 | 0 | 0 | 0 | 0 | 0 | 0 | 0 | 0 | 0 | 0 | 0 | 0 | 0 | 0 | 0 | 0 | 0 | 0 | 0 | 0 | 0 | 0 | 0 | 0 | 0
F7_Residential_CZ1 - Single Family_Existing_Secondary Heating_Natural Gas_Fireplace_Technical Potential | F7 | Residential | CZ1 - Single Family | Existing | Secondary Heating | Natural Gas | Fireplace | Technical Potential | Avg. Replacement Demand (S) | 0 | 0 | 0 | 0 | 0 | 0 | 0 | 0 | 0 | 0 | 0 | 0 | 0 | 0 | 0 | 0 | 0 | 0 | 0 | 0 | 0 | 0 | 0 | 0 | 0 | 0 | 0 | 0 | 0 | 0
F8_Residential_CZ1 - Single Family_Existing_Secondary Heating_Natural Gas_Fireplace_Technical Potential | F8 | Residential | CZ1 - Single Family | Existing | Secondary Heating | Natural Gas | Fireplace | Technical Potential | Avg. Replacement Demand (W) | 0 | 0 | 0 | 0 | 0 | 0 | 0 | 0 | 0 | 0 | 0 | 0 | 0 | 0 | 0 | 0 | 0 | 0 | 0 | 0 | 0 | 0 | 0 | 0 | 0 | 0 | 0 | 0 | 0 | 0
F1_Residential_CZ1 - Single Family_Existing_Water Heating_Natural Gas_Water Heater <= 55 gal._Technical Potential | F1 | Residential | CZ1 - Single Family | Existing | Water Heating | Natural Gas | Water Heater <= 55 gal. | Technical Potential | Units | 0 | 0 | 0 | 0 | 0 | 0 | 0 | 0 | 0 | 0 | 0 | 0 | 0 | 0 | 0 | 0 | 0 | 0 | 0 | 0 | 0 | 0 | 0 | 0 | 0 | 0 | 0 | 0 | 0 | 0
F2_Residential_CZ1 - Single Family_Existing_Water Heating_Natural Gas_Water Heater <= 55 gal._Technical Potential | F2 | Residential | CZ1 - Single Family | Existing | Water Heating | Natural Gas | Water Heater <= 55 gal. | Technical Potential | Usage (MMtherm) | 0 | 0 | 0 | 0 | 0 | 0 | 0 | 0 | 0 | 0 | 0 | 0 | 0 | 0 | 0 | 0 | 0 | 0 | 0 | 0 | 0 | 0 | 0 | 0 | 0 | 0 | 0 | 0 | 0 | 0
F3_Residential_CZ1 - Single Family_Existing_Water Heating_Natural Gas_Water Heater <= 55 gal._Technical Potential | F3 | Residential | CZ1 - Single Family | Existing | Water Heating | Natural Gas | Water Heater <= 55 gal. | Technical Potential | Peak Demand (S) | 0 | 0 | 0 | 0 | 0 | 0 | 0 | 0 | 0 | 0 | 0 | 0 | 0 | 0 | 0 | 0 | 0 | 0 | 0 | 0 | 0 | 0 | 0 | 0 | 0 | 0 | 0 | 0 | 0 | 0
F4_Residential_CZ1 - Single Family_Existing_Water Heating_Natural Gas_Water Heater <= 55 gal._Technical Potential | F4 | Residential | CZ1 - Single Family | Existing | Water Heating | Natural Gas | Water Heater <= 55 gal. | Technical Potential | Peak Demand (W) | 0 | 0 | 0 | 0 | 0 | 0 | 0 | 0 | 0 | 0 | 0 | 0 | 0 | 0 | 0 | 0 | 0 | 0 | 0 | 0 | 0 | 0 | 0 | 0 | 0 | 0 | 0 | 0 | 0 | 0
F5_Residential_CZ1 - Single Family_Existing_Water Heating_Natural Gas_Water Heater <= 55 gal._Technical Potential | F5 | Residential | CZ1 - Single Family | Existing | Water Heating | Natural Gas | Water Heater <= 55 gal. | Technical Potential | Turnover | 0 | 0 | 0 | 0 | 0 | 0 | 0 | 0 | 0 | 0 | 0 | 0 | 0 | 0 | 0 | 0 | 0 | 0 | 0 | 0 | 0 | 0 | 0 | 0 | 0 | 0 | 0 | 0 | 0 | 0
F6_Residential_CZ1 - Single Family_Existing_Water Heating_Natural Gas_Water Heater <= 55 gal._Technical Potential | F6 | Residential | CZ1 - Single Family | Existing | Water Heating | Natural Gas | Water Heater <= 55 gal. | Technical Potential | Avg. Replacement Usage | 0 | 0 | 0 | 0 | 0 | 0 | 0 | 0 | 0 | 0 | 0 | 0 | 0 | 0 | 0 | 0 | 0 | 0 | 0 | 0 | 0 | 0 | 0 | 0 | 0 | 0 | 0 | 0 | 0 | 0
F7_Residential_CZ1 - Single Family_Existing_Water Heating_Natural Gas_Water Heater <= 55 gal._Technical Potential | F7 | Residential | CZ1 - Single Family | Existing | Water Heating | Natural Gas | Water Heater <= 55 gal. | Technical Potential | Avg. Replacement Demand (S) | 0 | 0 | 0 | 0 | 0 | 0 | 0 | 0 | 0 | 0 | 0 | 0 | 0 | 0 | 0 | 0 | 0 | 0 | 0 | 0 | 0 | 0 | 0 | 0 | 0 | 0 | 0 | 0 | 0 | 0
F8_Residential_CZ1 - Single Family_Existing_Water Heating_Natural Gas_Water Heater <= 55 gal._Technical Potential | F8 | Residential | CZ1 - Single Family | Existing | Water Heating | Natural Gas | Water Heater <= 55 gal. | Technical Potential | Avg. Replacement Demand (W) | 0 | 0 | 0 | 0 | 0 | 0 | 0 | 0 | 0 | 0 | 0 | 0 | 0 | 0 | 0 | 0 | 0 | 0 | 0 | 0 | 0 | 0 | 0 | 0 | 0 | 0 | 0 | 0 | 0 | 0
F1_Residential_CZ1 - Single Family_Existing_Water Heating_Natural Gas_Water Heater > 55 gal._Technical Potential | F1 | Residential | CZ1 - Single Family | Existing | Water Heating | Natural Gas | Water Heater > 55 gal. | Technical Potential | Units | 0 | 0 | 0 | 0 | 0 | 0 | 0 | 0 | 0 | 0 | 0 | 0 | 0 | 0 | 0 | 0 | 0 | 0 | 0 | 0 | 0 | 0 | 0 | 0 | 0 | 0 | 0 | 0 | 0 | 0
F2_Residential_CZ1 - Single Family_Existing_Water Heating_Natural Gas_Water Heater > 55 gal._Technical Potential | F2 | Residential | CZ1 - Single Family | Existing | Water Heating | Natural Gas | Water Heater > 55 gal. | Technical Potential | Usage (MMtherm) | 0 | 0 | 0 | 0 | 0 | 0 | 0 | 0 | 0 | 0 | 0 | 0 | 0 | 0 | 0 | 0 | 0 | 0 | 0 | 0 | 0 | 0 | 0 | 0 | 0 | 0 | 0 | 0 | 0 | 0
F3_Residential_CZ1 - Single Family_Existing_Water Heating_Natural Gas_Water Heater > 55 gal._Technical Potential | F3 | Residential | CZ1 - Single Family | Existing | Water Heating | Natural Gas | Water Heater > 55 gal. | Technical Potential | Peak Demand (S) | 0 | 0 | 0 | 0 | 0 | 0 | 0 | 0 | 0 | 0 | 0 | 0 | 0 | 0 | 0 | 0 | 0 | 0 | 0 | 0 | 0 | 0 | 0 | 0 | 0 | 0 | 0 | 0 | 0 | 0
F4_Residential_CZ1 - Single Family_Existing_Water Heating_Natural Gas_Water Heater > 55 gal._Technical Potential | F4 | Residential | CZ1 - Single Family | Existing | Water Heating | Natural Gas | Water Heater > 55 gal. | Technical Potential | Peak Demand (W) | 0 | 0 | 0 | 0 | 0 | 0 | 0 | 0 | 0 | 0 | 0 | 0 | 0 | 0 | 0 | 0 | 0 | 0 | 0 | 0 | 0 | 0 | 0 | 0 | 0 | 0 | 0 | 0 | 0 | 0
F5_Residential_CZ1 - Single Family_Existing_Water Heating_Natural Gas_Water Heater > 55 gal._Technical Potential | F5 | Residential | CZ1 - Single Family | Existing | Water Heating | Natural Gas | Water Heater > 55 gal. | Technical Potential | Turnover | 0 | 0 | 0 | 0 | 0 | 0 | 0 | 0 | 0 | 0 | 0 | 0 | 0 | 0 | 0 | 0 | 0 | 0 | 0 | 0 | 0 | 0 | 0 | 0 | 0 | 0 | 0 | 0 | 0 | 0
F6_Residential_CZ1 - Single Family_Existing_Water Heating_Natural Gas_Water Heater > 55 gal._Technical Potential | F6 | Residential | CZ1 - Single Family | Existing | Water Heating | Natural Gas | Water Heater > 55 gal. | Technical Potential | Avg. Replacement Usage | 0 | 0 | 0 | 0 | 0 | 0 | 0 | 0 | 0 | 0 | 0 | 0 | 0 | 0 | 0 | 0 | 0 | 0 | 0 | 0 | 0 | 0 | 0 | 0 | 0 | 0 | 0 | 0 | 0 | 0
F7_Residential_CZ1 - Single Family_Existing_Water Heating_Natural Gas_Water Heater > 55 gal._Technical Potential | F7 | Residential | CZ1 - Single Family | Existing | Water Heating | Natural Gas | Water Heater > 55 gal. | Technical Potential | Avg. Replacement Demand (S) | 0 | 0 | 0 | 0 | 0 | 0 | 0 | 0 | 0 | 0 | 0 | 0 | 0 | 0 | 0 | 0 | 0 | 0 | 0 | 0 | 0 | 0 | 0 | 0 | 0 | 0 | 0 | 0 | 0 | 0
F8_Residential_CZ1 - Single Family_Existing_Water Heating_Natural Gas_Water Heater > 55 gal._Technical Potential | F8 | Residential | CZ1 - Single Family | Existing | Water Heating | Natural Gas | Water Heater > 55 gal. | Technical Potential | Avg. Replacement Demand (W) | 0 | 0 | 0 | 0 | 0 | 0 | 0 | 0 | 0 | 0 | 0 | 0 | 0 | 0 | 0 | 0 | 0 | 0 | 0 | 0 | 0 | 0 | 0 | 0 | 0 | 0 | 0 | 0 | 0 | 0
F1_Residential_CZ1 - Single Family_Existing_Appliances_Natural Gas_Clothes Dryer_Technical Potential | F1 | Residential | CZ1 - Single Family | Existing | Appliances | Natural Gas | Clothes Dryer | Technical Potential | Units | 0 | 0 | 0 | 0 | 0 | 0 | 0 | 0 | 0 | 0 | 0 | 0 | 0 | 0 | 0 | 0 | 0 | 0 | 0 | 0 | 0 | 0 | 0 | 0 | 0 | 0 | 0 | 0 | 0 | 0
F2_Residential_CZ1 - Single Family_Existing_Appliances_Natural Gas_Clothes Dryer_Technical Potential | F2 | Residential | CZ1 - Single Family | Existing | Appliances | Natural Gas | Clothes Dryer | Technical Potential | Usage (MMtherm) | 0 | 0 | 0 | 0 | 0 | 0 | 0 | 0 | 0 | 0 | 0 | 0 | 0 | 0 | 0 | 0 | 0 | 0 | 0 | 0 | 0 | 0 | 0 | 0 | 0 | 0 | 0 | 0 | 0 | 0
F3_Residential_CZ1 - Single Family_Existing_Appliances_Natural Gas_Clothes Dryer_Technical Potential | F3 | Residential | CZ1 - Single Family | Existing | Appliances | Natural Gas | Clothes Dryer | Technical Potential | Peak Demand (S) | 0 | 0 | 0 | 0 | 0 | 0 | 0 | 0 | 0 | 0 | 0 | 0 | 0 | 0 | 0 | 0 | 0 | 0 | 0 | 0 | 0 | 0 | 0 | 0 | 0 | 0 | 0 | 0 | 0 | 0
F4_Residential_CZ1 - Single Family_Existing_Appliances_Natural Gas_Clothes Dryer_Technical Potential | F4 | Residential | CZ1 - Single Family | Existing | Appliances | Natural Gas | Clothes Dryer | Technical Potential | Peak Demand (W) | 0 | 0 | 0 | 0 | 0 | 0 | 0 | 0 | 0 | 0 | 0 | 0 | 0 | 0 | 0 | 0 | 0 | 0 | 0 | 0 | 0 | 0 | 0 | 0 | 0 | 0 | 0 | 0 | 0 | 0
F5_Residential_CZ1 - Single Family_Existing_Appliances_Natural Gas_Clothes Dryer_Technical Potential | F5 | Residential | CZ1 - Single Family | Existing | Appliances | Natural Gas | Clothes Dryer | Technical Potential | Turnover | 0 | 0 | 0 | 0 | 0 | 0 | 0 | 0 | 0 | 0 | 0 | 0 | 0 | 0 | 0 | 0 | 0 | 0 | 0 | 0 | 0 | 0 | 0 | 0 | 0 | 0 | 0 | 0 | 0 | 0
F6_Residential_CZ1 - Single Family_Existing_Appliances_Natural Gas_Clothes Dryer_Technical Potential | F6 | Residential | CZ1 - Single Family | Existing | Appliances | Natural Gas | Clothes Dryer | Technical Potential | Avg. Replacement Usage | 0 | 0 | 0 | 0 | 0 | 0 | 0 | 0 | 0 | 0 | 0 | 0 | 0 | 0 | 0 | 0 | 0 | 0 | 0 | 0 | 0 | 0 | 0 | 0 | 0 | 0 | 0 | 0 | 0 | 0
F7_Residential_CZ1 - Single Family_Existing_Appliances_Natural Gas_Clothes Dryer_Technical Potential | F7 | Residential | CZ1 - Single Family | Existing | Appliances | Natural Gas | Clothes Dryer | Technical Potential | Avg. Replacement Demand (S) | 0 | 0 | 0 | 0 | 0 | 0 | 0 | 0 | 0 | 0 | 0 | 0 | 0 | 0 | 0 | 0 | 0 | 0 | 0 | 0 | 0 | 0 | 0 | 0 | 0 | 0 | 0 | 0 | 0 | 0
F8_Residential_CZ1 - Single Family_Existing_Appliances_Natural Gas_Clothes Dryer_Technical Potential | F8 | Residential | CZ1 - Single Family | Existing | Appliances | Natural Gas | Clothes Dryer | Technical Potential | Avg. Replacement Demand (W) | 0 | 0 | 0 | 0 | 0 | 0 | 0 | 0 | 0 | 0 | 0 | 0 | 0 | 0 | 0 | 0 | 0 | 0 | 0 | 0 | 0 | 0 | 0 | 0 | 0 | 0 | 0 | 0 | 0 | 0
F1_Residential_CZ1 - Single Family_Existing_Appliances_Natural Gas_Stove/Oven_Technical Potential | F1 | Residential | CZ1 - Single Family | Existing | Appliances | Natural Gas | Stove/Oven | Technical Potential | Units | 0 | 0 | 0 | 0 | 0 | 0 | 0 | 0 | 0 | 0 | 0 | 0 | 0 | 0 | 0 | 0 | 0 | 0 | 0 | 0 | 0 | 0 | 0 | 0 | 0 | 0 | 0 | 0 | 0 | 0
F2_Residential_CZ1 - Single Family_Existing_Appliances_Natural Gas_Stove/Oven_Technical Potential | F2 | Residential | CZ1 - Single Family | Existing | Appliances | Natural Gas | Stove/Oven | Technical Potential | Usage (MMtherm) | 0 | 0 | 0 | 0 | 0 | 0 | 0 | 0 | 0 | 0 | 0 | 0 | 0 | 0 | 0 | 0 | 0 | 0 | 0 | 0 | 0 | 0 | 0 | 0 | 0 | 0 | 0 | 0 | 0 | 0
F3_Residential_CZ1 - Single Family_Existing_Appliances_Natural Gas_Stove/Oven_Technical Potential | F3 | Residential | CZ1 - Single Family | Existing | Appliances | Natural Gas | Stove/Oven | Technical Potential | Peak Demand (S) | 0 | 0 | 0 | 0 | 0 | 0 | 0 | 0 | 0 | 0 | 0 | 0 | 0 | 0 | 0 | 0 | 0 | 0 | 0 | 0 | 0 | 0 | 0 | 0 | 0 | 0 | 0 | 0 | 0 | 0
F4_Residential_CZ1 - Single Family_Existing_Appliances_Natural Gas_Stove/Oven_Technical Potential | F4 | Residential | CZ1 - Single Family | Existing | Appliances | Natural Gas | Stove/Oven | Technical Potential | Peak Demand (W) | 0 | 0 | 0 | 0 | 0 | 0 | 0 | 0 | 0 | 0 | 0 | 0 | 0 | 0 | 0 | 0 | 0 | 0 | 0 | 0 | 0 | 0 | 0 | 0 | 0 | 0 | 0 | 0 | 0 | 0
F5_Residential_CZ1 - Single Family_Existing_Appliances_Natural Gas_Stove/Oven_Technical Potential | F5 | Residential | CZ1 - Single Family | Existing | Appliances | Natural Gas | Stove/Oven | Technical Potential | Turnover | 0 | 0 | 0 | 0 | 0 | 0 | 0 | 0 | 0 | 0 | 0 | 0 | 0 | 0 | 0 | 0 | 0 | 0 | 0 | 0 | 0 | 0 | 0 | 0 | 0 | 0 | 0 | 0 | 0 | 0
F6_Residential_CZ1 - Single Family_Existing_Appliances_Natural Gas_Stove/Oven_Technical Potential | F6 | Residential | CZ1 - Single Family | Existing | Appliances | Natural Gas | Stove/Oven | Technical Potential | Avg. Replacement Usage | 0 | 0 | 0 | 0 | 0 | 0 | 0 | 0 | 0 | 0 | 0 | 0 | 0 | 0 | 0 | 0 | 0 | 0 | 0 | 0 | 0 | 0 | 0 | 0 | 0 | 0 | 0 | 0 | 0 | 0
F7_Residential_CZ1 - Single Family_Existing_Appliances_Natural Gas_Stove/Oven_Technical Potential | F7 | Residential | CZ1 - Single Family | Existing | Appliances | Natural Gas | Stove/Oven | Technical Potential | Avg. Replacement Demand (S) | 0 | 0 | 0 | 0 | 0 | 0 | 0 | 0 | 0 | 0 | 0 | 0 | 0 | 0 | 0 | 0 | 0 | 0 | 0 | 0 | 0 | 0 | 0 | 0 | 0 | 0 | 0 | 0 | 0 | 0
F8_Residential_CZ1 - Single Family_Existing_Appliances_Natural Gas_Stove/Oven_Technical Potential | F8 | Residential | CZ1 - Single Family | Existing | Appliances | Natural Gas | Stove/Oven | Technical Potential | Avg. Replacement Demand (W) | 0 | 0 | 0 | 0 | 0 | 0 | 0 | 0 | 0 | 0 | 0 | 0 | 0 | 0 | 0 | 0 | 0 | 0 | 0 | 0 | 0 | 0 | 0 | 0 | 0 | 0 | 0 | 0 | 0 | 0
F1_Residential_CZ1 - Single Family_Existing_Miscellaneous_Natural Gas_Pool Heater_Technical Potential | F1 | Residential | CZ1 - Single Family | Existing | Miscellaneous | Natural Gas | Pool Heater | Technical Potential | Units | 0 | 0 | 0 | 0 | 0 | 0 | 0 | 0 | 0 | 0 | 0 | 0 | 0 | 0 | 0 | 0 | 0 | 0 | 0 | 0 | 0 | 0 | 0 | 0 | 0 | 0 | 0 | 0 | 0 | 0
F2_Residential_CZ1 - Single Family_Existing_Miscellaneous_Natural Gas_Pool Heater_Technical Potential | F2 | Residential | CZ1 - Single Family | Existing | Miscellaneous | Natural Gas | Pool Heater | Technical Potential | Usage (MMtherm) | 0 | 0 | 0 | 0 | 0 | 0 | 0 | 0 | 0 | 0 | 0 | 0 | 0 | 0 | 0 | 0 | 0 | 0 | 0 | 0 | 0 | 0 | 0 | 0 | 0 | 0 | 0 | 0 | 0 | 0
F3_Residential_CZ1 - Single Family_Existing_Miscellaneous_Natural Gas_Pool Heater_Technical Potential | F3 | Residential | CZ1 - Single Family | Existing | Miscellaneous | Natural Gas | Pool Heater | Technical Potential | Peak Demand (S) | 0 | 0 | 0 | 0 | 0 | 0 | 0 | 0 | 0 | 0 | 0 | 0 | 0 | 0 | 0 | 0 | 0 | 0 | 0 | 0 | 0 | 0 | 0 | 0 | 0 | 0 | 0 | 0 | 0 | 0
F4_Residential_CZ1 - Single Family_Existing_Miscellaneous_Natural Gas_Pool Heater_Technical Potential | F4 | Residential | CZ1 - Single Family | Existing | Miscellaneous | Natural Gas | Pool Heater | Technical Potential | Peak Demand (W) | 0 | 0 | 0 | 0 | 0 | 0 | 0 | 0 | 0 | 0 | 0 | 0 | 0 | 0 | 0 | 0 | 0 | 0 | 0 | 0 | 0 | 0 | 0 | 0 | 0 | 0 | 0 | 0 | 0 | 0
F5_Residential_CZ1 - Single Family_Existing_Miscellaneous_Natural Gas_Pool Heater_Technical Potential | F5 | Residential | CZ1 - Single Family | Existing | Miscellaneous | Natural Gas | Pool Heater | Technical Potential | Turnover | 0 | 0 | 0 | 0 | 0 | 0 | 0 | 0 | 0 | 0 | 0 | 0 | 0 | 0 | 0 | 0 | 0 | 0 | 0 | 0 | 0 | 0 | 0 | 0 | 0 | 0 | 0 | 0 | 0 | 0
F6_Residential_CZ1 - Single Family_Existing_Miscellaneous_Natural Gas_Pool Heater_Technical Potential | F6 | Residential | CZ1 - Single Family | Existing | Miscellaneous | Natural Gas | Pool Heater | Technical Potential | Avg. Replacement Usage | 0 | 0 | 0 | 0 | 0 | 0 | 0 | 0 | 0 | 0 | 0 | 0 | 0 | 0 | 0 | 0 | 0 | 0 | 0 | 0 | 0 | 0 | 0 | 0 | 0 | 0 | 0 | 0 | 0 | 0
F7_Residential_CZ1 - Single Family_Existing_Miscellaneous_Natural Gas_Pool Heater_Technical Potential | F7 | Residential | CZ1 - Single Family | Existing | Miscellaneous | Natural Gas | Pool Heater | Technical Potential | Avg. Replacement Demand (S) | 0 | 0 | 0 | 0 | 0 | 0 | 0 | 0 | 0 | 0 | 0 | 0 | 0 | 0 | 0 | 0 | 0 | 0 | 0 | 0 | 0 | 0 | 0 | 0 | 0 | 0 | 0 | 0 | 0 | 0
F8_Residential_CZ1 - Single Family_Existing_Miscellaneous_Natural Gas_Pool Heater_Technical Potential | F8 | Residential | CZ1 - Single Family | Existing | Miscellaneous | Natural Gas | Pool Heater | Technical Potential | Avg. Replacement Demand (W) | 0 | 0 | 0 | 0 | 0 | 0 | 0 | 0 | 0 | 0 | 0 | 0 | 0 | 0 | 0 | 0 | 0 | 0 | 0 | 0 | 0 | 0 | 0 | 0 | 0 | 0 | 0 | 0 | 0 | 0
F1_Residential_CZ1 - Single Family_Existing_Miscellaneous_Natural Gas_Miscellaneous_Technical Potential | F1 | Residential | CZ1 - Single Family | Existing | Miscellaneous | Natural Gas | Miscellaneous | Technical Potential | Units | 0 | 0 | 0 | 0 | 0 | 0 | 0 | 0 | 0 | 0 | 0 | 0 | 0 | 0 | 0 | 0 | 0 | 0 | 0 | 0 | 0 | 0 | 0 | 0 | 0 | 0 | 0 | 0 | 0 | 0
F2_Residential_CZ1 - Single Family_Existing_Miscellaneous_Natural Gas_Miscellaneous_Technical Potential | F2 | Residential | CZ1 - Single Family | Existing | Miscellaneous | Natural Gas | Miscellaneous | Technical Potential | Usage (MMtherm) | 0 | 0 | 0 | 0 | 0 | 0 | 0 | 0 | 0 | 0 | 0 | 0 | 0 | 0 | 0 | 0 | 0 | 0 | 0 | 0 | 0 | 0 | 0 | 0 | 0 | 0 | 0 | 0 | 0 | 0
F3_Residential_CZ1 - Single Family_Existing_Miscellaneous_Natural Gas_Miscellaneous_Technical Potential | F3 | Residential | CZ1 - Single Family | Existing | Miscellaneous | Natural Gas | Miscellaneous | Technical Potential | Peak Demand (S) | 0 | 0 | 0 | 0 | 0 | 0 | 0 | 0 | 0 | 0 | 0 | 0 | 0 | 0 | 0 | 0 | 0 | 0 | 0 | 0 | 0 | 0 | 0 | 0 | 0 | 0 | 0 | 0 | 0 | 0
F4_Residential_CZ1 - Single Family_Existing_Miscellaneous_Natural Gas_Miscellaneous_Technical Potential | F4 | Residential | CZ1 - Single Family | Existing | Miscellaneous | Natural Gas | Miscellaneous | Technical Potential | Peak Demand (W) | 0 | 0 | 0 | 0 | 0 | 0 | 0 | 0 | 0 | 0 | 0 | 0 | 0 | 0 | 0 | 0 | 0 | 0 | 0 | 0 | 0 | 0 | 0 | 0 | 0 | 0 | 0 | 0 | 0 | 0
F5_Residential_CZ1 - Single Family_Existing_Miscellaneous_Natural Gas_Miscellaneous_Technical Potential | F5 | Residential | CZ1 - Single Family | Existing | Miscellaneous | Natural Gas | Miscellaneous | Technical Potential | Turnover | 0 | 0 | 0 | 0 | 0 | 0 | 0 | 0 | 0 | 0 | 0 | 0 | 0 | 0 | 0 | 0 | 0 | 0 | 0 | 0 | 0 | 0 | 0 | 0 | 0 | 0 | 0 | 0 | 0 | 0
F6_Residential_CZ1 - Single Family_Existing_Miscellaneous_Natural Gas_Miscellaneous_Technical Potential | F6 | Residential | CZ1 - Single Family | Existing | Miscellaneous | Natural Gas | Miscellaneous | Technical Potential | Avg. Replacement Usage | 0 | 0 | 0 | 0 | 0 | 0 | 0 | 0 | 0 | 0 | 0 | 0 | 0 | 0 | 0 | 0 | 0 | 0 | 0 | 0 | 0 | 0 | 0 | 0 | 0 | 0 | 0 | 0 | 0 | 0
F7_Residential_CZ1 - Single Family_Existing_Miscellaneous_Natural Gas_Miscellaneous_Technical Potential | F7 | Residential | CZ1 - Single Family | Existing | Miscellaneous | Natural Gas | Miscellaneous | Technical Potential | Avg. Replacement Demand (S) | 0 | 0 | 0 | 0 | 0 | 0 | 0 | 0 | 0 | 0 | 0 | 0 | 0 | 0 | 0 | 0 | 0 | 0 | 0 | 0 | 0 | 0 | 0 | 0 | 0 | 0 | 0 | 0 | 0 | 0
F8_Residential_CZ1 - Single Family_Existing_Miscellaneous_Natural Gas_Miscellaneous_Technical Potential | F8 | Residential | CZ1 - Single Family | Existing | Miscellaneous | Natural Gas | Miscellaneous | Technical Potential | Avg. Replacement Demand (W) | 0 | 0 | 0 | 0 | 0 | 0 | 0 | 0 | 0 | 0 | 0 | 0 | 0 | 0 | 0 | 0 | 0 | 0 | 0 | 0 | 0 | 0 | 0 | 0 | 0 | 0 | 0 | 0 | 0 | 0
F1_Residential_CZ1 - Single Family_New_Space Heating_Natural Gas_Furnace - Direct Fuel_Technical Potential | F1 | Residential | CZ1 - Single Family | New | Space Heating | Natural Gas | Furnace - Direct Fuel | Technical Potential | Units | 0 | 0 | 0 | 0 | 0 | 0 | 0 | 0 | 0 | 0 | 0 | 0 | 0 | 0 | 0 | 0 | 0 | 0 | 0 | 0 | 0 | 0 | 0 | 0 | 0 | 0 | 0 | 0 | 0 | 0
F2_Residential_CZ1 - Single Family_New_Space Heating_Natural Gas_Furnace - Direct Fuel_Technical Potential | F2 | Residential | CZ1 - Single Family | New | Space Heating | Natural Gas | Furnace - Direct Fuel | Technical Potential | Usage (MMtherm) | 0 | 0 | 0 | 0 | 0 | 0 | 0 | 0 | 0 | 0 | 0 | 0 | 0 | 0 | 0 | 0 | 0 | 0 | 0 | 0 | 0 | 0 | 0 | 0 | 0 | 0 | 0 | 0 | 0 | 0
F3_Residential_CZ1 - Single Family_New_Space Heating_Natural Gas_Furnace - Direct Fuel_Technical Potential | F3 | Residential | CZ1 - Single Family | New | Space Heating | Natural Gas | Furnace - Direct Fuel | Technical Potential | Peak Demand (S) | 0 | 0 | 0 | 0 | 0 | 0 | 0 | 0 | 0 | 0 | 0 | 0 | 0 | 0 | 0 | 0 | 0 | 0 | 0 | 0 | 0 | 0 | 0 | 0 | 0 | 0 | 0 | 0 | 0 | 0
F4_Residential_CZ1 - Single Family_New_Space Heating_Natural Gas_Furnace - Direct Fuel_Technical Potential | F4 | Residential | CZ1 - Single Family | New | Space Heating | Natural Gas | Furnace - Direct Fuel | Technical Potential | Peak Demand (W) | 0 | 0 | 0 | 0 | 0 | 0 | 0 | 0 | 0 | 0 | 0 | 0 | 0 | 0 | 0 | 0 | 0 | 0 | 0 | 0 | 0 | 0 | 0 | 0 | 0 | 0 | 0 | 0 | 0 | 0
F5_Residential_CZ1 - Single Family_New_Space Heating_Natural Gas_Furnace - Direct Fuel_Technical Potential | F5 | Residential | CZ1 - Single Family | New | Space Heating | Natural Gas | Furnace - Direct Fuel | Technical Potential | Turnover | 0 | 0 | 0 | 0 | 0 | 0 | 0 | 0 | 0 | 0 | 0 | 0 | 0 | 0 | 0 | 0 | 0 | 0 | 0 | 0 | 0 | 0 | 0 | 0 | 0 | 0 | 0 | 0 | 0 | 0
F6_Residential_CZ1 - Single Family_New_Space Heating_Natural Gas_Furnace - Direct Fuel_Technical Potential | F6 | Residential | CZ1 - Single Family | New | Space Heating | Natural Gas | Furnace - Direct Fuel | Technical Potential | Avg. Replacement Usage | 0 | 0 | 0 | 0 | 0 | 0 | 0 | 0 | 0 | 0 | 0 | 0 | 0 | 0 | 0 | 0 | 0 | 0 | 0 | 0 | 0 | 0 | 0 | 0 | 0 | 0 | 0 | 0 | 0 | 0
F7_Residential_CZ1 - Single Family_New_Space Heating_Natural Gas_Furnace - Direct Fuel_Technical Potential | F7 | Residential | CZ1 - Single Family | New | Space Heating | Natural Gas | Furnace - Direct Fuel | Technical Potential | Avg. Replacement Demand (S) | 0 | 0 | 0 | 0 | 0 | 0 | 0 | 0 | 0 | 0 | 0 | 0 | 0 | 0 | 0 | 0 | 0 | 0 | 0 | 0 | 0 | 0 | 0 | 0 | 0 | 0 | 0 | 0 | 0 | 0
F8_Residential_CZ1 - Single Family_New_Space Heating_Natural Gas_Furnace - Direct Fuel_Technical Potential | F8 | Residential | CZ1 - Single Family | New | Space Heating | Natural Gas | Furnace - Direct Fuel | Technical Potential | Avg. Replacement Demand (W) | 0 | 0 | 0 | 0 | 0 | 0 | 0 | 0 | 0 | 0 | 0 | 0 | 0 | 0 | 0 | 0 | 0 | 0 | 0 | 0 | 0 | 0 | 0 | 0 | 0 | 0 | 0 | 0 | 0 | 0
F1_Residential_CZ1 - Single Family_New_Space Heating_Natural Gas_Boiler - Direct Fuel_Technical Potential | F1 | Residential | CZ1 - Single Family | New | Space Heating | Natural Gas | Boiler - Direct Fuel | Technical Potential | Units | 0 | 0 | 0 | 0 | 0 | 0 | 0 | 0 | 0 | 0 | 0 | 0 | 0 | 0 | 0 | 0 | 0 | 0 | 0 | 0 | 0 | 0 | 0 | 0 | 0 | 0 | 0 | 0 | 0 | 0
F2_Residential_CZ1 - Single Family_New_Space Heating_Natural Gas_Boiler - Direct Fuel_Technical Potential | F2 | Residential | CZ1 - Single Family | New | Space Heating | Natural Gas | Boiler - Direct Fuel | Technical Potential | Usage (MMtherm) | 0 | 0 | 0 | 0 | 0 | 0 | 0 | 0 | 0 | 0 | 0 | 0 | 0 | 0 | 0 | 0 | 0 | 0 | 0 | 0 | 0 | 0 | 0 | 0 | 0 | 0 | 0 | 0 | 0 | 0
F3_Residential_CZ1 - Single Family_New_Space Heating_Natural Gas_Boiler - Direct Fuel_Technical Potential | F3 | Residential | CZ1 - Single Family | New | Space Heating | Natural Gas | Boiler - Direct Fuel | Technical Potential | Peak Demand (S) | 0 | 0 | 0 | 0 | 0 | 0 | 0 | 0 | 0 | 0 | 0 | 0 | 0 | 0 | 0 | 0 | 0 | 0 | 0 | 0 | 0 | 0 | 0 | 0 | 0 | 0 | 0 | 0 | 0 | 0
F4_Residential_CZ1 - Single Family_New_Space Heating_Natural Gas_Boiler - Direct Fuel_Technical Potential | F4 | Residential | CZ1 - Single Family | New | Space Heating | Natural Gas | Boiler - Direct Fuel | Technical Potential | Peak Demand (W) | 0 | 0 | 0 | 0 | 0 | 0 | 0 | 0 | 0 | 0 | 0 | 0 | 0 | 0 | 0 | 0 | 0 | 0 | 0 | 0 | 0 | 0 | 0 | 0 | 0 | 0 | 0 | 0 | 0 | 0
F5_Residential_CZ1 - Single Family_New_Space Heating_Natural Gas_Boiler - Direct Fuel_Technical Potential | F5 | Residential | CZ1 - Single Family | New | Space Heating | Natural Gas | Boiler - Direct Fuel | Technical Potential | Turnover | 0 | 0 | 0 | 0 | 0 | 0 | 0 | 0 | 0 | 0 | 0 | 0 | 0 | 0 | 0 | 0 | 0 | 0 | 0 | 0 | 0 | 0 | 0 | 0 | 0 | 0 | 0 | 0 | 0 | 0
F6_Residential_CZ1 - Single Family_New_Space Heating_Natural Gas_Boiler - Direct Fuel_Technical Potential | F6 | Residential | CZ1 - Single Family | New | Space Heating | Natural Gas | Boiler - Direct Fuel | Technical Potential | Avg. Replacement Usage | 0 | 0 | 0 | 0 | 0 | 0 | 0 | 0 | 0 | 0 | 0 | 0 | 0 | 0 | 0 | 0 | 0 | 0 | 0 | 0 | 0 | 0 | 0 | 0 | 0 | 0 | 0 | 0 | 0 | 0
F7_Residential_CZ1 - Single Family_New_Space Heating_Natural Gas_Boiler - Direct Fuel_Technical Potential | F7 | Residential | CZ1 - Single Family | New | Space Heating | Natural Gas | Boiler - Direct Fuel | Technical Potential | Avg. Replacement Demand (S) | 0 | 0 | 0 | 0 | 0 | 0 | 0 | 0 | 0 | 0 | 0 | 0 | 0 | 0 | 0 | 0 | 0 | 0 | 0 | 0 | 0 | 0 | 0 | 0 | 0 | 0 | 0 | 0 | 0 | 0
F8_Residential_CZ1 - Single Family_New_Space Heating_Natural Gas_Boiler - Direct Fuel_Technical Potential | F8 | Residential | CZ1 - Single Family | New | Space Heating | Natural Gas | Boiler - Direct Fuel | Technical Potential | Avg. Replacement Demand (W) | 0 | 0 | 0 | 0 | 0 | 0 | 0 | 0 | 0 | 0 | 0 | 0 | 0 | 0 | 0 | 0 | 0 | 0 | 0 | 0 | 0 | 0 | 0 | 0 | 0 | 0 | 0 | 0 | 0 | 0
F1_Residential_CZ1 - Single Family_New_Secondary Heating_Natural Gas_Fireplace_Technical Potential | F1 | Residential | CZ1 - Single Family | New | Secondary Heating | Natural Gas | Fireplace | Technical Potential | Units | 0 | 0 | 0 | 0 | 0 | 0 | 0 | 0 | 0 | 0 | 0 | 0 | 0 | 0 | 0 | 0 | 0 | 0 | 0 | 0 | 0 | 0 | 0 | 0 | 0 | 0 | 0 | 0 | 0 | 0
F2_Residential_CZ1 - Single Family_New_Secondary Heating_Natural Gas_Fireplace_Technical Potential | F2 | Residential | CZ1 - Single Family | New | Secondary Heating | Natural Gas | Fireplace | Technical Potential | Usage (MMtherm) | 0 | 0 | 0 | 0 | 0 | 0 | 0 | 0 | 0 | 0 | 0 | 0 | 0 | 0 | 0 | 0 | 0 | 0 | 0 | 0 | 0 | 0 | 0 | 0 | 0 | 0 | 0 | 0 | 0 | 0
F3_Residential_CZ1 - Single Family_New_Secondary Heating_Natural Gas_Fireplace_Technical Potential | F3 | Residential | CZ1 - Single Family | New | Secondary Heating | Natural Gas | Fireplace | Technical Potential | Peak Demand (S) | 0 | 0 | 0 | 0 | 0 | 0 | 0 | 0 | 0 | 0 | 0 | 0 | 0 | 0 | 0 | 0 | 0 | 0 | 0 | 0 | 0 | 0 | 0 | 0 | 0 | 0 | 0 | 0 | 0 | 0
F4_Residential_CZ1 - Single Family_New_Secondary Heating_Natural Gas_Fireplace_Technical Potential | F4 | Residential | CZ1 - Single Family | New | Secondary Heating | Natural Gas | Fireplace | Technical Potential | Peak Demand (W) | 0 | 0 | 0 | 0 | 0 | 0 | 0 | 0 | 0 | 0 | 0 | 0 | 0 | 0 | 0 | 0 | 0 | 0 | 0 | 0 | 0 | 0 | 0 | 0 | 0 | 0 | 0 | 0 | 0 | 0
F5_Residential_CZ1 - Single Family_New_Secondary Heating_Natural Gas_Fireplace_Technical Potential | F5 | Residential | CZ1 - Single Family | New | Secondary Heating | Natural Gas | Fireplace | Technical Potential | Turnover | 0 | 0 | 0 | 0 | 0 | 0 | 0 | 0 | 0 | 0 | 0 | 0 | 0 | 0 | 0 | 0 | 0 | 0 | 0 | 0 | 0 | 0 | 0 | 0 | 0 | 0 | 0 | 0 | 0 | 0
F6_Residential_CZ1 - Single Family_New_Secondary Heating_Natural Gas_Fireplace_Technical Potential | F6 | Residential | CZ1 - Single Family | New | Secondary Heating | Natural Gas | Fireplace | Technical Potential | Avg. Replacement Usage | 0 | 0 | 0 | 0 | 0 | 0 | 0 | 0 | 0 | 0 | 0 | 0 | 0 | 0 | 0 | 0 | 0 | 0 | 0 | 0 | 0 | 0 | 0 | 0 | 0 | 0 | 0 | 0 | 0 | 0
F7_Residential_CZ1 - Single Family_New_Secondary Heating_Natural Gas_Fireplace_Technical Potential | F7 | Residential | CZ1 - Single Family | New | Secondary Heating | Natural Gas | Fireplace | Technical Potential | Avg. Replacement Demand (S) | 0 | 0 | 0 | 0 | 0 | 0 | 0 | 0 | 0 | 0 | 0 | 0 | 0 | 0 | 0 | 0 | 0 | 0 | 0 | 0 | 0 | 0 | 0 | 0 | 0 | 0 | 0 | 0 | 0 | 0
F8_Residential_CZ1 - Single Family_New_Secondary Heating_Natural Gas_Fireplace_Technical Potential | F8 | Residential | CZ1 - Single Family | New | Secondary Heating | Natural Gas | Fireplace | Technical Potential | Avg. Replacement Demand (W) | 0 | 0 | 0 | 0 | 0 | 0 | 0 | 0 | 0 | 0 | 0 | 0 | 0 | 0 | 0 | 0 | 0 | 0 | 0 | 0 | 0 | 0 | 0 | 0 | 0 | 0 | 0 | 0 | 0 | 0
F1_Residential_CZ1 - Single Family_New_Water Heating_Natural Gas_Water Heater <= 55 gal._Technical Potential | F1 | Residential | CZ1 - Single Family | New | Water Heating | Natural Gas | Water Heater <= 55 gal. | Technical Potential | Units | 0 | 0 | 0 | 0 | 0 | 0 | 0 | 0 | 0 | 0 | 0 | 0 | 0 | 0 | 0 | 0 | 0 | 0 | 0 | 0 | 0 | 0 | 0 | 0 | 0 | 0 | 0 | 0 | 0 | 0
F2_Residential_CZ1 - Single Family_New_Water Heating_Natural Gas_Water Heater <= 55 gal._Technical Potential | F2 | Residential | CZ1 - Single Family | New | Water Heating | Natural Gas | Water Heater <= 55 gal. | Technical Potential | Usage (MMtherm) | 0 | 0 | 0 | 0 | 0 | 0 | 0 | 0 | 0 | 0 | 0 | 0 | 0 | 0 | 0 | 0 | 0 | 0 | 0 | 0 | 0 | 0 | 0 | 0 | 0 | 0 | 0 | 0 | 0 | 0
F3_Residential_CZ1 - Single Family_New_Water Heating_Natural Gas_Water Heater <= 55 gal._Technical Potential | F3 | Residential | CZ1 - Single Family | New | Water Heating | Natural Gas | Water Heater <= 55 gal. | Technical Potential | Peak Demand (S) | 0 | 0 | 0 | 0 | 0 | 0 | 0 | 0 | 0 | 0 | 0 | 0 | 0 | 0 | 0 | 0 | 0 | 0 | 0 | 0 | 0 | 0 | 0 | 0 | 0 | 0 | 0 | 0 | 0 | 0
F4_Residential_CZ1 - Single Family_New_Water Heating_Natural Gas_Water Heater <= 55 gal._Technical Potential | F4 | Residential | CZ1 - Single Family | New | Water Heating | Natural Gas | Water Heater <= 55 gal. | Technical Potential | Peak Demand (W) | 0 | 0 | 0 | 0 | 0 | 0 | 0 | 0 | 0 | 0 | 0 | 0 | 0 | 0 | 0 | 0 | 0 | 0 | 0 | 0 | 0 | 0 | 0 | 0 | 0 | 0 | 0 | 0 | 0 | 0
F5_Residential_CZ1 - Single Family_New_Water Heating_Natural Gas_Water Heater <= 55 gal._Technical Potential | F5 | Residential | CZ1 - Single Family | New | Water Heating | Natural Gas | Water Heater <= 55 gal. | Technical Potential | Turnover | 0 | 0 | 0 | 0 | 0 | 0 | 0 | 0 | 0 | 0 | 0 | 0 | 0 | 0 | 0 | 0 | 0 | 0 | 0 | 0 | 0 | 0 | 0 | 0 | 0 | 0 | 0 | 0 | 0 | 0
F6_Residential_CZ1 - Single Family_New_Water Heating_Natural Gas_Water Heater <= 55 gal._Technical Potential | F6 | Residential | CZ1 - Single Family | New | Water Heating | Natural Gas | Water Heater <= 55 gal. | Technical Potential | Avg. Replacement Usage | 0 | 0 | 0 | 0 | 0 | 0 | 0 | 0 | 0 | 0 | 0 | 0 | 0 | 0 | 0 | 0 | 0 | 0 | 0 | 0 | 0 | 0 | 0 | 0 | 0 | 0 | 0 | 0 | 0 | 0
F7_Residential_CZ1 - Single Family_New_Water Heating_Natural Gas_Water Heater <= 55 gal._Technical Potential | F7 | Residential | CZ1 - Single Family | New | Water Heating | Natural Gas | Water Heater <= 55 gal. | Technical Potential | Avg. Replacement Demand (S) | 0 | 0 | 0 | 0 | 0 | 0 | 0 | 0 | 0 | 0 | 0 | 0 | 0 | 0 | 0 | 0 | 0 | 0 | 0 | 0 | 0 | 0 | 0 | 0 | 0 | 0 | 0 | 0 | 0 | 0
F8_Residential_CZ1 - Single Family_New_Water Heating_Natural Gas_Water Heater <= 55 gal._Technical Potential | F8 | Residential | CZ1 - Single Family | New | Water Heating | Natural Gas | Water Heater <= 55 gal. | Technical Potential | Avg. Replacement Demand (W) | 0 | 0 | 0 | 0 | 0 | 0 | 0 | 0 | 0 | 0 | 0 | 0 | 0 | 0 | 0 | 0 | 0 | 0 | 0 | 0 | 0 | 0 | 0 | 0 | 0 | 0 | 0 | 0 | 0 | 0
F1_Residential_CZ1 - Single Family_New_Water Heating_Natural Gas_Water Heater > 55 gal._Technical Potential | F1 | Residential | CZ1 - Single Family | New | Water Heating | Natural Gas | Water Heater > 55 gal. | Technical Potential | Units | 0 | 0 | 0 | 0 | 0 | 0 | 0 | 0 | 0 | 0 | 0 | 0 | 0 | 0 | 0 | 0 | 0 | 0 | 0 | 0 | 0 | 0 | 0 | 0 | 0 | 0 | 0 | 0 | 0 | 0
F2_Residential_CZ1 - Single Family_New_Water Heating_Natural Gas_Water Heater > 55 gal._Technical Potential | F2 | Residential | CZ1 - Single Family | New | Water Heating | Natural Gas | Water Heater > 55 gal. | Technical Potential | Usage (MMtherm) | 0 | 0 | 0 | 0 | 0 | 0 | 0 | 0 | 0 | 0 | 0 | 0 | 0 | 0 | 0 | 0 | 0 | 0 | 0 | 0 | 0 | 0 | 0 | 0 | 0 | 0 | 0 | 0 | 0 | 0
F3_Residential_CZ1 - Single Family_New_Water Heating_Natural Gas_Water Heater > 55 gal._Technical Potential | F3 | Residential | CZ1 - Single Family | New | Water Heating | Natural Gas | Water Heater > 55 gal. | Technical Potential | Peak Demand (S) | 0 | 0 | 0 | 0 | 0 | 0 | 0 | 0 | 0 | 0 | 0 | 0 | 0 | 0 | 0 | 0 | 0 | 0 | 0 | 0 | 0 | 0 | 0 | 0 | 0 | 0 | 0 | 0 | 0 | 0
F4_Residential_CZ1 - Single Family_New_Water Heating_Natural Gas_Water Heater > 55 gal._Technical Potential | F4 | Residential | CZ1 - Single Family | New | Water Heating | Natural Gas | Water Heater > 55 gal. | Technical Potential | Peak Demand (W) | 0 | 0 | 0 | 0 | 0 | 0 | 0 | 0 | 0 | 0 | 0 | 0 | 0 | 0 | 0 | 0 | 0 | 0 | 0 | 0 | 0 | 0 | 0 | 0 | 0 | 0 | 0 | 0 | 0 | 0
F5_Residential_CZ1 - Single Family_New_Water Heating_Natural Gas_Water Heater > 55 gal._Technical Potential | F5 | Residential | CZ1 - Single Family | New | Water Heating | Natural Gas | Water Heater > 55 gal. | Technical Potential | Turnover | 0 | 0 | 0 | 0 | 0 | 0 | 0 | 0 | 0 | 0 | 0 | 0 | 0 | 0 | 0 | 0 | 0 | 0 | 0 | 0 | 0 | 0 | 0 | 0 | 0 | 0 | 0 | 0 | 0 | 0
F6_Residential_CZ1 - Single Family_New_Water Heating_Natural Gas_Water Heater > 55 gal._Technical Potential | F6 | Residential | CZ1 - Single Family | New | Water Heating | Natural Gas | Water Heater > 55 gal. | Technical Potential | Avg. Replacement Usage | 0 | 0 | 0 | 0 | 0 | 0 | 0 | 0 | 0 | 0 | 0 | 0 | 0 | 0 | 0 | 0 | 0 | 0 | 0 | 0 | 0 | 0 | 0 | 0 | 0 | 0 | 0 | 0 | 0 | 0
F7_Residential_CZ1 - Single Family_New_Water Heating_Natural Gas_Water Heater > 55 gal._Technical Potential | F7 | Residential | CZ1 - Single Family | New | Water Heating | Natural Gas | Water Heater > 55 gal. | Technical Potential | Avg. Replacement Demand (S) | 0 | 0 | 0 | 0 | 0 | 0 | 0 | 0 | 0 | 0 | 0 | 0 | 0 | 0 | 0 | 0 | 0 | 0 | 0 | 0 | 0 | 0 | 0 | 0 | 0 | 0 | 0 | 0 | 0 | 0
F8_Residential_CZ1 - Single Family_New_Water Heating_Natural Gas_Water Heater > 55 gal._Technical Potential | F8 | Residential | CZ1 - Single Family | New | Water Heating | Natural Gas | Water Heater > 55 gal. | Technical Potential | Avg. Replacement Demand (W) | 0 | 0 | 0 | 0 | 0 | 0 | 0 | 0 | 0 | 0 | 0 | 0 | 0 | 0 | 0 | 0 | 0 | 0 | 0 | 0 | 0 | 0 | 0 | 0 | 0 | 0 | 0 | 0 | 0 | 0
F1_Residential_CZ1 - Single Family_New_Appliances_Natural Gas_Clothes Dryer_Technical Potential | F1 | Residential | CZ1 - Single Family | New | Appliances | Natural Gas | Clothes Dryer | Technical Potential | Units | 0 | 0 | 0 | 0 | 0 | 0 | 0 | 0 | 0 | 0 | 0 | 0 | 0 | 0 | 0 | 0 | 0 | 0 | 0 | 0 | 0 | 0 | 0 | 0 | 0 | 0 | 0 | 0 | 0 | 0
F2_Residential_CZ1 - Single Family_New_Appliances_Natural Gas_Clothes Dryer_Technical Potential | F2 | Residential | CZ1 - Single Family | New | Appliances | Natural Gas | Clothes Dryer | Technical Potential | Usage (MMtherm) | 0 | 0 | 0 | 0 | 0 | 0 | 0 | 0 | 0 | 0 | 0 | 0 | 0 | 0 | 0 | 0 | 0 | 0 | 0 | 0 | 0 | 0 | 0 | 0 | 0 | 0 | 0 | 0 | 0 | 0
F3_Residential_CZ1 - Single Family_New_Appliances_Natural Gas_Clothes Dryer_Technical Potential | F3 | Residential | CZ1 - Single Family | New | Appliances | Natural Gas | Clothes Dryer | Technical Potential | Peak Demand (S) | 0 | 0 | 0 | 0 | 0 | 0 | 0 | 0 | 0 | 0 | 0 | 0 | 0 | 0 | 0 | 0 | 0 | 0 | 0 | 0 | 0 | 0 | 0 | 0 | 0 | 0 | 0 | 0 | 0 | 0
F4_Residential_CZ1 - Single Family_New_Appliances_Natural Gas_Clothes Dryer_Technical Potential | F4 | Residential | CZ1 - Single Family | New | Appliances | Natural Gas | Clothes Dryer | Technical Potential | Peak Demand (W) | 0 | 0 | 0 | 0 | 0 | 0 | 0 | 0 | 0 | 0 | 0 | 0 | 0 | 0 | 0 | 0 | 0 | 0 | 0 | 0 | 0 | 0 | 0 | 0 | 0 | 0 | 0 | 0 | 0 | 0
F5_Residential_CZ1 - Single Family_New_Appliances_Natural Gas_Clothes Dryer_Technical Potential | F5 | Residential | CZ1 - Single Family | New | Appliances | Natural Gas | Clothes Dryer | Technical Potential | Turnover | 0 | 0 | 0 | 0 | 0 | 0 | 0 | 0 | 0 | 0 | 0 | 0 | 0 | 0 | 0 | 0 | 0 | 0 | 0 | 0 | 0 | 0 | 0 | 0 | 0 | 0 | 0 | 0 | 0 | 0
F6_Residential_CZ1 - Single Family_New_Appliances_Natural Gas_Clothes Dryer_Technical Potential | F6 | Residential | CZ1 - Single Family | New | Appliances | Natural Gas | Clothes Dryer | Technical Potential | Avg. Replacement Usage | 0 | 0 | 0 | 0 | 0 | 0 | 0 | 0 | 0 | 0 | 0 | 0 | 0 | 0 | 0 | 0 | 0 | 0 | 0 | 0 | 0 | 0 | 0 | 0 | 0 | 0 | 0 | 0 | 0 | 0
F7_Residential_CZ1 - Single Family_New_Appliances_Natural Gas_Clothes Dryer_Technical Potential | F7 | Residential | CZ1 - Single Family | New | Appliances | Natural Gas | Clothes Dryer | Technical Potential | Avg. Replacement Demand (S) | 0 | 0 | 0 | 0 | 0 | 0 | 0 | 0 | 0 | 0 | 0 | 0 | 0 | 0 | 0 | 0 | 0 | 0 | 0 | 0 | 0 | 0 | 0 | 0 | 0 | 0 | 0 | 0 | 0 | 0
F8_Residential_CZ1 - Single Family_New_Appliances_Natural Gas_Clothes Dryer_Technical Potential | F8 | Residential | CZ1 - Single Family | New | Appliances | Natural Gas | Clothes Dryer | Technical Potential | Avg. Replacement Demand (W) | 0 | 0 | 0 | 0 | 0 | 0 | 0 | 0 | 0 | 0 | 0 | 0 | 0 | 0 | 0 | 0 | 0 | 0 | 0 | 0 | 0 | 0 | 0 | 0 | 0 | 0 | 0 | 0 | 0 | 0
F1_Residential_CZ1 - Single Family_New_Appliances_Natural Gas_Stove/Oven_Technical Potential | F1 | Residential | CZ1 - Single Family | New | Appliances | Natural Gas | Stove/Oven | Technical Potential | Units | 0 | 0 | 0 | 0 | 0 | 0 | 0 | 0 | 0 | 0 | 0 | 0 | 0 | 0 | 0 | 0 | 0 | 0 | 0 | 0 | 0 | 0 | 0 | 0 | 0 | 0 | 0 | 0 | 0 | 0
F2_Residential_CZ1 - Single Family_New_Appliances_Natural Gas_Stove/Oven_Technical Potential | F2 | Residential | CZ1 - Single Family | New | Appliances | Natural Gas | Stove/Oven | Technical Potential | Usage (MMtherm) | 0 | 0 | 0 | 0 | 0 | 0 | 0 | 0 | 0 | 0 | 0 | 0 | 0 | 0 | 0 | 0 | 0 | 0 | 0 | 0 | 0 | 0 | 0 | 0 | 0 | 0 | 0 | 0 | 0 | 0
F3_Residential_CZ1 - Single Family_New_Appliances_Natural Gas_Stove/Oven_Technical Potential | F3 | Residential | CZ1 - Single Family | New | Appliances | Natural Gas | Stove/Oven | Technical Potential | Peak Demand (S) | 0 | 0 | 0 | 0 | 0 | 0 | 0 | 0 | 0 | 0 | 0 | 0 | 0 | 0 | 0 | 0 | 0 | 0 | 0 | 0 | 0 | 0 | 0 | 0 | 0 | 0 | 0 | 0 | 0 | 0
F4_Residential_CZ1 - Single Family_New_Appliances_Natural Gas_Stove/Oven_Technical Potential | F4 | Residential | CZ1 - Single Family | New | Appliances | Natural Gas | Stove/Oven | Technical Potential | Peak Demand (W) | 0 | 0 | 0 | 0 | 0 | 0 | 0 | 0 | 0 | 0 | 0 | 0 | 0 | 0 | 0 | 0 | 0 | 0 | 0 | 0 | 0 | 0 | 0 | 0 | 0 | 0 | 0 | 0 | 0 | 0
F5_Residential_CZ1 - Single Family_New_Appliances_Natural Gas_Stove/Oven_Technical Potential | F5 | Residential | CZ1 - Single Family | New | Appliances | Natural Gas | Stove/Oven | Technical Potential | Turnover | 0 | 0 | 0 | 0 | 0 | 0 | 0 | 0 | 0 | 0 | 0 | 0 | 0 | 0 | 0 | 0 | 0 | 0 | 0 | 0 | 0 | 0 | 0 | 0 | 0 | 0 | 0 | 0 | 0 | 0
F6_Residential_CZ1 - Single Family_New_Appliances_Natural Gas_Stove/Oven_Technical Potential | F6 | Residential | CZ1 - Single Family | New | Appliances | Natural Gas | Stove/Oven | Technical Potential | Avg. Replacement Usage | 0 | 0 | 0 | 0 | 0 | 0 | 0 | 0 | 0 | 0 | 0 | 0 | 0 | 0 | 0 | 0 | 0 | 0 | 0 | 0 | 0 | 0 | 0 | 0 | 0 | 0 | 0 | 0 | 0 | 0
F7_Residential_CZ1 - Single Family_New_Appliances_Natural Gas_Stove/Oven_Technical Potential | F7 | Residential | CZ1 - Single Family | New | Appliances | Natural Gas | Stove/Oven | Technical Potential | Avg. Replacement Demand (S) | 0 | 0 | 0 | 0 | 0 | 0 | 0 | 0 | 0 | 0 | 0 | 0 | 0 | 0 | 0 | 0 | 0 | 0 | 0 | 0 | 0 | 0 | 0 | 0 | 0 | 0 | 0 | 0 | 0 | 0
F8_Residential_CZ1 - Single Family_New_Appliances_Natural Gas_Stove/Oven_Technical Potential | F8 | Residential | CZ1 - Single Family | New | Appliances | Natural Gas | Stove/Oven | Technical Potential | Avg. Replacement Demand (W) | 0 | 0 | 0 | 0 | 0 | 0 | 0 | 0 | 0 | 0 | 0 | 0 | 0 | 0 | 0 | 0 | 0 | 0 | 0 | 0 | 0 | 0 | 0 | 0 | 0 | 0 | 0 | 0 | 0 | 0
F1_Residential_CZ1 - Single Family_New_Miscellaneous_Natural Gas_Pool Heater_Technical Potential | F1 | Residential | CZ1 - Single Family | New | Miscellaneous | Natural Gas | Pool Heater | Technical Potential | Units | 0 | 0 | 0 | 0 | 0 | 0 | 0 | 0 | 0 | 0 | 0 | 0 | 0 | 0 | 0 | 0 | 0 | 0 | 0 | 0 | 0 | 0 | 0 | 0 | 0 | 0 | 0 | 0 | 0 | 0
F2_Residential_CZ1 - Single Family_New_Miscellaneous_Natural Gas_Pool Heater_Technical Potential | F2 | Residential | CZ1 - Single Family | New | Miscellaneous | Natural Gas | Pool Heater | Technical Potential | Usage (MMtherm) | 0 | 0 | 0 | 0 | 0 | 0 | 0 | 0 | 0 | 0 | 0 | 0 | 0 | 0 | 0 | 0 | 0 | 0 | 0 | 0 | 0 | 0 | 0 | 0 | 0 | 0 | 0 | 0 | 0 | 0
F3_Residential_CZ1 - Single Family_New_Miscellaneous_Natural Gas_Pool Heater_Technical Potential | F3 | Residential | CZ1 - Single Family | New | Miscellaneous | Natural Gas | Pool Heater | Technical Potential | Peak Demand (S) | 0 | 0 | 0 | 0 | 0 | 0 | 0 | 0 | 0 | 0 | 0 | 0 | 0 | 0 | 0 | 0 | 0 | 0 | 0 | 0 | 0 | 0 | 0 | 0 | 0 | 0 | 0 | 0 | 0 | 0
F4_Residential_CZ1 - Single Family_New_Miscellaneous_Natural Gas_Pool Heater_Technical Potential | F4 | Residential | CZ1 - Single Family | New | Miscellaneous | Natural Gas | Pool Heater | Technical Potential | Peak Demand (W) | 0 | 0 | 0 | 0 | 0 | 0 | 0 | 0 | 0 | 0 | 0 | 0 | 0 | 0 | 0 | 0 | 0 | 0 | 0 | 0 | 0 | 0 | 0 | 0 | 0 | 0 | 0 | 0 | 0 | 0
F5_Residential_CZ1 - Single Family_New_Miscellaneous_Natural Gas_Pool Heater_Technical Potential | F5 | Residential | CZ1 - Single Family | New | Miscellaneous | Natural Gas | Pool Heater | Technical Potential | Turnover | 0 | 0 | 0 | 0 | 0 | 0 | 0 | 0 | 0 | 0 | 0 | 0 | 0 | 0 | 0 | 0 | 0 | 0 | 0 | 0 | 0 | 0 | 0 | 0 | 0 | 0 | 0 | 0 | 0 | 0
F6_Residential_CZ1 - Single Family_New_Miscellaneous_Natural Gas_Pool Heater_Technical Potential | F6 | Residential | CZ1 - Single Family | New | Miscellaneous | Natural Gas | Pool Heater | Technical Potential | Avg. Replacement Usage | 0 | 0 | 0 | 0 | 0 | 0 | 0 | 0 | 0 | 0 | 0 | 0 | 0 | 0 | 0 | 0 | 0 | 0 | 0 | 0 | 0 | 0 | 0 | 0 | 0 | 0 | 0 | 0 | 0 | 0
F7_Residential_CZ1 - Single Family_New_Miscellaneous_Natural Gas_Pool Heater_Technical Potential | F7 | Residential | CZ1 - Single Family | New | Miscellaneous | Natural Gas | Pool Heater | Technical Potential | Avg. Replacement Demand (S) | 0 | 0 | 0 | 0 | 0 | 0 | 0 | 0 | 0 | 0 | 0 | 0 | 0 | 0 | 0 | 0 | 0 | 0 | 0 | 0 | 0 | 0 | 0 | 0 | 0 | 0 | 0 | 0 | 0 | 0
F8_Residential_CZ1 - Single Family_New_Miscellaneous_Natural Gas_Pool Heater_Technical Potential | F8 | Residential | CZ1 - Single Family | New | Miscellaneous | Natural Gas | Pool Heater | Technical Potential | Avg. Replacement Demand (W) | 0 | 0 | 0 | 0 | 0 | 0 | 0 | 0 | 0 | 0 | 0 | 0 | 0 | 0 | 0 | 0 | 0 | 0 | 0 | 0 | 0 | 0 | 0 | 0 | 0 | 0 | 0 | 0 | 0 | 0
F1_Residential_CZ1 - Single Family_New_Miscellaneous_Natural Gas_Miscellaneous_Technical Potential | F1 | Residential | CZ1 - Single Family | New | Miscellaneous | Natural Gas | Miscellaneous | Technical Potential | Units | 0 | 0 | 0 | 0 | 0 | 0 | 0 | 0 | 0 | 0 | 0 | 0 | 0 | 0 | 0 | 0 | 0 | 0 | 0 | 0 | 0 | 0 | 0 | 0 | 0 | 0 | 0 | 0 | 0 | 0
F2_Residential_CZ1 - Single Family_New_Miscellaneous_Natural Gas_Miscellaneous_Technical Potential | F2 | Residential | CZ1 - Single Family | New | Miscellaneous | Natural Gas | Miscellaneous | Technical Potential | Usage (MMtherm) | 0 | 0 | 0 | 0 | 0 | 0 | 0 | 0 | 0 | 0 | 0 | 0 | 0 | 0 | 0 | 0 | 0 | 0 | 0 | 0 | 0 | 0 | 0 | 0 | 0 | 0 | 0 | 0 | 0 | 0
F3_Residential_CZ1 - Single Family_New_Miscellaneous_Natural Gas_Miscellaneous_Technical Potential | F3 | Residential | CZ1 - Single Family | New | Miscellaneous | Natural Gas | Miscellaneous | Technical Potential | Peak Demand (S) | 0 | 0 | 0 | 0 | 0 | 0 | 0 | 0 | 0 | 0 | 0 | 0 | 0 | 0 | 0 | 0 | 0 | 0 | 0 | 0 | 0 | 0 | 0 | 0 | 0 | 0 | 0 | 0 | 0 | 0
F4_Residential_CZ1 - Single Family_New_Miscellaneous_Natural Gas_Miscellaneous_Technical Potential | F4 | Residential | CZ1 - Single Family | New | Miscellaneous | Natural Gas | Miscellaneous | Technical Potential | Peak Demand (W) | 0 | 0 | 0 | 0 | 0 | 0 | 0 | 0 | 0 | 0 | 0 | 0 | 0 | 0 | 0 | 0 | 0 | 0 | 0 | 0 | 0 | 0 | 0 | 0 | 0 | 0 | 0 | 0 | 0 | 0
F5_Residential_CZ1 - Single Family_New_Miscellaneous_Natural Gas_Miscellaneous_Technical Potential | F5 | Residential | CZ1 - Single Family | New | Miscellaneous | Natural Gas | Miscellaneous | Technical Potential | Turnover | 0 | 0 | 0 | 0 | 0 | 0 | 0 | 0 | 0 | 0 | 0 | 0 | 0 | 0 | 0 | 0 | 0 | 0 | 0 | 0 | 0 | 0 | 0 | 0 | 0 | 0 | 0 | 0 | 0 | 0
F6_Residential_CZ1 - Single Family_New_Miscellaneous_Natural Gas_Miscellaneous_Technical Potential | F6 | Residential | CZ1 - Single Family | New | Miscellaneous | Natural Gas | Miscellaneous | Technical Potential | Avg. Replacement Usage | 0 | 0 | 0 | 0 | 0 | 0 | 0 | 0 | 0 | 0 | 0 | 0 | 0 | 0 | 0 | 0 | 0 | 0 | 0 | 0 | 0 | 0 | 0 | 0 | 0 | 0 | 0 | 0 | 0 | 0
F7_Residential_CZ1 - Single Family_New_Miscellaneous_Natural Gas_Miscellaneous_Technical Potential | F7 | Residential | CZ1 - Single Family | New | Miscellaneous | Natural Gas | Miscellaneous | Technical Potential | Avg. Replacement Demand (S) | 0 | 0 | 0 | 0 | 0 | 0 | 0 | 0 | 0 | 0 | 0 | 0 | 0 | 0 | 0 | 0 | 0 | 0 | 0 | 0 | 0 | 0 | 0 | 0 | 0 | 0 | 0 | 0 | 0 | 0
F8_Residential_CZ1 - Single Family_New_Miscellaneous_Natural Gas_Miscellaneous_Technical Potential | F8 | Residential | CZ1 - Single Family | New | Miscellaneous | Natural Gas | Miscellaneous | Technical Potential | Avg. Replacement Demand (W) | 0 | 0 | 0 | 0 | 0 | 0 | 0 | 0 | 0 | 0 | 0 | 0 | 0 | 0 | 0 | 0 | 0 | 0 | 0 | 0 | 0 | 0 | 0 | 0 | 0 | 0 | 0 | 0 | 0 | 0
F1_Residential_CZ1 - Multi Family_Existing_Space Heating_Natural Gas_Furnace - Direct Fuel_Technical Potential | F1 | Residential | CZ1 - Multi Family | Existing | Space Heating | Natural Gas | Furnace - Direct Fuel | Technical Potential | Units | 0 | 0 | 0 | 0 | 0 | 0 | 0 | 0 | 0 | 0 | 0 | 0 | 0 | 0 | 0 | 0 | 0 | 0 | 0 | 0 | 0 | 0 | 0 | 0 | 0 | 0 | 0 | 0 | 0 | 0
F2_Residential_CZ1 - Multi Family_Existing_Space Heating_Natural Gas_Furnace - Direct Fuel_Technical Potential | F2 | Residential | CZ1 - Multi Family | Existing | Space Heating | Natural Gas | Furnace - Direct Fuel | Technical Potential | Usage (MMtherm) | 0 | 0 | 0 | 0 | 0 | 0 | 0 | 0 | 0 | 0 | 0 | 0 | 0 | 0 | 0 | 0 | 0 | 0 | 0 | 0 | 0 | 0 | 0 | 0 | 0 | 0 | 0 | 0 | 0 | 0
F3_Residential_CZ1 - Multi Family_Existing_Space Heating_Natural Gas_Furnace - Direct Fuel_Technical Potential | F3 | Residential | CZ1 - Multi Family | Existing | Space Heating | Natural Gas | Furnace - Direct Fuel | Technical Potential | Peak Demand (S) | 0 | 0 | 0 | 0 | 0 | 0 | 0 | 0 | 0 | 0 | 0 | 0 | 0 | 0 | 0 | 0 | 0 | 0 | 0 | 0 | 0 | 0 | 0 | 0 | 0 | 0 | 0 | 0 | 0 | 0
F4_Residential_CZ1 - Multi Family_Existing_Space Heating_Natural Gas_Furnace - Direct Fuel_Technical Potential | F4 | Residential | CZ1 - Multi Family | Existing | Space Heating | Natural Gas | Furnace - Direct Fuel | Technical Potential | Peak Demand (W) | 0 | 0 | 0 | 0 | 0 | 0 | 0 | 0 | 0 | 0 | 0 | 0 | 0 | 0 | 0 | 0 | 0 | 0 | 0 | 0 | 0 | 0 | 0 | 0 | 0 | 0 | 0 | 0 | 0 | 0
F5_Residential_CZ1 - Multi Family_Existing_Space Heating_Natural Gas_Furnace - Direct Fuel_Technical Potential | F5 | Residential | CZ1 - Multi Family | Existing | Space Heating | Natural Gas | Furnace - Direct Fuel | Technical Potential | Turnover | 0 | 0 | 0 | 0 | 0 | 0 | 0 | 0 | 0 | 0 | 0 | 0 | 0 | 0 | 0 | 0 | 0 | 0 | 0 | 0 | 0 | 0 | 0 | 0 | 0 | 0 | 0 | 0 | 0 | 0
F6_Residential_CZ1 - Multi Family_Existing_Space Heating_Natural Gas_Furnace - Direct Fuel_Technical Potential | F6 | Residential | CZ1 - Multi Family | Existing | Space Heating | Natural Gas | Furnace - Direct Fuel | Technical Potential | Avg. Replacement Usage | 0 | 0 | 0 | 0 | 0 | 0 | 0 | 0 | 0 | 0 | 0 | 0 | 0 | 0 | 0 | 0 | 0 | 0 | 0 | 0 | 0 | 0 | 0 | 0 | 0 | 0 | 0 | 0 | 0 | 0
F7_Residential_CZ1 - Multi Family_Existing_Space Heating_Natural Gas_Furnace - Direct Fuel_Technical Potential | F7 | Residential | CZ1 - Multi Family | Existing | Space Heating | Natural Gas | Furnace - Direct Fuel | Technical Potential | Avg. Replacement Demand (S) | 0 | 0 | 0 | 0 | 0 | 0 | 0 | 0 | 0 | 0 | 0 | 0 | 0 | 0 | 0 | 0 | 0 | 0 | 0 | 0 | 0 | 0 | 0 | 0 | 0 | 0 | 0 | 0 | 0 | 0
F8_Residential_CZ1 - Multi Family_Existing_Space Heating_Natural Gas_Furnace - Direct Fuel_Technical Potential | F8 | Residential | CZ1 - Multi Family | Existing | Space Heating | Natural Gas | Furnace - Direct Fuel | Technical Potential | Avg. Replacement Demand (W) | 0 | 0 | 0 | 0 | 0 | 0 | 0 | 0 | 0 | 0 | 0 | 0 | 0 | 0 | 0 | 0 | 0 | 0 | 0 | 0 | 0 | 0 | 0 | 0 | 0 | 0 | 0 | 0 | 0 | 0
F1_Residential_CZ1 - Multi Family_Existing_Space Heating_Natural Gas_Boiler - Direct Fuel_Technical Potential | F1 | Residential | CZ1 - Multi Family | Existing | Space Heating | Natural Gas | Boiler - Direct Fuel | Technical Potential | Units | 0 | 0 | 0 | 0 | 0 | 0 | 0 | 0 | 0 | 0 | 0 | 0 | 0 | 0 | 0 | 0 | 0 | 0 | 0 | 0 | 0 | 0 | 0 | 0 | 0 | 0 | 0 | 0 | 0 | 0
F2_Residential_CZ1 - Multi Family_Existing_Space Heating_Natural Gas_Boiler - Direct Fuel_Technical Potential | F2 | Residential | CZ1 - Multi Family | Existing | Space Heating | Natural Gas | Boiler - Direct Fuel | Technical Potential | Usage (MMtherm) | 0 | 0 | 0 | 0 | 0 | 0 | 0 | 0 | 0 | 0 | 0 | 0 | 0 | 0 | 0 | 0 | 0 | 0 | 0 | 0 | 0 | 0 | 0 | 0 | 0 | 0 | 0 | 0 | 0 | 0
F3_Residential_CZ1 - Multi Family_Existing_Space Heating_Natural Gas_Boiler - Direct Fuel_Technical Potential | F3 | Residential | CZ1 - Multi Family | Existing | Space Heating | Natural Gas | Boiler - Direct Fuel | Technical Potential | Peak Demand (S) | 0 | 0 | 0 | 0 | 0 | 0 | 0 | 0 | 0 | 0 | 0 | 0 | 0 | 0 | 0 | 0 | 0 | 0 | 0 | 0 | 0 | 0 | 0 | 0 | 0 | 0 | 0 | 0 | 0 | 0
F4_Residential_CZ1 - Multi Family_Existing_Space Heating_Natural Gas_Boiler - Direct Fuel_Technical Potential | F4 | Residential | CZ1 - Multi Family | Existing | Space Heating | Natural Gas | Boiler - Direct Fuel | Technical Potential | Peak Demand (W) | 0 | 0 | 0 | 0 | 0 | 0 | 0 | 0 | 0 | 0 | 0 | 0 | 0 | 0 | 0 | 0 | 0 | 0 | 0 | 0 | 0 | 0 | 0 | 0 | 0 | 0 | 0 | 0 | 0 | 0
F5_Residential_CZ1 - Multi Family_Existing_Space Heating_Natural Gas_Boiler - Direct Fuel_Technical Potential | F5 | Residential | CZ1 - Multi Family | Existing | Space Heating | Natural Gas | Boiler - Direct Fuel | Technical Potential | Turnover | 0 | 0 | 0 | 0 | 0 | 0 | 0 | 0 | 0 | 0 | 0 | 0 | 0 | 0 | 0 | 0 | 0 | 0 | 0 | 0 | 0 | 0 | 0 | 0 | 0 | 0 | 0 | 0 | 0 | 0
F6_Residential_CZ1 - Multi Family_Existing_Space Heating_Natural Gas_Boiler - Direct Fuel_Technical Potential | F6 | Residential | CZ1 - Multi Family | Existing | Space Heating | Natural Gas | Boiler - Direct Fuel | Technical Potential | Avg. Replacement Usage | 0 | 0 | 0 | 0 | 0 | 0 | 0 | 0 | 0 | 0 | 0 | 0 | 0 | 0 | 0 | 0 | 0 | 0 | 0 | 0 | 0 | 0 | 0 | 0 | 0 | 0 | 0 | 0 | 0 | 0
F7_Residential_CZ1 - Multi Family_Existing_Space Heating_Natural Gas_Boiler - Direct Fuel_Technical Potential | F7 | Residential | CZ1 - Multi Family | Existing | Space Heating | Natural Gas | Boiler - Direct Fuel | Technical Potential | Avg. Replacement Demand (S) | 0 | 0 | 0 | 0 | 0 | 0 | 0 | 0 | 0 | 0 | 0 | 0 | 0 | 0 | 0 | 0 | 0 | 0 | 0 | 0 | 0 | 0 | 0 | 0 | 0 | 0 | 0 | 0 | 0 | 0
F8_Residential_CZ1 - Multi Family_Existing_Space Heating_Natural Gas_Boiler - Direct Fuel_Technical Potential | F8 | Residential | CZ1 - Multi Family | Existing | Space Heating | Natural Gas | Boiler - Direct Fuel | Technical Potential | Avg. Replacement Demand (W) | 0 | 0 | 0 | 0 | 0 | 0 | 0 | 0 | 0 | 0 | 0 | 0 | 0 | 0 | 0 | 0 | 0 | 0 | 0 | 0 | 0 | 0 | 0 | 0 | 0 | 0 | 0 | 0 | 0 | 0
F1_Residential_CZ1 - Multi Family_Existing_Secondary Heating_Natural Gas_Fireplace_Technical Potential | F1 | Residential | CZ1 - Multi Family | Existing | Secondary Heating | Natural Gas | Fireplace | Technical Potential | Units | 0 | 0 | 0 | 0 | 0 | 0 | 0 | 0 | 0 | 0 | 0 | 0 | 0 | 0 | 0 | 0 | 0 | 0 | 0 | 0 | 0 | 0 | 0 | 0 | 0 | 0 | 0 | 0 | 0 | 0
F2_Residential_CZ1 - Multi Family_Existing_Secondary Heating_Natural Gas_Fireplace_Technical Potential | F2 | Residential | CZ1 - Multi Family | Existing | Secondary Heating | Natural Gas | Fireplace | Technical Potential | Usage (MMtherm) | 0 | 0 | 0 | 0 | 0 | 0 | 0 | 0 | 0 | 0 | 0 | 0 | 0 | 0 | 0 | 0 | 0 | 0 | 0 | 0 | 0 | 0 | 0 | 0 | 0 | 0 | 0 | 0 | 0 | 0
F3_Residential_CZ1 - Multi Family_Existing_Secondary Heating_Natural Gas_Fireplace_Technical Potential | F3 | Residential | CZ1 - Multi Family | Existing | Secondary Heating | Natural Gas | Fireplace | Technical Potential | Peak Demand (S) | 0 | 0 | 0 | 0 | 0 | 0 | 0 | 0 | 0 | 0 | 0 | 0 | 0 | 0 | 0 | 0 | 0 | 0 | 0 | 0 | 0 | 0 | 0 | 0 | 0 | 0 | 0 | 0 | 0 | 0
F4_Residential_CZ1 - Multi Family_Existing_Secondary Heating_Natural Gas_Fireplace_Technical Potential | F4 | Residential | CZ1 - Multi Family | Existing | Secondary Heating | Natural Gas | Fireplace | Technical Potential | Peak Demand (W) | 0 | 0 | 0 | 0 | 0 | 0 | 0 | 0 | 0 | 0 | 0 | 0 | 0 | 0 | 0 | 0 | 0 | 0 | 0 | 0 | 0 | 0 | 0 | 0 | 0 | 0 | 0 | 0 | 0 | 0
F5_Residential_CZ1 - Multi Family_Existing_Secondary Heating_Natural Gas_Fireplace_Technical Potential | F5 | Residential | CZ1 - Multi Family | Existing | Secondary Heating | Natural Gas | Fireplace | Technical Potential | Turnover | 0 | 0 | 0 | 0 | 0 | 0 | 0 | 0 | 0 | 0 | 0 | 0 | 0 | 0 | 0 | 0 | 0 | 0 | 0 | 0 | 0 | 0 | 0 | 0 | 0 | 0 | 0 | 0 | 0 | 0
F6_Residential_CZ1 - Multi Family_Existing_Secondary Heating_Natural Gas_Fireplace_Technical Potential | F6 | Residential | CZ1 - Multi Family | Existing | Secondary Heating | Natural Gas | Fireplace | Technical Potential | Avg. Replacement Usage | 0 | 0 | 0 | 0 | 0 | 0 | 0 | 0 | 0 | 0 | 0 | 0 | 0 | 0 | 0 | 0 | 0 | 0 | 0 | 0 | 0 | 0 | 0 | 0 | 0 | 0 | 0 | 0 | 0 | 0
F7_Residential_CZ1 - Multi Family_Existing_Secondary Heating_Natural Gas_Fireplace_Technical Potential | F7 | Residential | CZ1 - Multi Family | Existing | Secondary Heating | Natural Gas | Fireplace | Technical Potential | Avg. Replacement Demand (S) | 0 | 0 | 0 | 0 | 0 | 0 | 0 | 0 | 0 | 0 | 0 | 0 | 0 | 0 | 0 | 0 | 0 | 0 | 0 | 0 | 0 | 0 | 0 | 0 | 0 | 0 | 0 | 0 | 0 | 0
F8_Residential_CZ1 - Multi Family_Existing_Secondary Heating_Natural Gas_Fireplace_Technical Potential | F8 | Residential | CZ1 - Multi Family | Existing | Secondary Heating | Natural Gas | Fireplace | Technical Potential | Avg. Replacement Demand (W) | 0 | 0 | 0 | 0 | 0 | 0 | 0 | 0 | 0 | 0 | 0 | 0 | 0 | 0 | 0 | 0 | 0 | 0 | 0 | 0 | 0 | 0 | 0 | 0 | 0 | 0 | 0 | 0 | 0 | 0
F1_Residential_CZ1 - Multi Family_Existing_Water Heating_Natural Gas_Water Heater <= 55 gal._Technical Potential | F1 | Residential | CZ1 - Multi Family | Existing | Water Heating | Natural Gas | Water Heater <= 55 gal. | Technical Potential | Units | 0 | 0 | 0 | 0 | 0 | 0 | 0 | 0 | 0 | 0 | 0 | 0 | 0 | 0 | 0 | 0 | 0 | 0 | 0 | 0 | 0 | 0 | 0 | 0 | 0 | 0 | 0 | 0 | 0 | 0
F2_Residential_CZ1 - Multi Family_Existing_Water Heating_Natural Gas_Water Heater <= 55 gal._Technical Potential | F2 | Residential | CZ1 - Multi Family | Existing | Water Heating | Natural Gas | Water Heater <= 55 gal. | Technical Potential | Usage (MMtherm) | 0 | 0 | 0 | 0 | 0 | 0 | 0 | 0 | 0 | 0 | 0 | 0 | 0 | 0 | 0 | 0 | 0 | 0 | 0 | 0 | 0 | 0 | 0 | 0 | 0 | 0 | 0 | 0 | 0 | 0
F3_Residential_CZ1 - Multi Family_Existing_Water Heating_Natural Gas_Water Heater <= 55 gal._Technical Potential | F3 | Residential | CZ1 - Multi Family | Existing | Water Heating | Natural Gas | Water Heater <= 55 gal. | Technical Potential | Peak Demand (S) | 0 | 0 | 0 | 0 | 0 | 0 | 0 | 0 | 0 | 0 | 0 | 0 | 0 | 0 | 0 | 0 | 0 | 0 | 0 | 0 | 0 | 0 | 0 | 0 | 0 | 0 | 0 | 0 | 0 | 0
F4_Residential_CZ1 - Multi Family_Existing_Water Heating_Natural Gas_Water Heater <= 55 gal._Technical Potential | F4 | Residential | CZ1 - Multi Family | Existing | Water Heating | Natural Gas | Water Heater <= 55 gal. | Technical Potential | Peak Demand (W) | 0 | 0 | 0 | 0 | 0 | 0 | 0 | 0 | 0 | 0 | 0 | 0 | 0 | 0 | 0 | 0 | 0 | 0 | 0 | 0 | 0 | 0 | 0 | 0 | 0 | 0 | 0 | 0 | 0 | 0
F5_Residential_CZ1 - Multi Family_Existing_Water Heating_Natural Gas_Water Heater <= 55 gal._Technical Potential | F5 | Residential | CZ1 - Multi Family | Existing | Water Heating | Natural Gas | Water Heater <= 55 gal. | Technical Potential | Turnover | 0 | 0 | 0 | 0 | 0 | 0 | 0 | 0 | 0 | 0 | 0 | 0 | 0 | 0 | 0 | 0 | 0 | 0 | 0 | 0 | 0 | 0 | 0 | 0 | 0 | 0 | 0 | 0 | 0 | 0
F6_Residential_CZ1 - Multi Family_Existing_Water Heating_Natural Gas_Water Heater <= 55 gal._Technical Potential | F6 | Residential | CZ1 - Multi Family | Existing | Water Heating | Natural Gas | Water Heater <= 55 gal. | Technical Potential | Avg. Replacement Usage | 0 | 0 | 0 | 0 | 0 | 0 | 0 | 0 | 0 | 0 | 0 | 0 | 0 | 0 | 0 | 0 | 0 | 0 | 0 | 0 | 0 | 0 | 0 | 0 | 0 | 0 | 0 | 0 | 0 | 0
F7_Residential_CZ1 - Multi Family_Existing_Water Heating_Natural Gas_Water Heater <= 55 gal._Technical Potential | F7 | Residential | CZ1 - Multi Family | Existing | Water Heating | Natural Gas | Water Heater <= 55 gal. | Technical Potential | Avg. Replacement Demand (S) | 0 | 0 | 0 | 0 | 0 | 0 | 0 | 0 | 0 | 0 | 0 | 0 | 0 | 0 | 0 | 0 | 0 | 0 | 0 | 0 | 0 | 0 | 0 | 0 | 0 | 0 | 0 | 0 | 0 | 0
F8_Residential_CZ1 - Multi Family_Existing_Water Heating_Natural Gas_Water Heater <= 55 gal._Technical Potential | F8 | Residential | CZ1 - Multi Family | Existing | Water Heating | Natural Gas | Water Heater <= 55 gal. | Technical Potential | Avg. Replacement Demand (W) | 0 | 0 | 0 | 0 | 0 | 0 | 0 | 0 | 0 | 0 | 0 | 0 | 0 | 0 | 0 | 0 | 0 | 0 | 0 | 0 | 0 | 0 | 0 | 0 | 0 | 0 | 0 | 0 | 0 | 0
F1_Residential_CZ1 - Multi Family_Existing_Water Heating_Natural Gas_Water Heater > 55 gal._Technical Potential | F1 | Residential | CZ1 - Multi Family | Existing | Water Heating | Natural Gas | Water Heater > 55 gal. | Technical Potential | Units | 0 | 0 | 0 | 0 | 0 | 0 | 0 | 0 | 0 | 0 | 0 | 0 | 0 | 0 | 0 | 0 | 0 | 0 | 0 | 0 | 0 | 0 | 0 | 0 | 0 | 0 | 0 | 0 | 0 | 0
F2_Residential_CZ1 - Multi Family_Existing_Water Heating_Natural Gas_Water Heater > 55 gal._Technical Potential | F2 | Residential | CZ1 - Multi Family | Existing | Water Heating | Natural Gas | Water Heater > 55 gal. | Technical Potential | Usage (MMtherm) | 0 | 0 | 0 | 0 | 0 | 0 | 0 | 0 | 0 | 0 | 0 | 0 | 0 | 0 | 0 | 0 | 0 | 0 | 0 | 0 | 0 | 0 | 0 | 0 | 0 | 0 | 0 | 0 | 0 | 0
F3_Residential_CZ1 - Multi Family_Existing_Water Heating_Natural Gas_Water Heater > 55 gal._Technical Potential | F3 | Residential | CZ1 - Multi Family | Existing | Water Heating | Natural Gas | Water Heater > 55 gal. | Technical Potential | Peak Demand (S) | 0 | 0 | 0 | 0 | 0 | 0 | 0 | 0 | 0 | 0 | 0 | 0 | 0 | 0 | 0 | 0 | 0 | 0 | 0 | 0 | 0 | 0 | 0 | 0 | 0 | 0 | 0 | 0 | 0 | 0
F4_Residential_CZ1 - Multi Family_Existing_Water Heating_Natural Gas_Water Heater > 55 gal._Technical Potential | F4 | Residential | CZ1 - Multi Family | Existing | Water Heating | Natural Gas | Water Heater > 55 gal. | Technical Potential | Peak Demand (W) | 0 | 0 | 0 | 0 | 0 | 0 | 0 | 0 | 0 | 0 | 0 | 0 | 0 | 0 | 0 | 0 | 0 | 0 | 0 | 0 | 0 | 0 | 0 | 0 | 0 | 0 | 0 | 0 | 0 | 0
F5_Residential_CZ1 - Multi Family_Existing_Water Heating_Natural Gas_Water Heater > 55 gal._Technical Potential | F5 | Residential | CZ1 - Multi Family | Existing | Water Heating | Natural Gas | Water Heater > 55 gal. | Technical Potential | Turnover | 0 | 0 | 0 | 0 | 0 | 0 | 0 | 0 | 0 | 0 | 0 | 0 | 0 | 0 | 0 | 0 | 0 | 0 | 0 | 0 | 0 | 0 | 0 | 0 | 0 | 0 | 0 | 0 | 0 | 0
F6_Residential_CZ1 - Multi Family_Existing_Water Heating_Natural Gas_Water Heater > 55 gal._Technical Potential | F6 | Residential | CZ1 - Multi Family | Existing | Water Heating | Natural Gas | Water Heater > 55 gal. | Technical Potential | Avg. Replacement Usage | 0 | 0 | 0 | 0 | 0 | 0 | 0 | 0 | 0 | 0 | 0 | 0 | 0 | 0 | 0 | 0 | 0 | 0 | 0 | 0 | 0 | 0 | 0 | 0 | 0 | 0 | 0 | 0 | 0 | 0
F7_Residential_CZ1 - Multi Family_Existing_Water Heating_Natural Gas_Water Heater > 55 gal._Technical Potential | F7 | Residential | CZ1 - Multi Family | Existing | Water Heating | Natural Gas | Water Heater > 55 gal. | Technical Potential | Avg. Replacement Demand (S) | 0 | 0 | 0 | 0 | 0 | 0 | 0 | 0 | 0 | 0 | 0 | 0 | 0 | 0 | 0 | 0 | 0 | 0 | 0 | 0 | 0 | 0 | 0 | 0 | 0 | 0 | 0 | 0 | 0 | 0
F8_Residential_CZ1 - Multi Family_Existing_Water Heating_Natural Gas_Water Heater > 55 gal._Technical Potential | F8 | Residential | CZ1 - Multi Family | Existing | Water Heating | Natural Gas | Water Heater > 55 gal. | Technical Potential | Avg. Replacement Demand (W) | 0 | 0 | 0 | 0 | 0 | 0 | 0 | 0 | 0 | 0 | 0 | 0 | 0 | 0 | 0 | 0 | 0 | 0 | 0 | 0 | 0 | 0 | 0 | 0 | 0 | 0 | 0 | 0 | 0 | 0
F1_Residential_CZ1 - Multi Family_Existing_Appliances_Natural Gas_Clothes Dryer_Technical Potential | F1 | Residential | CZ1 - Multi Family | Existing | Appliances | Natural Gas | Clothes Dryer | Technical Potential | Units | 0 | 0 | 0 | 0 | 0 | 0 | 0 | 0 | 0 | 0 | 0 | 0 | 0 | 0 | 0 | 0 | 0 | 0 | 0 | 0 | 0 | 0 | 0 | 0 | 0 | 0 | 0 | 0 | 0 | 0
F2_Residential_CZ1 - Multi Family_Existing_Appliances_Natural Gas_Clothes Dryer_Technical Potential | F2 | Residential | CZ1 - Multi Family | Existing | Appliances | Natural Gas | Clothes Dryer | Technical Potential | Usage (MMtherm) | 0 | 0 | 0 | 0 | 0 | 0 | 0 | 0 | 0 | 0 | 0 | 0 | 0 | 0 | 0 | 0 | 0 | 0 | 0 | 0 | 0 | 0 | 0 | 0 | 0 | 0 | 0 | 0 | 0 | 0
F3_Residential_CZ1 - Multi Family_Existing_Appliances_Natural Gas_Clothes Dryer_Technical Potential | F3 | Residential | CZ1 - Multi Family | Existing | Appliances | Natural Gas | Clothes Dryer | Technical Potential | Peak Demand (S) | 0 | 0 | 0 | 0 | 0 | 0 | 0 | 0 | 0 | 0 | 0 | 0 | 0 | 0 | 0 | 0 | 0 | 0 | 0 | 0 | 0 | 0 | 0 | 0 | 0 | 0 | 0 | 0 | 0 | 0
F4_Residential_CZ1 - Multi Family_Existing_Appliances_Natural Gas_Clothes Dryer_Technical Potential | F4 | Residential | CZ1 - Multi Family | Existing | Appliances | Natural Gas | Clothes Dryer | Technical Potential | Peak Demand (W) | 0 | 0 | 0 | 0 | 0 | 0 | 0 | 0 | 0 | 0 | 0 | 0 | 0 | 0 | 0 | 0 | 0 | 0 | 0 | 0 | 0 | 0 | 0 | 0 | 0 | 0 | 0 | 0 | 0 | 0
F5_Residential_CZ1 - Multi Family_Existing_Appliances_Natural Gas_Clothes Dryer_Technical Potential | F5 | Residential | CZ1 - Multi Family | Existing | Appliances | Natural Gas | Clothes Dryer | Technical Potential | Turnover | 0 | 0 | 0 | 0 | 0 | 0 | 0 | 0 | 0 | 0 | 0 | 0 | 0 | 0 | 0 | 0 | 0 | 0 | 0 | 0 | 0 | 0 | 0 | 0 | 0 | 0 | 0 | 0 | 0 | 0
F6_Residential_CZ1 - Multi Family_Existing_Appliances_Natural Gas_Clothes Dryer_Technical Potential | F6 | Residential | CZ1 - Multi Family | Existing | Appliances | Natural Gas | Clothes Dryer | Technical Potential | Avg. Replacement Usage | 0 | 0 | 0 | 0 | 0 | 0 | 0 | 0 | 0 | 0 | 0 | 0 | 0 | 0 | 0 | 0 | 0 | 0 | 0 | 0 | 0 | 0 | 0 | 0 | 0 | 0 | 0 | 0 | 0 | 0
F7_Residential_CZ1 - Multi Family_Existing_Appliances_Natural Gas_Clothes Dryer_Technical Potential | F7 | Residential | CZ1 - Multi Family | Existing | Appliances | Natural Gas | Clothes Dryer | Technical Potential | Avg. Replacement Demand (S) | 0 | 0 | 0 | 0 | 0 | 0 | 0 | 0 | 0 | 0 | 0 | 0 | 0 | 0 | 0 | 0 | 0 | 0 | 0 | 0 | 0 | 0 | 0 | 0 | 0 | 0 | 0 | 0 | 0 | 0
F8_Residential_CZ1 - Multi Family_Existing_Appliances_Natural Gas_Clothes Dryer_Technical Potential | F8 | Residential | CZ1 - Multi Family | Existing | Appliances | Natural Gas | Clothes Dryer | Technical Potential | Avg. Replacement Demand (W) | 0 | 0 | 0 | 0 | 0 | 0 | 0 | 0 | 0 | 0 | 0 | 0 | 0 | 0 | 0 | 0 | 0 | 0 | 0 | 0 | 0 | 0 | 0 | 0 | 0 | 0 | 0 | 0 | 0 | 0
F1_Residential_CZ1 - Multi Family_Existing_Appliances_Natural Gas_Stove/Oven_Technical Potential | F1 | Residential | CZ1 - Multi Family | Existing | Appliances | Natural Gas | Stove/Oven | Technical Potential | Units | 0 | 0 | 0 | 0 | 0 | 0 | 0 | 0 | 0 | 0 | 0 | 0 | 0 | 0 | 0 | 0 | 0 | 0 | 0 | 0 | 0 | 0 | 0 | 0 | 0 | 0 | 0 | 0 | 0 | 0
F2_Residential_CZ1 - Multi Family_Existing_Appliances_Natural Gas_Stove/Oven_Technical Potential | F2 | Residential | CZ1 - Multi Family | Existing | Appliances | Natural Gas | Stove/Oven | Technical Potential | Usage (MMtherm) | 0 | 0 | 0 | 0 | 0 | 0 | 0 | 0 | 0 | 0 | 0 | 0 | 0 | 0 | 0 | 0 | 0 | 0 | 0 | 0 | 0 | 0 | 0 | 0 | 0 | 0 | 0 | 0 | 0 | 0
F3_Residential_CZ1 - Multi Family_Existing_Appliances_Natural Gas_Stove/Oven_Technical Potential | F3 | Residential | CZ1 - Multi Family | Existing | Appliances | Natural Gas | Stove/Oven | Technical Potential | Peak Demand (S) | 0 | 0 | 0 | 0 | 0 | 0 | 0 | 0 | 0 | 0 | 0 | 0 | 0 | 0 | 0 | 0 | 0 | 0 | 0 | 0 | 0 | 0 | 0 | 0 | 0 | 0 | 0 | 0 | 0 | 0
F4_Residential_CZ1 - Multi Family_Existing_Appliances_Natural Gas_Stove/Oven_Technical Potential | F4 | Residential | CZ1 - Multi Family | Existing | Appliances | Natural Gas | Stove/Oven | Technical Potential | Peak Demand (W) | 0 | 0 | 0 | 0 | 0 | 0 | 0 | 0 | 0 | 0 | 0 | 0 | 0 | 0 | 0 | 0 | 0 | 0 | 0 | 0 | 0 | 0 | 0 | 0 | 0 | 0 | 0 | 0 | 0 | 0
F5_Residential_CZ1 - Multi Family_Existing_Appliances_Natural Gas_Stove/Oven_Technical Potential | F5 | Residential | CZ1 - Multi Family | Existing | Appliances | Natural Gas | Stove/Oven | Technical Potential | Turnover | 0 | 0 | 0 | 0 | 0 | 0 | 0 | 0 | 0 | 0 | 0 | 0 | 0 | 0 | 0 | 0 | 0 | 0 | 0 | 0 | 0 | 0 | 0 | 0 | 0 | 0 | 0 | 0 | 0 | 0
F6_Residential_CZ1 - Multi Family_Existing_Appliances_Natural Gas_Stove/Oven_Technical Potential | F6 | Residential | CZ1 - Multi Family | Existing | Appliances | Natural Gas | Stove/Oven | Technical Potential | Avg. Replacement Usage | 0 | 0 | 0 | 0 | 0 | 0 | 0 | 0 | 0 | 0 | 0 | 0 | 0 | 0 | 0 | 0 | 0 | 0 | 0 | 0 | 0 | 0 | 0 | 0 | 0 | 0 | 0 | 0 | 0 | 0
F7_Residential_CZ1 - Multi Family_Existing_Appliances_Natural Gas_Stove/Oven_Technical Potential | F7 | Residential | CZ1 - Multi Family | Existing | Appliances | Natural Gas | Stove/Oven | Technical Potential | Avg. Replacement Demand (S) | 0 | 0 | 0 | 0 | 0 | 0 | 0 | 0 | 0 | 0 | 0 | 0 | 0 | 0 | 0 | 0 | 0 | 0 | 0 | 0 | 0 | 0 | 0 | 0 | 0 | 0 | 0 | 0 | 0 | 0
F8_Residential_CZ1 - Multi Family_Existing_Appliances_Natural Gas_Stove/Oven_Technical Potential | F8 | Residential | CZ1 - Multi Family | Existing | Appliances | Natural Gas | Stove/Oven | Technical Potential | Avg. Replacement Demand (W) | 0 | 0 | 0 | 0 | 0 | 0 | 0 | 0 | 0 | 0 | 0 | 0 | 0 | 0 | 0 | 0 | 0 | 0 | 0 | 0 | 0 | 0 | 0 | 0 | 0 | 0 | 0 | 0 | 0 | 0
F1_Residential_CZ1 - Multi Family_Existing_Miscellaneous_Natural Gas_Pool Heater_Technical Potential | F1 | Residential | CZ1 - Multi Family | Existing | Miscellaneous | Natural Gas | Pool Heater | Technical Potential | Units | 0 | 0 | 0 | 0 | 0 | 0 | 0 | 0 | 0 | 0 | 0 | 0 | 0 | 0 | 0 | 0 | 0 | 0 | 0 | 0 | 0 | 0 | 0 | 0 | 0 | 0 | 0 | 0 | 0 | 0
F2_Residential_CZ1 - Multi Family_Existing_Miscellaneous_Natural Gas_Pool Heater_Technical Potential | F2 | Residential | CZ1 - Multi Family | Existing | Miscellaneous | Natural Gas | Pool Heater | Technical Potential | Usage (MMtherm) | 0 | 0 | 0 | 0 | 0 | 0 | 0 | 0 | 0 | 0 | 0 | 0 | 0 | 0 | 0 | 0 | 0 | 0 | 0 | 0 | 0 | 0 | 0 | 0 | 0 | 0 | 0 | 0 | 0 | 0
F3_Residential_CZ1 - Multi Family_Existing_Miscellaneous_Natural Gas_Pool Heater_Technical Potential | F3 | Residential | CZ1 - Multi Family | Existing | Miscellaneous | Natural Gas | Pool Heater | Technical Potential | Peak Demand (S) | 0 | 0 | 0 | 0 | 0 | 0 | 0 | 0 | 0 | 0 | 0 | 0 | 0 | 0 | 0 | 0 | 0 | 0 | 0 | 0 | 0 | 0 | 0 | 0 | 0 | 0 | 0 | 0 | 0 | 0
F4_Residential_CZ1 - Multi Family_Existing_Miscellaneous_Natural Gas_Pool Heater_Technical Potential | F4 | Residential | CZ1 - Multi Family | Existing | Miscellaneous | Natural Gas | Pool Heater | Technical Potential | Peak Demand (W) | 0 | 0 | 0 | 0 | 0 | 0 | 0 | 0 | 0 | 0 | 0 | 0 | 0 | 0 | 0 | 0 | 0 | 0 | 0 | 0 | 0 | 0 | 0 | 0 | 0 | 0 | 0 | 0 | 0 | 0
F5_Residential_CZ1 - Multi Family_Existing_Miscellaneous_Natural Gas_Pool Heater_Technical Potential | F5 | Residential | CZ1 - Multi Family | Existing | Miscellaneous | Natural Gas | Pool Heater | Technical Potential | Turnover | 0 | 0 | 0 | 0 | 0 | 0 | 0 | 0 | 0 | 0 | 0 | 0 | 0 | 0 | 0 | 0 | 0 | 0 | 0 | 0 | 0 | 0 | 0 | 0 | 0 | 0 | 0 | 0 | 0 | 0
F6_Residential_CZ1 - Multi Family_Existing_Miscellaneous_Natural Gas_Pool Heater_Technical Potential | F6 | Residential | CZ1 - Multi Family | Existing | Miscellaneous | Natural Gas | Pool Heater | Technical Potential | Avg. Replacement Usage | 0 | 0 | 0 | 0 | 0 | 0 | 0 | 0 | 0 | 0 | 0 | 0 | 0 | 0 | 0 | 0 | 0 | 0 | 0 | 0 | 0 | 0 | 0 | 0 | 0 | 0 | 0 | 0 | 0 | 0
F7_Residential_CZ1 - Multi Family_Existing_Miscellaneous_Natural Gas_Pool Heater_Technical Potential | F7 | Residential | CZ1 - Multi Family | Existing | Miscellaneous | Natural Gas | Pool Heater | Technical Potential | Avg. Replacement Demand (S) | 0 | 0 | 0 | 0 | 0 | 0 | 0 | 0 | 0 | 0 | 0 | 0 | 0 | 0 | 0 | 0 | 0 | 0 | 0 | 0 | 0 | 0 | 0 | 0 | 0 | 0 | 0 | 0 | 0 | 0
F8_Residential_CZ1 - Multi Family_Existing_Miscellaneous_Natural Gas_Pool Heater_Technical Potential | F8 | Residential | CZ1 - Multi Family | Existing | Miscellaneous | Natural Gas | Pool Heater | Technical Potential | Avg. Replacement Demand (W) | 0 | 0 | 0 | 0 | 0 | 0 | 0 | 0 | 0 | 0 | 0 | 0 | 0 | 0 | 0 | 0 | 0 | 0 | 0 | 0 | 0 | 0 | 0 | 0 | 0 | 0 | 0 | 0 | 0 | 0
F1_Residential_CZ1 - Multi Family_Existing_Miscellaneous_Natural Gas_Miscellaneous_Technical Potential | F1 | Residential | CZ1 - Multi Family | Existing | Miscellaneous | Natural Gas | Miscellaneous | Technical Potential | Units | 0 | 0 | 0 | 0 | 0 | 0 | 0 | 0 | 0 | 0 | 0 | 0 | 0 | 0 | 0 | 0 | 0 | 0 | 0 | 0 | 0 | 0 | 0 | 0 | 0 | 0 | 0 | 0 | 0 | 0
F2_Residential_CZ1 - Multi Family_Existing_Miscellaneous_Natural Gas_Miscellaneous_Technical Potential | F2 | Residential | CZ1 - Multi Family | Existing | Miscellaneous | Natural Gas | Miscellaneous | Technical Potential | Usage (MMtherm) | 0 | 0 | 0 | 0 | 0 | 0 | 0 | 0 | 0 | 0 | 0 | 0 | 0 | 0 | 0 | 0 | 0 | 0 | 0 | 0 | 0 | 0 | 0 | 0 | 0 | 0 | 0 | 0 | 0 | 0
F3_Residential_CZ1 - Multi Family_Existing_Miscellaneous_Natural Gas_Miscellaneous_Technical Potential | F3 | Residential | CZ1 - Multi Family | Existing | Miscellaneous | Natural Gas | Miscellaneous | Technical Potential | Peak Demand (S) | 0 | 0 | 0 | 0 | 0 | 0 | 0 | 0 | 0 | 0 | 0 | 0 | 0 | 0 | 0 | 0 | 0 | 0 | 0 | 0 | 0 | 0 | 0 | 0 | 0 | 0 | 0 | 0 | 0 | 0
F4_Residential_CZ1 - Multi Family_Existing_Miscellaneous_Natural Gas_Miscellaneous_Technical Potential | F4 | Residential | CZ1 - Multi Family | Existing | Miscellaneous | Natural Gas | Miscellaneous | Technical Potential | Peak Demand (W) | 0 | 0 | 0 | 0 | 0 | 0 | 0 | 0 | 0 | 0 | 0 | 0 | 0 | 0 | 0 | 0 | 0 | 0 | 0 | 0 | 0 | 0 | 0 | 0 | 0 | 0 | 0 | 0 | 0 | 0
F5_Residential_CZ1 - Multi Family_Existing_Miscellaneous_Natural Gas_Miscellaneous_Technical Potential | F5 | Residential | CZ1 - Multi Family | Existing | Miscellaneous | Natural Gas | Miscellaneous | Technical Potential | Turnover | 0 | 0 | 0 | 0 | 0 | 0 | 0 | 0 | 0 | 0 | 0 | 0 | 0 | 0 | 0 | 0 | 0 | 0 | 0 | 0 | 0 | 0 | 0 | 0 | 0 | 0 | 0 | 0 | 0 | 0
F6_Residential_CZ1 - Multi Family_Existing_Miscellaneous_Natural Gas_Miscellaneous_Technical Potential | F6 | Residential | CZ1 - Multi Family | Existing | Miscellaneous | Natural Gas | Miscellaneous | Technical Potential | Avg. Replacement Usage | 0 | 0 | 0 | 0 | 0 | 0 | 0 | 0 | 0 | 0 | 0 | 0 | 0 | 0 | 0 | 0 | 0 | 0 | 0 | 0 | 0 | 0 | 0 | 0 | 0 | 0 | 0 | 0 | 0 | 0
F7_Residential_CZ1 - Multi Family_Existing_Miscellaneous_Natural Gas_Miscellaneous_Technical Potential | F7 | Residential | CZ1 - Multi Family | Existing | Miscellaneous | Natural Gas | Miscellaneous | Technical Potential | Avg. Replacement Demand (S) | 0 | 0 | 0 | 0 | 0 | 0 | 0 | 0 | 0 | 0 | 0 | 0 | 0 | 0 | 0 | 0 | 0 | 0 | 0 | 0 | 0 | 0 | 0 | 0 | 0 | 0 | 0 | 0 | 0 | 0
F8_Residential_CZ1 - Multi Family_Existing_Miscellaneous_Natural Gas_Miscellaneous_Technical Potential | F8 | Residential | CZ1 - Multi Family | Existing | Miscellaneous | Natural Gas | Miscellaneous | Technical Potential | Avg. Replacement Demand (W) | 0 | 0 | 0 | 0 | 0 | 0 | 0 | 0 | 0 | 0 | 0 | 0 | 0 | 0 | 0 | 0 | 0 | 0 | 0 | 0 | 0 | 0 | 0 | 0 | 0 | 0 | 0 | 0 | 0 | 0
F1_Residential_CZ1 - Multi Family_New_Space Heating_Natural Gas_Furnace - Direct Fuel_Technical Potential | F1 | Residential | CZ1 - Multi Family | New | Space Heating | Natural Gas | Furnace - Direct Fuel | Technical Potential | Units | 0 | 0 | 0 | 0 | 0 | 0 | 0 | 0 | 0 | 0 | 0 | 0 | 0 | 0 | 0 | 0 | 0 | 0 | 0 | 0 | 0 | 0 | 0 | 0 | 0 | 0 | 0 | 0 | 0 | 0
F2_Residential_CZ1 - Multi Family_New_Space Heating_Natural Gas_Furnace - Direct Fuel_Technical Potential | F2 | Residential | CZ1 - Multi Family | New | Space Heating | Natural Gas | Furnace - Direct Fuel | Technical Potential | Usage (MMtherm) | 0 | 0 | 0 | 0 | 0 | 0 | 0 | 0 | 0 | 0 | 0 | 0 | 0 | 0 | 0 | 0 | 0 | 0 | 0 | 0 | 0 | 0 | 0 | 0 | 0 | 0 | 0 | 0 | 0 | 0
F3_Residential_CZ1 - Multi Family_New_Space Heating_Natural Gas_Furnace - Direct Fuel_Technical Potential | F3 | Residential | CZ1 - Multi Family | New | Space Heating | Natural Gas | Furnace - Direct Fuel | Technical Potential | Peak Demand (S) | 0 | 0 | 0 | 0 | 0 | 0 | 0 | 0 | 0 | 0 | 0 | 0 | 0 | 0 | 0 | 0 | 0 | 0 | 0 | 0 | 0 | 0 | 0 | 0 | 0 | 0 | 0 | 0 | 0 | 0
F4_Residential_CZ1 - Multi Family_New_Space Heating_Natural Gas_Furnace - Direct Fuel_Technical Potential | F4 | Residential | CZ1 - Multi Family | New | Space Heating | Natural Gas | Furnace - Direct Fuel | Technical Potential | Peak Demand (W) | 0 | 0 | 0 | 0 | 0 | 0 | 0 | 0 | 0 | 0 | 0 | 0 | 0 | 0 | 0 | 0 | 0 | 0 | 0 | 0 | 0 | 0 | 0 | 0 | 0 | 0 | 0 | 0 | 0 | 0
F5_Residential_CZ1 - Multi Family_New_Space Heating_Natural Gas_Furnace - Direct Fuel_Technical Potential | F5 | Residential | CZ1 - Multi Family | New | Space Heating | Natural Gas | Furnace - Direct Fuel | Technical Potential | Turnover | 0 | 0 | 0 | 0 | 0 | 0 | 0 | 0 | 0 | 0 | 0 | 0 | 0 | 0 | 0 | 0 | 0 | 0 | 0 | 0 | 0 | 0 | 0 | 0 | 0 | 0 | 0 | 0 | 0 | 0
F6_Residential_CZ1 - Multi Family_New_Space Heating_Natural Gas_Furnace - Direct Fuel_Technical Potential | F6 | Residential | CZ1 - Multi Family | New | Space Heating | Natural Gas | Furnace - Direct Fuel | Technical Potential | Avg. Replacement Usage | 0 | 0 | 0 | 0 | 0 | 0 | 0 | 0 | 0 | 0 | 0 | 0 | 0 | 0 | 0 | 0 | 0 | 0 | 0 | 0 | 0 | 0 | 0 | 0 | 0 | 0 | 0 | 0 | 0 | 0
F7_Residential_CZ1 - Multi Family_New_Space Heating_Natural Gas_Furnace - Direct Fuel_Technical Potential | F7 | Residential | CZ1 - Multi Family | New | Space Heating | Natural Gas | Furnace - Direct Fuel | Technical Potential | Avg. Replacement Demand (S) | 0 | 0 | 0 | 0 | 0 | 0 | 0 | 0 | 0 | 0 | 0 | 0 | 0 | 0 | 0 | 0 | 0 | 0 | 0 | 0 | 0 | 0 | 0 | 0 | 0 | 0 | 0 | 0 | 0 | 0
F8_Residential_CZ1 - Multi Family_New_Space Heating_Natural Gas_Furnace - Direct Fuel_Technical Potential | F8 | Residential | CZ1 - Multi Family | New | Space Heating | Natural Gas | Furnace - Direct Fuel | Technical Potential | Avg. Replacement Demand (W) | 0 | 0 | 0 | 0 | 0 | 0 | 0 | 0 | 0 | 0 | 0 | 0 | 0 | 0 | 0 | 0 | 0 | 0 | 0 | 0 | 0 | 0 | 0 | 0 | 0 | 0 | 0 | 0 | 0 | 0
F1_Residential_CZ1 - Multi Family_New_Space Heating_Natural Gas_Boiler - Direct Fuel_Technical Potential | F1 | Residential | CZ1 - Multi Family | New | Space Heating | Natural Gas | Boiler - Direct Fuel | Technical Potential | Units | 0 | 0 | 0 | 0 | 0 | 0 | 0 | 0 | 0 | 0 | 0 | 0 | 0 | 0 | 0 | 0 | 0 | 0 | 0 | 0 | 0 | 0 | 0 | 0 | 0 | 0 | 0 | 0 | 0 | 0
F2_Residential_CZ1 - Multi Family_New_Space Heating_Natural Gas_Boiler - Direct Fuel_Technical Potential | F2 | Residential | CZ1 - Multi Family | New | Space Heating | Natural Gas | Boiler - Direct Fuel | Technical Potential | Usage (MMtherm) | 0 | 0 | 0 | 0 | 0 | 0 | 0 | 0 | 0 | 0 | 0 | 0 | 0 | 0 | 0 | 0 | 0 | 0 | 0 | 0 | 0 | 0 | 0 | 0 | 0 | 0 | 0 | 0 | 0 | 0
F3_Residential_CZ1 - Multi Family_New_Space Heating_Natural Gas_Boiler - Direct Fuel_Technical Potential | F3 | Residential | CZ1 - Multi Family | New | Space Heating | Natural Gas | Boiler - Direct Fuel | Technical Potential | Peak Demand (S) | 0 | 0 | 0 | 0 | 0 | 0 | 0 | 0 | 0 | 0 | 0 | 0 | 0 | 0 | 0 | 0 | 0 | 0 | 0 | 0 | 0 | 0 | 0 | 0 | 0 | 0 | 0 | 0 | 0 | 0
F4_Residential_CZ1 - Multi Family_New_Space Heating_Natural Gas_Boiler - Direct Fuel_Technical Potential | F4 | Residential | CZ1 - Multi Family | New | Space Heating | Natural Gas | Boiler - Direct Fuel | Technical Potential | Peak Demand (W) | 0 | 0 | 0 | 0 | 0 | 0 | 0 | 0 | 0 | 0 | 0 | 0 | 0 | 0 | 0 | 0 | 0 | 0 | 0 | 0 | 0 | 0 | 0 | 0 | 0 | 0 | 0 | 0 | 0 | 0
F5_Residential_CZ1 - Multi Family_New_Space Heating_Natural Gas_Boiler - Direct Fuel_Technical Potential | F5 | Residential | CZ1 - Multi Family | New | Space Heating | Natural Gas | Boiler - Direct Fuel | Technical Potential | Turnover | 0 | 0 | 0 | 0 | 0 | 0 | 0 | 0 | 0 | 0 | 0 | 0 | 0 | 0 | 0 | 0 | 0 | 0 | 0 | 0 | 0 | 0 | 0 | 0 | 0 | 0 | 0 | 0 | 0 | 0
F6_Residential_CZ1 - Multi Family_New_Space Heating_Natural Gas_Boiler - Direct Fuel_Technical Potential | F6 | Residential | CZ1 - Multi Family | New | Space Heating | Natural Gas | Boiler - Direct Fuel | Technical Potential | Avg. Replacement Usage | 0 | 0 | 0 | 0 | 0 | 0 | 0 | 0 | 0 | 0 | 0 | 0 | 0 | 0 | 0 | 0 | 0 | 0 | 0 | 0 | 0 | 0 | 0 | 0 | 0 | 0 | 0 | 0 | 0 | 0
F7_Residential_CZ1 - Multi Family_New_Space Heating_Natural Gas_Boiler - Direct Fuel_Technical Potential | F7 | Residential | CZ1 - Multi Family | New | Space Heating | Natural Gas | Boiler - Direct Fuel | Technical Potential | Avg. Replacement Demand (S) | 0 | 0 | 0 | 0 | 0 | 0 | 0 | 0 | 0 | 0 | 0 | 0 | 0 | 0 | 0 | 0 | 0 | 0 | 0 | 0 | 0 | 0 | 0 | 0 | 0 | 0 | 0 | 0 | 0 | 0
F8_Residential_CZ1 - Multi Family_New_Space Heating_Natural Gas_Boiler - Direct Fuel_Technical Potential | F8 | Residential | CZ1 - Multi Family | New | Space Heating | Natural Gas | Boiler - Direct Fuel | Technical Potential | Avg. Replacement Demand (W) | 0 | 0 | 0 | 0 | 0 | 0 | 0 | 0 | 0 | 0 | 0 | 0 | 0 | 0 | 0 | 0 | 0 | 0 | 0 | 0 | 0 | 0 | 0 | 0 | 0 | 0 | 0 | 0 | 0 | 0
F1_Residential_CZ1 - Multi Family_New_Secondary Heating_Natural Gas_Fireplace_Technical Potential | F1 | Residential | CZ1 - Multi Family | New | Secondary Heating | Natural Gas | Fireplace | Technical Potential | Units | 0 | 0 | 0 | 0 | 0 | 0 | 0 | 0 | 0 | 0 | 0 | 0 | 0 | 0 | 0 | 0 | 0 | 0 | 0 | 0 | 0 | 0 | 0 | 0 | 0 | 0 | 0 | 0 | 0 | 0
F2_Residential_CZ1 - Multi Family_New_Secondary Heating_Natural Gas_Fireplace_Technical Potential | F2 | Residential | CZ1 - Multi Family | New | Secondary Heating | Natural Gas | Fireplace | Technical Potential | Usage (MMtherm) | 0 | 0 | 0 | 0 | 0 | 0 | 0 | 0 | 0 | 0 | 0 | 0 | 0 | 0 | 0 | 0 | 0 | 0 | 0 | 0 | 0 | 0 | 0 | 0 | 0 | 0 | 0 | 0 | 0 | 0
F3_Residential_CZ1 - Multi Family_New_Secondary Heating_Natural Gas_Fireplace_Technical Potential | F3 | Residential | CZ1 - Multi Family | New | Secondary Heating | Natural Gas | Fireplace | Technical Potential | Peak Demand (S) | 0 | 0 | 0 | 0 | 0 | 0 | 0 | 0 | 0 | 0 | 0 | 0 | 0 | 0 | 0 | 0 | 0 | 0 | 0 | 0 | 0 | 0 | 0 | 0 | 0 | 0 | 0 | 0 | 0 | 0
F4_Residential_CZ1 - Multi Family_New_Secondary Heating_Natural Gas_Fireplace_Technical Potential | F4 | Residential | CZ1 - Multi Family | New | Secondary Heating | Natural Gas | Fireplace | Technical Potential | Peak Demand (W) | 0 | 0 | 0 | 0 | 0 | 0 | 0 | 0 | 0 | 0 | 0 | 0 | 0 | 0 | 0 | 0 | 0 | 0 | 0 | 0 | 0 | 0 | 0 | 0 | 0 | 0 | 0 | 0 | 0 | 0
F5_Residential_CZ1 - Multi Family_New_Secondary Heating_Natural Gas_Fireplace_Technical Potential | F5 | Residential | CZ1 - Multi Family | New | Secondary Heating | Natural Gas | Fireplace | Technical Potential | Turnover | 0 | 0 | 0 | 0 | 0 | 0 | 0 | 0 | 0 | 0 | 0 | 0 | 0 | 0 | 0 | 0 | 0 | 0 | 0 | 0 | 0 | 0 | 0 | 0 | 0 | 0 | 0 | 0 | 0 | 0
F6_Residential_CZ1 - Multi Family_New_Secondary Heating_Natural Gas_Fireplace_Technical Potential | F6 | Residential | CZ1 - Multi Family | New | Secondary Heating | Natural Gas | Fireplace | Technical Potential | Avg. Replacement Usage | 0 | 0 | 0 | 0 | 0 | 0 | 0 | 0 | 0 | 0 | 0 | 0 | 0 | 0 | 0 | 0 | 0 | 0 | 0 | 0 | 0 | 0 | 0 | 0 | 0 | 0 | 0 | 0 | 0 | 0
F7_Residential_CZ1 - Multi Family_New_Secondary Heating_Natural Gas_Fireplace_Technical Potential | F7 | Residential | CZ1 - Multi Family | New | Secondary Heating | Natural Gas | Fireplace | Technical Potential | Avg. Replacement Demand (S) | 0 | 0 | 0 | 0 | 0 | 0 | 0 | 0 | 0 | 0 | 0 | 0 | 0 | 0 | 0 | 0 | 0 | 0 | 0 | 0 | 0 | 0 | 0 | 0 | 0 | 0 | 0 | 0 | 0 | 0
F8_Residential_CZ1 - Multi Family_New_Secondary Heating_Natural Gas_Fireplace_Technical Potential | F8 | Residential | CZ1 - Multi Family | New | Secondary Heating | Natural Gas | Fireplace | Technical Potential | Avg. Replacement Demand (W) | 0 | 0 | 0 | 0 | 0 | 0 | 0 | 0 | 0 | 0 | 0 | 0 | 0 | 0 | 0 | 0 | 0 | 0 | 0 | 0 | 0 | 0 | 0 | 0 | 0 | 0 | 0 | 0 | 0 | 0
F1_Residential_CZ1 - Multi Family_New_Water Heating_Natural Gas_Water Heater <= 55 gal._Technical Potential | F1 | Residential | CZ1 - Multi Family | New | Water Heating | Natural Gas | Water Heater <= 55 gal. | Technical Potential | Units | 0 | 0 | 0 | 0 | 0 | 0 | 0 | 0 | 0 | 0 | 0 | 0 | 0 | 0 | 0 | 0 | 0 | 0 | 0 | 0 | 0 | 0 | 0 | 0 | 0 | 0 | 0 | 0 | 0 | 0
F2_Residential_CZ1 - Multi Family_New_Water Heating_Natural Gas_Water Heater <= 55 gal._Technical Potential | F2 | Residential | CZ1 - Multi Family | New | Water Heating | Natural Gas | Water Heater <= 55 gal. | Technical Potential | Usage (MMtherm) | 0 | 0 | 0 | 0 | 0 | 0 | 0 | 0 | 0 | 0 | 0 | 0 | 0 | 0 | 0 | 0 | 0 | 0 | 0 | 0 | 0 | 0 | 0 | 0 | 0 | 0 | 0 | 0 | 0 | 0
F3_Residential_CZ1 - Multi Family_New_Water Heating_Natural Gas_Water Heater <= 55 gal._Technical Potential | F3 | Residential | CZ1 - Multi Family | New | Water Heating | Natural Gas | Water Heater <= 55 gal. | Technical Potential | Peak Demand (S) | 0 | 0 | 0 | 0 | 0 | 0 | 0 | 0 | 0 | 0 | 0 | 0 | 0 | 0 | 0 | 0 | 0 | 0 | 0 | 0 | 0 | 0 | 0 | 0 | 0 | 0 | 0 | 0 | 0 | 0
F4_Residential_CZ1 - Multi Family_New_Water Heating_Natural Gas_Water Heater <= 55 gal._Technical Potential | F4 | Residential | CZ1 - Multi Family | New | Water Heating | Natural Gas | Water Heater <= 55 gal. | Technical Potential | Peak Demand (W) | 0 | 0 | 0 | 0 | 0 | 0 | 0 | 0 | 0 | 0 | 0 | 0 | 0 | 0 | 0 | 0 | 0 | 0 | 0 | 0 | 0 | 0 | 0 | 0 | 0 | 0 | 0 | 0 | 0 | 0
F5_Residential_CZ1 - Multi Family_New_Water Heating_Natural Gas_Water Heater <= 55 gal._Technical Potential | F5 | Residential | CZ1 - Multi Family | New | Water Heating | Natural Gas | Water Heater <= 55 gal. | Technical Potential | Turnover | 0 | 0 | 0 | 0 | 0 | 0 | 0 | 0 | 0 | 0 | 0 | 0 | 0 | 0 | 0 | 0 | 0 | 0 | 0 | 0 | 0 | 0 | 0 | 0 | 0 | 0 | 0 | 0 | 0 | 0
F6_Residential_CZ1 - Multi Family_New_Water Heating_Natural Gas_Water Heater <= 55 gal._Technical Potential | F6 | Residential | CZ1 - Multi Family | New | Water Heating | Natural Gas | Water Heater <= 55 gal. | Technical Potential | Avg. Replacement Usage | 0 | 0 | 0 | 0 | 0 | 0 | 0 | 0 | 0 | 0 | 0 | 0 | 0 | 0 | 0 | 0 | 0 | 0 | 0 | 0 | 0 | 0 | 0 | 0 | 0 | 0 | 0 | 0 | 0 | 0
F7_Residential_CZ1 - Multi Family_New_Water Heating_Natural Gas_Water Heater <= 55 gal._Technical Potential | F7 | Residential | CZ1 - Multi Family | New | Water Heating | Natural Gas | Water Heater <= 55 gal. | Technical Potential | Avg. Replacement Demand (S) | 0 | 0 | 0 | 0 | 0 | 0 | 0 | 0 | 0 | 0 | 0 | 0 | 0 | 0 | 0 | 0 | 0 | 0 | 0 | 0 | 0 | 0 | 0 | 0 | 0 | 0 | 0 | 0 | 0 | 0
F8_Residential_CZ1 - Multi Family_New_Water Heating_Natural Gas_Water Heater <= 55 gal._Technical Potential | F8 | Residential | CZ1 - Multi Family | New | Water Heating | Natural Gas | Water Heater <= 55 gal. | Technical Potential | Avg. Replacement Demand (W) | 0 | 0 | 0 | 0 | 0 | 0 | 0 | 0 | 0 | 0 | 0 | 0 | 0 | 0 | 0 | 0 | 0 | 0 | 0 | 0 | 0 | 0 | 0 | 0 | 0 | 0 | 0 | 0 | 0 | 0
F1_Residential_CZ1 - Multi Family_New_Water Heating_Natural Gas_Water Heater > 55 gal._Technical Potential | F1 | Residential | CZ1 - Multi Family | New | Water Heating | Natural Gas | Water Heater > 55 gal. | Technical Potential | Units | 0 | 0 | 0 | 0 | 0 | 0 | 0 | 0 | 0 | 0 | 0 | 0 | 0 | 0 | 0 | 0 | 0 | 0 | 0 | 0 | 0 | 0 | 0 | 0 | 0 | 0 | 0 | 0 | 0 | 0
F2_Residential_CZ1 - Multi Family_New_Water Heating_Natural Gas_Water Heater > 55 gal._Technical Potential | F2 | Residential | CZ1 - Multi Family | New | Water Heating | Natural Gas | Water Heater > 55 gal. | Technical Potential | Usage (MMtherm) | 0 | 0 | 0 | 0 | 0 | 0 | 0 | 0 | 0 | 0 | 0 | 0 | 0 | 0 | 0 | 0 | 0 | 0 | 0 | 0 | 0 | 0 | 0 | 0 | 0 | 0 | 0 | 0 | 0 | 0
F3_Residential_CZ1 - Multi Family_New_Water Heating_Natural Gas_Water Heater > 55 gal._Technical Potential | F3 | Residential | CZ1 - Multi Family | New | Water Heating | Natural Gas | Water Heater > 55 gal. | Technical Potential | Peak Demand (S) | 0 | 0 | 0 | 0 | 0 | 0 | 0 | 0 | 0 | 0 | 0 | 0 | 0 | 0 | 0 | 0 | 0 | 0 | 0 | 0 | 0 | 0 | 0 | 0 | 0 | 0 | 0 | 0 | 0 | 0
F4_Residential_CZ1 - Multi Family_New_Water Heating_Natural Gas_Water Heater > 55 gal._Technical Potential | F4 | Residential | CZ1 - Multi Family | New | Water Heating | Natural Gas | Water Heater > 55 gal. | Technical Potential | Peak Demand (W) | 0 | 0 | 0 | 0 | 0 | 0 | 0 | 0 | 0 | 0 | 0 | 0 | 0 | 0 | 0 | 0 | 0 | 0 | 0 | 0 | 0 | 0 | 0 | 0 | 0 | 0 | 0 | 0 | 0 | 0
F5_Residential_CZ1 - Multi Family_New_Water Heating_Natural Gas_Water Heater > 55 gal._Technical Potential | F5 | Residential | CZ1 - Multi Family | New | Water Heating | Natural Gas | Water Heater > 55 gal. | Technical Potential | Turnover | 0 | 0 | 0 | 0 | 0 | 0 | 0 | 0 | 0 | 0 | 0 | 0 | 0 | 0 | 0 | 0 | 0 | 0 | 0 | 0 | 0 | 0 | 0 | 0 | 0 | 0 | 0 | 0 | 0 | 0
F6_Residential_CZ1 - Multi Family_New_Water Heating_Natural Gas_Water Heater > 55 gal._Technical Potential | F6 | Residential | CZ1 - Multi Family | New | Water Heating | Natural Gas | Water Heater > 55 gal. | Technical Potential | Avg. Replacement Usage | 0 | 0 | 0 | 0 | 0 | 0 | 0 | 0 | 0 | 0 | 0 | 0 | 0 | 0 | 0 | 0 | 0 | 0 | 0 | 0 | 0 | 0 | 0 | 0 | 0 | 0 | 0 | 0 | 0 | 0
F7_Residential_CZ1 - Multi Family_New_Water Heating_Natural Gas_Water Heater > 55 gal._Technical Potential | F7 | Residential | CZ1 - Multi Family | New | Water Heating | Natural Gas | Water Heater > 55 gal. | Technical Potential | Avg. Replacement Demand (S) | 0 | 0 | 0 | 0 | 0 | 0 | 0 | 0 | 0 | 0 | 0 | 0 | 0 | 0 | 0 | 0 | 0 | 0 | 0 | 0 | 0 | 0 | 0 | 0 | 0 | 0 | 0 | 0 | 0 | 0
F8_Residential_CZ1 - Multi Family_New_Water Heating_Natural Gas_Water Heater > 55 gal._Technical Potential | F8 | Residential | CZ1 - Multi Family | New | Water Heating | Natural Gas | Water Heater > 55 gal. | Technical Potential | Avg. Replacement Demand (W) | 0 | 0 | 0 | 0 | 0 | 0 | 0 | 0 | 0 | 0 | 0 | 0 | 0 | 0 | 0 | 0 | 0 | 0 | 0 | 0 | 0 | 0 | 0 | 0 | 0 | 0 | 0 | 0 | 0 | 0
F1_Residential_CZ1 - Multi Family_New_Appliances_Natural Gas_Clothes Dryer_Technical Potential | F1 | Residential | CZ1 - Multi Family | New | Appliances | Natural Gas | Clothes Dryer | Technical Potential | Units | 0 | 0 | 0 | 0 | 0 | 0 | 0 | 0 | 0 | 0 | 0 | 0 | 0 | 0 | 0 | 0 | 0 | 0 | 0 | 0 | 0 | 0 | 0 | 0 | 0 | 0 | 0 | 0 | 0 | 0
F2_Residential_CZ1 - Multi Family_New_Appliances_Natural Gas_Clothes Dryer_Technical Potential | F2 | Residential | CZ1 - Multi Family | New | Appliances | Natural Gas | Clothes Dryer | Technical Potential | Usage (MMtherm) | 0 | 0 | 0 | 0 | 0 | 0 | 0 | 0 | 0 | 0 | 0 | 0 | 0 | 0 | 0 | 0 | 0 | 0 | 0 | 0 | 0 | 0 | 0 | 0 | 0 | 0 | 0 | 0 | 0 | 0
F3_Residential_CZ1 - Multi Family_New_Appliances_Natural Gas_Clothes Dryer_Technical Potential | F3 | Residential | CZ1 - Multi Family | New | Appliances | Natural Gas | Clothes Dryer | Technical Potential | Peak Demand (S) | 0 | 0 | 0 | 0 | 0 | 0 | 0 | 0 | 0 | 0 | 0 | 0 | 0 | 0 | 0 | 0 | 0 | 0 | 0 | 0 | 0 | 0 | 0 | 0 | 0 | 0 | 0 | 0 | 0 | 0
F4_Residential_CZ1 - Multi Family_New_Appliances_Natural Gas_Clothes Dryer_Technical Potential | F4 | Residential | CZ1 - Multi Family | New | Appliances | Natural Gas | Clothes Dryer | Technical Potential | Peak Demand (W) | 0 | 0 | 0 | 0 | 0 | 0 | 0 | 0 | 0 | 0 | 0 | 0 | 0 | 0 | 0 | 0 | 0 | 0 | 0 | 0 | 0 | 0 | 0 | 0 | 0 | 0 | 0 | 0 | 0 | 0
F5_Residential_CZ1 - Multi Family_New_Appliances_Natural Gas_Clothes Dryer_Technical Potential | F5 | Residential | CZ1 - Multi Family | New | Appliances | Natural Gas | Clothes Dryer | Technical Potential | Turnover | 0 | 0 | 0 | 0 | 0 | 0 | 0 | 0 | 0 | 0 | 0 | 0 | 0 | 0 | 0 | 0 | 0 | 0 | 0 | 0 | 0 | 0 | 0 | 0 | 0 | 0 | 0 | 0 | 0 | 0
F6_Residential_CZ1 - Multi Family_New_Appliances_Natural Gas_Clothes Dryer_Technical Potential | F6 | Residential | CZ1 - Multi Family | New | Appliances | Natural Gas | Clothes Dryer | Technical Potential | Avg. Replacement Usage | 0 | 0 | 0 | 0 | 0 | 0 | 0 | 0 | 0 | 0 | 0 | 0 | 0 | 0 | 0 | 0 | 0 | 0 | 0 | 0 | 0 | 0 | 0 | 0 | 0 | 0 | 0 | 0 | 0 | 0
F7_Residential_CZ1 - Multi Family_New_Appliances_Natural Gas_Clothes Dryer_Technical Potential | F7 | Residential | CZ1 - Multi Family | New | Appliances | Natural Gas | Clothes Dryer | Technical Potential | Avg. Replacement Demand (S) | 0 | 0 | 0 | 0 | 0 | 0 | 0 | 0 | 0 | 0 | 0 | 0 | 0 | 0 | 0 | 0 | 0 | 0 | 0 | 0 | 0 | 0 | 0 | 0 | 0 | 0 | 0 | 0 | 0 | 0
F8_Residential_CZ1 - Multi Family_New_Appliances_Natural Gas_Clothes Dryer_Technical Potential | F8 | Residential | CZ1 - Multi Family | New | Appliances | Natural Gas | Clothes Dryer | Technical Potential | Avg. Replacement Demand (W) | 0 | 0 | 0 | 0 | 0 | 0 | 0 | 0 | 0 | 0 | 0 | 0 | 0 | 0 | 0 | 0 | 0 | 0 | 0 | 0 | 0 | 0 | 0 | 0 | 0 | 0 | 0 | 0 | 0 | 0
F1_Residential_CZ1 - Multi Family_New_Appliances_Natural Gas_Stove/Oven_Technical Potential | F1 | Residential | CZ1 - Multi Family | New | Appliances | Natural Gas | Stove/Oven | Technical Potential | Units | 0 | 0 | 0 | 0 | 0 | 0 | 0 | 0 | 0 | 0 | 0 | 0 | 0 | 0 | 0 | 0 | 0 | 0 | 0 | 0 | 0 | 0 | 0 | 0 | 0 | 0 | 0 | 0 | 0 | 0
F2_Residential_CZ1 - Multi Family_New_Appliances_Natural Gas_Stove/Oven_Technical Potential | F2 | Residential | CZ1 - Multi Family | New | Appliances | Natural Gas | Stove/Oven | Technical Potential | Usage (MMtherm) | 0 | 0 | 0 | 0 | 0 | 0 | 0 | 0 | 0 | 0 | 0 | 0 | 0 | 0 | 0 | 0 | 0 | 0 | 0 | 0 | 0 | 0 | 0 | 0 | 0 | 0 | 0 | 0 | 0 | 0
F3_Residential_CZ1 - Multi Family_New_Appliances_Natural Gas_Stove/Oven_Technical Potential | F3 | Residential | CZ1 - Multi Family | New | Appliances | Natural Gas | Stove/Oven | Technical Potential | Peak Demand (S) | 0 | 0 | 0 | 0 | 0 | 0 | 0 | 0 | 0 | 0 | 0 | 0 | 0 | 0 | 0 | 0 | 0 | 0 | 0 | 0 | 0 | 0 | 0 | 0 | 0 | 0 | 0 | 0 | 0 | 0
F4_Residential_CZ1 - Multi Family_New_Appliances_Natural Gas_Stove/Oven_Technical Potential | F4 | Residential | CZ1 - Multi Family | New | Appliances | Natural Gas | Stove/Oven | Technical Potential | Peak Demand (W) | 0 | 0 | 0 | 0 | 0 | 0 | 0 | 0 | 0 | 0 | 0 | 0 | 0 | 0 | 0 | 0 | 0 | 0 | 0 | 0 | 0 | 0 | 0 | 0 | 0 | 0 | 0 | 0 | 0 | 0
F5_Residential_CZ1 - Multi Family_New_Appliances_Natural Gas_Stove/Oven_Technical Potential | F5 | Residential | CZ1 - Multi Family | New | Appliances | Natural Gas | Stove/Oven | Technical Potential | Turnover | 0 | 0 | 0 | 0 | 0 | 0 | 0 | 0 | 0 | 0 | 0 | 0 | 0 | 0 | 0 | 0 | 0 | 0 | 0 | 0 | 0 | 0 | 0 | 0 | 0 | 0 | 0 | 0 | 0 | 0
F6_Residential_CZ1 - Multi Family_New_Appliances_Natural Gas_Stove/Oven_Technical Potential | F6 | Residential | CZ1 - Multi Family | New | Appliances | Natural Gas | Stove/Oven | Technical Potential | Avg. Replacement Usage | 0 | 0 | 0 | 0 | 0 | 0 | 0 | 0 | 0 | 0 | 0 | 0 | 0 | 0 | 0 | 0 | 0 | 0 | 0 | 0 | 0 | 0 | 0 | 0 | 0 | 0 | 0 | 0 | 0 | 0
F7_Residential_CZ1 - Multi Family_New_Appliances_Natural Gas_Stove/Oven_Technical Potential | F7 | Residential | CZ1 - Multi Family | New | Appliances | Natural Gas | Stove/Oven | Technical Potential | Avg. Replacement Demand (S) | 0 | 0 | 0 | 0 | 0 | 0 | 0 | 0 | 0 | 0 | 0 | 0 | 0 | 0 | 0 | 0 | 0 | 0 | 0 | 0 | 0 | 0 | 0 | 0 | 0 | 0 | 0 | 0 | 0 | 0
F8_Residential_CZ1 - Multi Family_New_Appliances_Natural Gas_Stove/Oven_Technical Potential | F8 | Residential | CZ1 - Multi Family | New | Appliances | Natural Gas | Stove/Oven | Technical Potential | Avg. Replacement Demand (W) | 0 | 0 | 0 | 0 | 0 | 0 | 0 | 0 | 0 | 0 | 0 | 0 | 0 | 0 | 0 | 0 | 0 | 0 | 0 | 0 | 0 | 0 | 0 | 0 | 0 | 0 | 0 | 0 | 0 | 0
F1_Residential_CZ1 - Multi Family_New_Miscellaneous_Natural Gas_Pool Heater_Technical Potential | F1 | Residential | CZ1 - Multi Family | New | Miscellaneous | Natural Gas | Pool Heater | Technical Potential | Units | 0 | 0 | 0 | 0 | 0 | 0 | 0 | 0 | 0 | 0 | 0 | 0 | 0 | 0 | 0 | 0 | 0 | 0 | 0 | 0 | 0 | 0 | 0 | 0 | 0 | 0 | 0 | 0 | 0 | 0
F2_Residential_CZ1 - Multi Family_New_Miscellaneous_Natural Gas_Pool Heater_Technical Potential | F2 | Residential | CZ1 - Multi Family | New | Miscellaneous | Natural Gas | Pool Heater | Technical Potential | Usage (MMtherm) | 0 | 0 | 0 | 0 | 0 | 0 | 0 | 0 | 0 | 0 | 0 | 0 | 0 | 0 | 0 | 0 | 0 | 0 | 0 | 0 | 0 | 0 | 0 | 0 | 0 | 0 | 0 | 0 | 0 | 0
F3_Residential_CZ1 - Multi Family_New_Miscellaneous_Natural Gas_Pool Heater_Technical Potential | F3 | Residential | CZ1 - Multi Family | New | Miscellaneous | Natural Gas | Pool Heater | Technical Potential | Peak Demand (S) | 0 | 0 | 0 | 0 | 0 | 0 | 0 | 0 | 0 | 0 | 0 | 0 | 0 | 0 | 0 | 0 | 0 | 0 | 0 | 0 | 0 | 0 | 0 | 0 | 0 | 0 | 0 | 0 | 0 | 0
F4_Residential_CZ1 - Multi Family_New_Miscellaneous_Natural Gas_Pool Heater_Technical Potential | F4 | Residential | CZ1 - Multi Family | New | Miscellaneous | Natural Gas | Pool Heater | Technical Potential | Peak Demand (W) | 0 | 0 | 0 | 0 | 0 | 0 | 0 | 0 | 0 | 0 | 0 | 0 | 0 | 0 | 0 | 0 | 0 | 0 | 0 | 0 | 0 | 0 | 0 | 0 | 0 | 0 | 0 | 0 | 0 | 0
F5_Residential_CZ1 - Multi Family_New_Miscellaneous_Natural Gas_Pool Heater_Technical Potential | F5 | Residential | CZ1 - Multi Family | New | Miscellaneous | Natural Gas | Pool Heater | Technical Potential | Turnover | 0 | 0 | 0 | 0 | 0 | 0 | 0 | 0 | 0 | 0 | 0 | 0 | 0 | 0 | 0 | 0 | 0 | 0 | 0 | 0 | 0 | 0 | 0 | 0 | 0 | 0 | 0 | 0 | 0 | 0
F6_Residential_CZ1 - Multi Family_New_Miscellaneous_Natural Gas_Pool Heater_Technical Potential | F6 | Residential | CZ1 - Multi Family | New | Miscellaneous | Natural Gas | Pool Heater | Technical Potential | Avg. Replacement Usage | 0 | 0 | 0 | 0 | 0 | 0 | 0 | 0 | 0 | 0 | 0 | 0 | 0 | 0 | 0 | 0 | 0 | 0 | 0 | 0 | 0 | 0 | 0 | 0 | 0 | 0 | 0 | 0 | 0 | 0
F7_Residential_CZ1 - Multi Family_New_Miscellaneous_Natural Gas_Pool Heater_Technical Potential | F7 | Residential | CZ1 - Multi Family | New | Miscellaneous | Natural Gas | Pool Heater | Technical Potential | Avg. Replacement Demand (S) | 0 | 0 | 0 | 0 | 0 | 0 | 0 | 0 | 0 | 0 | 0 | 0 | 0 | 0 | 0 | 0 | 0 | 0 | 0 | 0 | 0 | 0 | 0 | 0 | 0 | 0 | 0 | 0 | 0 | 0
F8_Residential_CZ1 - Multi Family_New_Miscellaneous_Natural Gas_Pool Heater_Technical Potential | F8 | Residential | CZ1 - Multi Family | New | Miscellaneous | Natural Gas | Pool Heater | Technical Potential | Avg. Replacement Demand (W) | 0 | 0 | 0 | 0 | 0 | 0 | 0 | 0 | 0 | 0 | 0 | 0 | 0 | 0 | 0 | 0 | 0 | 0 | 0 | 0 | 0 | 0 | 0 | 0 | 0 | 0 | 0 | 0 | 0 | 0
F1_Residential_CZ1 - Multi Family_New_Miscellaneous_Natural Gas_Miscellaneous_Technical Potential | F1 | Residential | CZ1 - Multi Family | New | Miscellaneous | Natural Gas | Miscellaneous | Technical Potential | Units | 0 | 0 | 0 | 0 | 0 | 0 | 0 | 0 | 0 | 0 | 0 | 0 | 0 | 0 | 0 | 0 | 0 | 0 | 0 | 0 | 0 | 0 | 0 | 0 | 0 | 0 | 0 | 0 | 0 | 0
F2_Residential_CZ1 - Multi Family_New_Miscellaneous_Natural Gas_Miscellaneous_Technical Potential | F2 | Residential | CZ1 - Multi Family | New | Miscellaneous | Natural Gas | Miscellaneous | Technical Potential | Usage (MMtherm) | 0 | 0 | 0 | 0 | 0 | 0 | 0 | 0 | 0 | 0 | 0 | 0 | 0 | 0 | 0 | 0 | 0 | 0 | 0 | 0 | 0 | 0 | 0 | 0 | 0 | 0 | 0 | 0 | 0 | 0
F3_Residential_CZ1 - Multi Family_New_Miscellaneous_Natural Gas_Miscellaneous_Technical Potential | F3 | Residential | CZ1 - Multi Family | New | Miscellaneous | Natural Gas | Miscellaneous | Technical Potential | Peak Demand (S) | 0 | 0 | 0 | 0 | 0 | 0 | 0 | 0 | 0 | 0 | 0 | 0 | 0 | 0 | 0 | 0 | 0 | 0 | 0 | 0 | 0 | 0 | 0 | 0 | 0 | 0 | 0 | 0 | 0 | 0
F4_Residential_CZ1 - Multi Family_New_Miscellaneous_Natural Gas_Miscellaneous_Technical Potential | F4 | Residential | CZ1 - Multi Family | New | Miscellaneous | Natural Gas | Miscellaneous | Technical Potential | Peak Demand (W) | 0 | 0 | 0 | 0 | 0 | 0 | 0 | 0 | 0 | 0 | 0 | 0 | 0 | 0 | 0 | 0 | 0 | 0 | 0 | 0 | 0 | 0 | 0 | 0 | 0 | 0 | 0 | 0 | 0 | 0
F5_Residential_CZ1 - Multi Family_New_Miscellaneous_Natural Gas_Miscellaneous_Technical Potential | F5 | Residential | CZ1 - Multi Family | New | Miscellaneous | Natural Gas | Miscellaneous | Technical Potential | Turnover | 0 | 0 | 0 | 0 | 0 | 0 | 0 | 0 | 0 | 0 | 0 | 0 | 0 | 0 | 0 | 0 | 0 | 0 | 0 | 0 | 0 | 0 | 0 | 0 | 0 | 0 | 0 | 0 | 0 | 0
F6_Residential_CZ1 - Multi Family_New_Miscellaneous_Natural Gas_Miscellaneous_Technical Potential | F6 | Residential | CZ1 - Multi Family | New | Miscellaneous | Natural Gas | Miscellaneous | Technical Potential | Avg. Replacement Usage | 0 | 0 | 0 | 0 | 0 | 0 | 0 | 0 | 0 | 0 | 0 | 0 | 0 | 0 | 0 | 0 | 0 | 0 | 0 | 0 | 0 | 0 | 0 | 0 | 0 | 0 | 0 | 0 | 0 | 0
F7_Residential_CZ1 - Multi Family_New_Miscellaneous_Natural Gas_Miscellaneous_Technical Potential | F7 | Residential | CZ1 - Multi Family | New | Miscellaneous | Natural Gas | Miscellaneous | Technical Potential | Avg. Replacement Demand (S) | 0 | 0 | 0 | 0 | 0 | 0 | 0 | 0 | 0 | 0 | 0 | 0 | 0 | 0 | 0 | 0 | 0 | 0 | 0 | 0 | 0 | 0 | 0 | 0 | 0 | 0 | 0 | 0 | 0 | 0
F8_Residential_CZ1 - Multi Family_New_Miscellaneous_Natural Gas_Miscellaneous_Technical Potential | F8 | Residential | CZ1 - Multi Family | New | Miscellaneous | Natural Gas | Miscellaneous | Technical Potential | Avg. Replacement Demand (W) | 0 | 0 | 0 | 0 | 0 | 0 | 0 | 0 | 0 | 0 | 0 | 0 | 0 | 0 | 0 | 0 | 0 | 0 | 0 | 0 | 0 | 0 | 0 | 0 | 0 | 0 | 0 | 0 | 0 | 0
F1_Residential_CZ2 - Single Family_Existing_Space Heating_Natural Gas_Furnace - Direct Fuel_Technical Potential | F1 | Residential | CZ2 - Single Family | Existing | Space Heating | Natural Gas | Furnace - Direct Fuel | Technical Potential | Units | 0 | 0 | 0 | 0 | 0 | 0 | 0 | 0 | 0 | 0 | 0 | 0 | 0 | 0 | 0 | 0 | 0 | 0 | 0 | 0 | 0 | 0 | 0 | 0 | 0 | 0 | 0 | 0 | 0 | 0
F2_Residential_CZ2 - Single Family_Existing_Space Heating_Natural Gas_Furnace - Direct Fuel_Technical Potential | F2 | Residential | CZ2 - Single Family | Existing | Space Heating | Natural Gas | Furnace - Direct Fuel | Technical Potential | Usage (MMtherm) | 0 | 0 | 0 | 0 | 0 | 0 | 0 | 0 | 0 | 0 | 0 | 0 | 0 | 0 | 0 | 0 | 0 | 0 | 0 | 0 | 0 | 0 | 0 | 0 | 0 | 0 | 0 | 0 | 0 | 0
F3_Residential_CZ2 - Single Family_Existing_Space Heating_Natural Gas_Furnace - Direct Fuel_Technical Potential | F3 | Residential | CZ2 - Single Family | Existing | Space Heating | Natural Gas | Furnace - Direct Fuel | Technical Potential | Peak Demand (S) | 0 | 0 | 0 | 0 | 0 | 0 | 0 | 0 | 0 | 0 | 0 | 0 | 0 | 0 | 0 | 0 | 0 | 0 | 0 | 0 | 0 | 0 | 0 | 0 | 0 | 0 | 0 | 0 | 0 | 0
F4_Residential_CZ2 - Single Family_Existing_Space Heating_Natural Gas_Furnace - Direct Fuel_Technical Potential | F4 | Residential | CZ2 - Single Family | Existing | Space Heating | Natural Gas | Furnace - Direct Fuel | Technical Potential | Peak Demand (W) | 0 | 0 | 0 | 0 | 0 | 0 | 0 | 0 | 0 | 0 | 0 | 0 | 0 | 0 | 0 | 0 | 0 | 0 | 0 | 0 | 0 | 0 | 0 | 0 | 0 | 0 | 0 | 0 | 0 | 0
F5_Residential_CZ2 - Single Family_Existing_Space Heating_Natural Gas_Furnace - Direct Fuel_Technical Potential | F5 | Residential | CZ2 - Single Family | Existing | Space Heating | Natural Gas | Furnace - Direct Fuel | Technical Potential | Turnover | 0 | 0 | 0 | 0 | 0 | 0 | 0 | 0 | 0 | 0 | 0 | 0 | 0 | 0 | 0 | 0 | 0 | 0 | 0 | 0 | 0 | 0 | 0 | 0 | 0 | 0 | 0 | 0 | 0 | 0
F6_Residential_CZ2 - Single Family_Existing_Space Heating_Natural Gas_Furnace - Direct Fuel_Technical Potential | F6 | Residential | CZ2 - Single Family | Existing | Space Heating | Natural Gas | Furnace - Direct Fuel | Technical Potential | Avg. Replacement Usage | 0 | 0 | 0 | 0 | 0 | 0 | 0 | 0 | 0 | 0 | 0 | 0 | 0 | 0 | 0 | 0 | 0 | 0 | 0 | 0 | 0 | 0 | 0 | 0 | 0 | 0 | 0 | 0 | 0 | 0
F7_Residential_CZ2 - Single Family_Existing_Space Heating_Natural Gas_Furnace - Direct Fuel_Technical Potential | F7 | Residential | CZ2 - Single Family | Existing | Space Heating | Natural Gas | Furnace - Direct Fuel | Technical Potential | Avg. Replacement Demand (S) | 0 | 0 | 0 | 0 | 0 | 0 | 0 | 0 | 0 | 0 | 0 | 0 | 0 | 0 | 0 | 0 | 0 | 0 | 0 | 0 | 0 | 0 | 0 | 0 | 0 | 0 | 0 | 0 | 0 | 0
F8_Residential_CZ2 - Single Family_Existing_Space Heating_Natural Gas_Furnace - Direct Fuel_Technical Potential | F8 | Residential | CZ2 - Single Family | Existing | Space Heating | Natural Gas | Furnace - Direct Fuel | Technical Potential | Avg. Replacement Demand (W) | 0 | 0 | 0 | 0 | 0 | 0 | 0 | 0 | 0 | 0 | 0 | 0 | 0 | 0 | 0 | 0 | 0 | 0 | 0 | 0 | 0 | 0 | 0 | 0 | 0 | 0 | 0 | 0 | 0 | 0
F1_Residential_CZ2 - Single Family_Existing_Space Heating_Natural Gas_Boiler - Direct Fuel_Technical Potential | F1 | Residential | CZ2 - Single Family | Existing | Space Heating | Natural Gas | Boiler - Direct Fuel | Technical Potential | Units | 0 | 0 | 0 | 0 | 0 | 0 | 0 | 0 | 0 | 0 | 0 | 0 | 0 | 0 | 0 | 0 | 0 | 0 | 0 | 0 | 0 | 0 | 0 | 0 | 0 | 0 | 0 | 0 | 0 | 0
F2_Residential_CZ2 - Single Family_Existing_Space Heating_Natural Gas_Boiler - Direct Fuel_Technical Potential | F2 | Residential | CZ2 - Single Family | Existing | Space Heating | Natural Gas | Boiler - Direct Fuel | Technical Potential | Usage (MMtherm) | 0 | 0 | 0 | 0 | 0 | 0 | 0 | 0 | 0 | 0 | 0 | 0 | 0 | 0 | 0 | 0 | 0 | 0 | 0 | 0 | 0 | 0 | 0 | 0 | 0 | 0 | 0 | 0 | 0 | 0
F3_Residential_CZ2 - Single Family_Existing_Space Heating_Natural Gas_Boiler - Direct Fuel_Technical Potential | F3 | Residential | CZ2 - Single Family | Existing | Space Heating | Natural Gas | Boiler - Direct Fuel | Technical Potential | Peak Demand (S) | 0 | 0 | 0 | 0 | 0 | 0 | 0 | 0 | 0 | 0 | 0 | 0 | 0 | 0 | 0 | 0 | 0 | 0 | 0 | 0 | 0 | 0 | 0 | 0 | 0 | 0 | 0 | 0 | 0 | 0
F4_Residential_CZ2 - Single Family_Existing_Space Heating_Natural Gas_Boiler - Direct Fuel_Technical Potential | F4 | Residential | CZ2 - Single Family | Existing | Space Heating | Natural Gas | Boiler - Direct Fuel | Technical Potential | Peak Demand (W) | 0 | 0 | 0 | 0 | 0 | 0 | 0 | 0 | 0 | 0 | 0 | 0 | 0 | 0 | 0 | 0 | 0 | 0 | 0 | 0 | 0 | 0 | 0 | 0 | 0 | 0 | 0 | 0 | 0 | 0
F5_Residential_CZ2 - Single Family_Existing_Space Heating_Natural Gas_Boiler - Direct Fuel_Technical Potential | F5 | Residential | CZ2 - Single Family | Existing | Space Heating | Natural Gas | Boiler - Direct Fuel | Technical Potential | Turnover | 0 | 0 | 0 | 0 | 0 | 0 | 0 | 0 | 0 | 0 | 0 | 0 | 0 | 0 | 0 | 0 | 0 | 0 | 0 | 0 | 0 | 0 | 0 | 0 | 0 | 0 | 0 | 0 | 0 | 0
F6_Residential_CZ2 - Single Family_Existing_Space Heating_Natural Gas_Boiler - Direct Fuel_Technical Potential | F6 | Residential | CZ2 - Single Family | Existing | Space Heating | Natural Gas | Boiler - Direct Fuel | Technical Potential | Avg. Replacement Usage | 0 | 0 | 0 | 0 | 0 | 0 | 0 | 0 | 0 | 0 | 0 | 0 | 0 | 0 | 0 | 0 | 0 | 0 | 0 | 0 | 0 | 0 | 0 | 0 | 0 | 0 | 0 | 0 | 0 | 0
F7_Residential_CZ2 - Single Family_Existing_Space Heating_Natural Gas_Boiler - Direct Fuel_Technical Potential | F7 | Residential | CZ2 - Single Family | Existing | Space Heating | Natural Gas | Boiler - Direct Fuel | Technical Potential | Avg. Replacement Demand (S) | 0 | 0 | 0 | 0 | 0 | 0 | 0 | 0 | 0 | 0 | 0 | 0 | 0 | 0 | 0 | 0 | 0 | 0 | 0 | 0 | 0 | 0 | 0 | 0 | 0 | 0 | 0 | 0 | 0 | 0
F8_Residential_CZ2 - Single Family_Existing_Space Heating_Natural Gas_Boiler - Direct Fuel_Technical Potential | F8 | Residential | CZ2 - Single Family | Existing | Space Heating | Natural Gas | Boiler - Direct Fuel | Technical Potential | Avg. Replacement Demand (W) | 0 | 0 | 0 | 0 | 0 | 0 | 0 | 0 | 0 | 0 | 0 | 0 | 0 | 0 | 0 | 0 | 0 | 0 | 0 | 0 | 0 | 0 | 0 | 0 | 0 | 0 | 0 | 0 | 0 | 0
F1_Residential_CZ2 - Single Family_Existing_Secondary Heating_Natural Gas_Fireplace_Technical Potential | F1 | Residential | CZ2 - Single Family | Existing | Secondary Heating | Natural Gas | Fireplace | Technical Potential | Units | 0 | 0 | 0 | 0 | 0 | 0 | 0 | 0 | 0 | 0 | 0 | 0 | 0 | 0 | 0 | 0 | 0 | 0 | 0 | 0 | 0 | 0 | 0 | 0 | 0 | 0 | 0 | 0 | 0 | 0
F2_Residential_CZ2 - Single Family_Existing_Secondary Heating_Natural Gas_Fireplace_Technical Potential | F2 | Residential | CZ2 - Single Family | Existing | Secondary Heating | Natural Gas | Fireplace | Technical Potential | Usage (MMtherm) | 0 | 0 | 0 | 0 | 0 | 0 | 0 | 0 | 0 | 0 | 0 | 0 | 0 | 0 | 0 | 0 | 0 | 0 | 0 | 0 | 0 | 0 | 0 | 0 | 0 | 0 | 0 | 0 | 0 | 0
F3_Residential_CZ2 - Single Family_Existing_Secondary Heating_Natural Gas_Fireplace_Technical Potential | F3 | Residential | CZ2 - Single Family | Existing | Secondary Heating | Natural Gas | Fireplace | Technical Potential | Peak Demand (S) | 0 | 0 | 0 | 0 | 0 | 0 | 0 | 0 | 0 | 0 | 0 | 0 | 0 | 0 | 0 | 0 | 0 | 0 | 0 | 0 | 0 | 0 | 0 | 0 | 0 | 0 | 0 | 0 | 0 | 0
F4_Residential_CZ2 - Single Family_Existing_Secondary Heating_Natural Gas_Fireplace_Technical Potential | F4 | Residential | CZ2 - Single Family | Existing | Secondary Heating | Natural Gas | Fireplace | Technical Potential | Peak Demand (W) | 0 | 0 | 0 | 0 | 0 | 0 | 0 | 0 | 0 | 0 | 0 | 0 | 0 | 0 | 0 | 0 | 0 | 0 | 0 | 0 | 0 | 0 | 0 | 0 | 0 | 0 | 0 | 0 | 0 | 0
F5_Residential_CZ2 - Single Family_Existing_Secondary Heating_Natural Gas_Fireplace_Technical Potential | F5 | Residential | CZ2 - Single Family | Existing | Secondary Heating | Natural Gas | Fireplace | Technical Potential | Turnover | 0 | 0 | 0 | 0 | 0 | 0 | 0 | 0 | 0 | 0 | 0 | 0 | 0 | 0 | 0 | 0 | 0 | 0 | 0 | 0 | 0 | 0 | 0 | 0 | 0 | 0 | 0 | 0 | 0 | 0
F6_Residential_CZ2 - Single Family_Existing_Secondary Heating_Natural Gas_Fireplace_Technical Potential | F6 | Residential | CZ2 - Single Family | Existing | Secondary Heating | Natural Gas | Fireplace | Technical Potential | Avg. Replacement Usage | 0 | 0 | 0 | 0 | 0 | 0 | 0 | 0 | 0 | 0 | 0 | 0 | 0 | 0 | 0 | 0 | 0 | 0 | 0 | 0 | 0 | 0 | 0 | 0 | 0 | 0 | 0 | 0 | 0 | 0
F7_Residential_CZ2 - Single Family_Existing_Secondary Heating_Natural Gas_Fireplace_Technical Potential | F7 | Residential | CZ2 - Single Family | Existing | Secondary Heating | Natural Gas | Fireplace | Technical Potential | Avg. Replacement Demand (S) | 0 | 0 | 0 | 0 | 0 | 0 | 0 | 0 | 0 | 0 | 0 | 0 | 0 | 0 | 0 | 0 | 0 | 0 | 0 | 0 | 0 | 0 | 0 | 0 | 0 | 0 | 0 | 0 | 0 | 0
F8_Residential_CZ2 - Single Family_Existing_Secondary Heating_Natural Gas_Fireplace_Technical Potential | F8 | Residential | CZ2 - Single Family | Existing | Secondary Heating | Natural Gas | Fireplace | Technical Potential | Avg. Replacement Demand (W) | 0 | 0 | 0 | 0 | 0 | 0 | 0 | 0 | 0 | 0 | 0 | 0 | 0 | 0 | 0 | 0 | 0 | 0 | 0 | 0 | 0 | 0 | 0 | 0 | 0 | 0 | 0 | 0 | 0 | 0
F1_Residential_CZ2 - Single Family_Existing_Water Heating_Natural Gas_Water Heater <= 55 gal._Technical Potential | F1 | Residential | CZ2 - Single Family | Existing | Water Heating | Natural Gas | Water Heater <= 55 gal. | Technical Potential | Units | 0 | 0 | 0 | 0 | 0 | 0 | 0 | 0 | 0 | 0 | 0 | 0 | 0 | 0 | 0 | 0 | 0 | 0 | 0 | 0 | 0 | 0 | 0 | 0 | 0 | 0 | 0 | 0 | 0 | 0
F2_Residential_CZ2 - Single Family_Existing_Water Heating_Natural Gas_Water Heater <= 55 gal._Technical Potential | F2 | Residential | CZ2 - Single Family | Existing | Water Heating | Natural Gas | Water Heater <= 55 gal. | Technical Potential | Usage (MMtherm) | 0 | 0 | 0 | 0 | 0 | 0 | 0 | 0 | 0 | 0 | 0 | 0 | 0 | 0 | 0 | 0 | 0 | 0 | 0 | 0 | 0 | 0 | 0 | 0 | 0 | 0 | 0 | 0 | 0 | 0
F3_Residential_CZ2 - Single Family_Existing_Water Heating_Natural Gas_Water Heater <= 55 gal._Technical Potential | F3 | Residential | CZ2 - Single Family | Existing | Water Heating | Natural Gas | Water Heater <= 55 gal. | Technical Potential | Peak Demand (S) | 0 | 0 | 0 | 0 | 0 | 0 | 0 | 0 | 0 | 0 | 0 | 0 | 0 | 0 | 0 | 0 | 0 | 0 | 0 | 0 | 0 | 0 | 0 | 0 | 0 | 0 | 0 | 0 | 0 | 0
F4_Residential_CZ2 - Single Family_Existing_Water Heating_Natural Gas_Water Heater <= 55 gal._Technical Potential | F4 | Residential | CZ2 - Single Family | Existing | Water Heating | Natural Gas | Water Heater <= 55 gal. | Technical Potential | Peak Demand (W) | 0 | 0 | 0 | 0 | 0 | 0 | 0 | 0 | 0 | 0 | 0 | 0 | 0 | 0 | 0 | 0 | 0 | 0 | 0 | 0 | 0 | 0 | 0 | 0 | 0 | 0 | 0 | 0 | 0 | 0
F5_Residential_CZ2 - Single Family_Existing_Water Heating_Natural Gas_Water Heater <= 55 gal._Technical Potential | F5 | Residential | CZ2 - Single Family | Existing | Water Heating | Natural Gas | Water Heater <= 55 gal. | Technical Potential | Turnover | 0 | 0 | 0 | 0 | 0 | 0 | 0 | 0 | 0 | 0 | 0 | 0 | 0 | 0 | 0 | 0 | 0 | 0 | 0 | 0 | 0 | 0 | 0 | 0 | 0 | 0 | 0 | 0 | 0 | 0
F6_Residential_CZ2 - Single Family_Existing_Water Heating_Natural Gas_Water Heater <= 55 gal._Technical Potential | F6 | Residential | CZ2 - Single Family | Existing | Water Heating | Natural Gas | Water Heater <= 55 gal. | Technical Potential | Avg. Replacement Usage | 0 | 0 | 0 | 0 | 0 | 0 | 0 | 0 | 0 | 0 | 0 | 0 | 0 | 0 | 0 | 0 | 0 | 0 | 0 | 0 | 0 | 0 | 0 | 0 | 0 | 0 | 0 | 0 | 0 | 0
F7_Residential_CZ2 - Single Family_Existing_Water Heating_Natural Gas_Water Heater <= 55 gal._Technical Potential | F7 | Residential | CZ2 - Single Family | Existing | Water Heating | Natural Gas | Water Heater <= 55 gal. | Technical Potential | Avg. Replacement Demand (S) | 0 | 0 | 0 | 0 | 0 | 0 | 0 | 0 | 0 | 0 | 0 | 0 | 0 | 0 | 0 | 0 | 0 | 0 | 0 | 0 | 0 | 0 | 0 | 0 | 0 | 0 | 0 | 0 | 0 | 0
F8_Residential_CZ2 - Single Family_Existing_Water Heating_Natural Gas_Water Heater <= 55 gal._Technical Potential | F8 | Residential | CZ2 - Single Family | Existing | Water Heating | Natural Gas | Water Heater <= 55 gal. | Technical Potential | Avg. Replacement Demand (W) | 0 | 0 | 0 | 0 | 0 | 0 | 0 | 0 | 0 | 0 | 0 | 0 | 0 | 0 | 0 | 0 | 0 | 0 | 0 | 0 | 0 | 0 | 0 | 0 | 0 | 0 | 0 | 0 | 0 | 0
F1_Residential_CZ2 - Single Family_Existing_Water Heating_Natural Gas_Water Heater > 55 gal._Technical Potential | F1 | Residential | CZ2 - Single Family | Existing | Water Heating | Natural Gas | Water Heater > 55 gal. | Technical Potential | Units | 0 | 0 | 0 | 0 | 0 | 0 | 0 | 0 | 0 | 0 | 0 | 0 | 0 | 0 | 0 | 0 | 0 | 0 | 0 | 0 | 0 | 0 | 0 | 0 | 0 | 0 | 0 | 0 | 0 | 0
F2_Residential_CZ2 - Single Family_Existing_Water Heating_Natural Gas_Water Heater > 55 gal._Technical Potential | F2 | Residential | CZ2 - Single Family | Existing | Water Heating | Natural Gas | Water Heater > 55 gal. | Technical Potential | Usage (MMtherm) | 0 | 0 | 0 | 0 | 0 | 0 | 0 | 0 | 0 | 0 | 0 | 0 | 0 | 0 | 0 | 0 | 0 | 0 | 0 | 0 | 0 | 0 | 0 | 0 | 0 | 0 | 0 | 0 | 0 | 0
F3_Residential_CZ2 - Single Family_Existing_Water Heating_Natural Gas_Water Heater > 55 gal._Technical Potential | F3 | Residential | CZ2 - Single Family | Existing | Water Heating | Natural Gas | Water Heater > 55 gal. | Technical Potential | Peak Demand (S) | 0 | 0 | 0 | 0 | 0 | 0 | 0 | 0 | 0 | 0 | 0 | 0 | 0 | 0 | 0 | 0 | 0 | 0 | 0 | 0 | 0 | 0 | 0 | 0 | 0 | 0 | 0 | 0 | 0 | 0
F4_Residential_CZ2 - Single Family_Existing_Water Heating_Natural Gas_Water Heater > 55 gal._Technical Potential | F4 | Residential | CZ2 - Single Family | Existing | Water Heating | Natural Gas | Water Heater > 55 gal. | Technical Potential | Peak Demand (W) | 0 | 0 | 0 | 0 | 0 | 0 | 0 | 0 | 0 | 0 | 0 | 0 | 0 | 0 | 0 | 0 | 0 | 0 | 0 | 0 | 0 | 0 | 0 | 0 | 0 | 0 | 0 | 0 | 0 | 0
F5_Residential_CZ2 - Single Family_Existing_Water Heating_Natural Gas_Water Heater > 55 gal._Technical Potential | F5 | Residential | CZ2 - Single Family | Existing | Water Heating | Natural Gas | Water Heater > 55 gal. | Technical Potential | Turnover | 0 | 0 | 0 | 0 | 0 | 0 | 0 | 0 | 0 | 0 | 0 | 0 | 0 | 0 | 0 | 0 | 0 | 0 | 0 | 0 | 0 | 0 | 0 | 0 | 0 | 0 | 0 | 0 | 0 | 0
F6_Residential_CZ2 - Single Family_Existing_Water Heating_Natural Gas_Water Heater > 55 gal._Technical Potential | F6 | Residential | CZ2 - Single Family | Existing | Water Heating | Natural Gas | Water Heater > 55 gal. | Technical Potential | Avg. Replacement Usage | 0 | 0 | 0 | 0 | 0 | 0 | 0 | 0 | 0 | 0 | 0 | 0 | 0 | 0 | 0 | 0 | 0 | 0 | 0 | 0 | 0 | 0 | 0 | 0 | 0 | 0 | 0 | 0 | 0 | 0
F7_Residential_CZ2 - Single Family_Existing_Water Heating_Natural Gas_Water Heater > 55 gal._Technical Potential | F7 | Residential | CZ2 - Single Family | Existing | Water Heating | Natural Gas | Water Heater > 55 gal. | Technical Potential | Avg. Replacement Demand (S) | 0 | 0 | 0 | 0 | 0 | 0 | 0 | 0 | 0 | 0 | 0 | 0 | 0 | 0 | 0 | 0 | 0 | 0 | 0 | 0 | 0 | 0 | 0 | 0 | 0 | 0 | 0 | 0 | 0 | 0
F8_Residential_CZ2 - Single Family_Existing_Water Heating_Natural Gas_Water Heater > 55 gal._Technical Potential | F8 | Residential | CZ2 - Single Family | Existing | Water Heating | Natural Gas | Water Heater > 55 gal. | Technical Potential | Avg. Replacement Demand (W) | 0 | 0 | 0 | 0 | 0 | 0 | 0 | 0 | 0 | 0 | 0 | 0 | 0 | 0 | 0 | 0 | 0 | 0 | 0 | 0 | 0 | 0 | 0 | 0 | 0 | 0 | 0 | 0 | 0 | 0
F1_Residential_CZ2 - Single Family_Existing_Appliances_Natural Gas_Clothes Dryer_Technical Potential | F1 | Residential | CZ2 - Single Family | Existing | Appliances | Natural Gas | Clothes Dryer | Technical Potential | Units | 0 | 0 | 0 | 0 | 0 | 0 | 0 | 0 | 0 | 0 | 0 | 0 | 0 | 0 | 0 | 0 | 0 | 0 | 0 | 0 | 0 | 0 | 0 | 0 | 0 | 0 | 0 | 0 | 0 | 0
F2_Residential_CZ2 - Single Family_Existing_Appliances_Natural Gas_Clothes Dryer_Technical Potential | F2 | Residential | CZ2 - Single Family | Existing | Appliances | Natural Gas | Clothes Dryer | Technical Potential | Usage (MMtherm) | 0 | 0 | 0 | 0 | 0 | 0 | 0 | 0 | 0 | 0 | 0 | 0 | 0 | 0 | 0 | 0 | 0 | 0 | 0 | 0 | 0 | 0 | 0 | 0 | 0 | 0 | 0 | 0 | 0 | 0
F3_Residential_CZ2 - Single Family_Existing_Appliances_Natural Gas_Clothes Dryer_Technical Potential | F3 | Residential | CZ2 - Single Family | Existing | Appliances | Natural Gas | Clothes Dryer | Technical Potential | Peak Demand (S) | 0 | 0 | 0 | 0 | 0 | 0 | 0 | 0 | 0 | 0 | 0 | 0 | 0 | 0 | 0 | 0 | 0 | 0 | 0 | 0 | 0 | 0 | 0 | 0 | 0 | 0 | 0 | 0 | 0 | 0
F4_Residential_CZ2 - Single Family_Existing_Appliances_Natural Gas_Clothes Dryer_Technical Potential | F4 | Residential | CZ2 - Single Family | Existing | Appliances | Natural Gas | Clothes Dryer | Technical Potential | Peak Demand (W) | 0 | 0 | 0 | 0 | 0 | 0 | 0 | 0 | 0 | 0 | 0 | 0 | 0 | 0 | 0 | 0 | 0 | 0 | 0 | 0 | 0 | 0 | 0 | 0 | 0 | 0 | 0 | 0 | 0 | 0
F5_Residential_CZ2 - Single Family_Existing_Appliances_Natural Gas_Clothes Dryer_Technical Potential | F5 | Residential | CZ2 - Single Family | Existing | Appliances | Natural Gas | Clothes Dryer | Technical Potential | Turnover | 0 | 0 | 0 | 0 | 0 | 0 | 0 | 0 | 0 | 0 | 0 | 0 | 0 | 0 | 0 | 0 | 0 | 0 | 0 | 0 | 0 | 0 | 0 | 0 | 0 | 0 | 0 | 0 | 0 | 0
F6_Residential_CZ2 - Single Family_Existing_Appliances_Natural Gas_Clothes Dryer_Technical Potential | F6 | Residential | CZ2 - Single Family | Existing | Appliances | Natural Gas | Clothes Dryer | Technical Potential | Avg. Replacement Usage | 0 | 0 | 0 | 0 | 0 | 0 | 0 | 0 | 0 | 0 | 0 | 0 | 0 | 0 | 0 | 0 | 0 | 0 | 0 | 0 | 0 | 0 | 0 | 0 | 0 | 0 | 0 | 0 | 0 | 0
F7_Residential_CZ2 - Single Family_Existing_Appliances_Natural Gas_Clothes Dryer_Technical Potential | F7 | Residential | CZ2 - Single Family | Existing | Appliances | Natural Gas | Clothes Dryer | Technical Potential | Avg. Replacement Demand (S) | 0 | 0 | 0 | 0 | 0 | 0 | 0 | 0 | 0 | 0 | 0 | 0 | 0 | 0 | 0 | 0 | 0 | 0 | 0 | 0 | 0 | 0 | 0 | 0 | 0 | 0 | 0 | 0 | 0 | 0
F8_Residential_CZ2 - Single Family_Existing_Appliances_Natural Gas_Clothes Dryer_Technical Potential | F8 | Residential | CZ2 - Single Family | Existing | Appliances | Natural Gas | Clothes Dryer | Technical Potential | Avg. Replacement Demand (W) | 0 | 0 | 0 | 0 | 0 | 0 | 0 | 0 | 0 | 0 | 0 | 0 | 0 | 0 | 0 | 0 | 0 | 0 | 0 | 0 | 0 | 0 | 0 | 0 | 0 | 0 | 0 | 0 | 0 | 0
F1_Residential_CZ2 - Single Family_Existing_Appliances_Natural Gas_Stove/Oven_Technical Potential | F1 | Residential | CZ2 - Single Family | Existing | Appliances | Natural Gas | Stove/Oven | Technical Potential | Units | 0 | 0 | 0 | 0 | 0 | 0 | 0 | 0 | 0 | 0 | 0 | 0 | 0 | 0 | 0 | 0 | 0 | 0 | 0 | 0 | 0 | 0 | 0 | 0 | 0 | 0 | 0 | 0 | 0 | 0
F2_Residential_CZ2 - Single Family_Existing_Appliances_Natural Gas_Stove/Oven_Technical Potential | F2 | Residential | CZ2 - Single Family | Existing | Appliances | Natural Gas | Stove/Oven | Technical Potential | Usage (MMtherm) | 0 | 0 | 0 | 0 | 0 | 0 | 0 | 0 | 0 | 0 | 0 | 0 | 0 | 0 | 0 | 0 | 0 | 0 | 0 | 0 | 0 | 0 | 0 | 0 | 0 | 0 | 0 | 0 | 0 | 0
F3_Residential_CZ2 - Single Family_Existing_Appliances_Natural Gas_Stove/Oven_Technical Potential | F3 | Residential | CZ2 - Single Family | Existing | Appliances | Natural Gas | Stove/Oven | Technical Potential | Peak Demand (S) | 0 | 0 | 0 | 0 | 0 | 0 | 0 | 0 | 0 | 0 | 0 | 0 | 0 | 0 | 0 | 0 | 0 | 0 | 0 | 0 | 0 | 0 | 0 | 0 | 0 | 0 | 0 | 0 | 0 | 0
F4_Residential_CZ2 - Single Family_Existing_Appliances_Natural Gas_Stove/Oven_Technical Potential | F4 | Residential | CZ2 - Single Family | Existing | Appliances | Natural Gas | Stove/Oven | Technical Potential | Peak Demand (W) | 0 | 0 | 0 | 0 | 0 | 0 | 0 | 0 | 0 | 0 | 0 | 0 | 0 | 0 | 0 | 0 | 0 | 0 | 0 | 0 | 0 | 0 | 0 | 0 | 0 | 0 | 0 | 0 | 0 | 0
F5_Residential_CZ2 - Single Family_Existing_Appliances_Natural Gas_Stove/Oven_Technical Potential | F5 | Residential | CZ2 - Single Family | Existing | Appliances | Natural Gas | Stove/Oven | Technical Potential | Turnover | 0 | 0 | 0 | 0 | 0 | 0 | 0 | 0 | 0 | 0 | 0 | 0 | 0 | 0 | 0 | 0 | 0 | 0 | 0 | 0 | 0 | 0 | 0 | 0 | 0 | 0 | 0 | 0 | 0 | 0
F6_Residential_CZ2 - Single Family_Existing_Appliances_Natural Gas_Stove/Oven_Technical Potential | F6 | Residential | CZ2 - Single Family | Existing | Appliances | Natural Gas | Stove/Oven | Technical Potential | Avg. Replacement Usage | 0 | 0 | 0 | 0 | 0 | 0 | 0 | 0 | 0 | 0 | 0 | 0 | 0 | 0 | 0 | 0 | 0 | 0 | 0 | 0 | 0 | 0 | 0 | 0 | 0 | 0 | 0 | 0 | 0 | 0
F7_Residential_CZ2 - Single Family_Existing_Appliances_Natural Gas_Stove/Oven_Technical Potential | F7 | Residential | CZ2 - Single Family | Existing | Appliances | Natural Gas | Stove/Oven | Technical Potential | Avg. Replacement Demand (S) | 0 | 0 | 0 | 0 | 0 | 0 | 0 | 0 | 0 | 0 | 0 | 0 | 0 | 0 | 0 | 0 | 0 | 0 | 0 | 0 | 0 | 0 | 0 | 0 | 0 | 0 | 0 | 0 | 0 | 0
F8_Residential_CZ2 - Single Family_Existing_Appliances_Natural Gas_Stove/Oven_Technical Potential | F8 | Residential | CZ2 - Single Family | Existing | Appliances | Natural Gas | Stove/Oven | Technical Potential | Avg. Replacement Demand (W) | 0 | 0 | 0 | 0 | 0 | 0 | 0 | 0 | 0 | 0 | 0 | 0 | 0 | 0 | 0 | 0 | 0 | 0 | 0 | 0 | 0 | 0 | 0 | 0 | 0 | 0 | 0 | 0 | 0 | 0
F1_Residential_CZ2 - Single Family_Existing_Miscellaneous_Natural Gas_Pool Heater_Technical Potential | F1 | Residential | CZ2 - Single Family | Existing | Miscellaneous | Natural Gas | Pool Heater | Technical Potential | Units | 0 | 0 | 0 | 0 | 0 | 0 | 0 | 0 | 0 | 0 | 0 | 0 | 0 | 0 | 0 | 0 | 0 | 0 | 0 | 0 | 0 | 0 | 0 | 0 | 0 | 0 | 0 | 0 | 0 | 0
F2_Residential_CZ2 - Single Family_Existing_Miscellaneous_Natural Gas_Pool Heater_Technical Potential | F2 | Residential | CZ2 - Single Family | Existing | Miscellaneous | Natural Gas | Pool Heater | Technical Potential | Usage (MMtherm) | 0 | 0 | 0 | 0 | 0 | 0 | 0 | 0 | 0 | 0 | 0 | 0 | 0 | 0 | 0 | 0 | 0 | 0 | 0 | 0 | 0 | 0 | 0 | 0 | 0 | 0 | 0 | 0 | 0 | 0
F3_Residential_CZ2 - Single Family_Existing_Miscellaneous_Natural Gas_Pool Heater_Technical Potential | F3 | Residential | CZ2 - Single Family | Existing | Miscellaneous | Natural Gas | Pool Heater | Technical Potential | Peak Demand (S) | 0 | 0 | 0 | 0 | 0 | 0 | 0 | 0 | 0 | 0 | 0 | 0 | 0 | 0 | 0 | 0 | 0 | 0 | 0 | 0 | 0 | 0 | 0 | 0 | 0 | 0 | 0 | 0 | 0 | 0
F4_Residential_CZ2 - Single Family_Existing_Miscellaneous_Natural Gas_Pool Heater_Technical Potential | F4 | Residential | CZ2 - Single Family | Existing | Miscellaneous | Natural Gas | Pool Heater | Technical Potential | Peak Demand (W) | 0 | 0 | 0 | 0 | 0 | 0 | 0 | 0 | 0 | 0 | 0 | 0 | 0 | 0 | 0 | 0 | 0 | 0 | 0 | 0 | 0 | 0 | 0 | 0 | 0 | 0 | 0 | 0 | 0 | 0
F5_Residential_CZ2 - Single Family_Existing_Miscellaneous_Natural Gas_Pool Heater_Technical Potential | F5 | Residential | CZ2 - Single Family | Existing | Miscellaneous | Natural Gas | Pool Heater | Technical Potential | Turnover | 0 | 0 | 0 | 0 | 0 | 0 | 0 | 0 | 0 | 0 | 0 | 0 | 0 | 0 | 0 | 0 | 0 | 0 | 0 | 0 | 0 | 0 | 0 | 0 | 0 | 0 | 0 | 0 | 0 | 0
F6_Residential_CZ2 - Single Family_Existing_Miscellaneous_Natural Gas_Pool Heater_Technical Potential | F6 | Residential | CZ2 - Single Family | Existing | Miscellaneous | Natural Gas | Pool Heater | Technical Potential | Avg. Replacement Usage | 0 | 0 | 0 | 0 | 0 | 0 | 0 | 0 | 0 | 0 | 0 | 0 | 0 | 0 | 0 | 0 | 0 | 0 | 0 | 0 | 0 | 0 | 0 | 0 | 0 | 0 | 0 | 0 | 0 | 0
F7_Residential_CZ2 - Single Family_Existing_Miscellaneous_Natural Gas_Pool Heater_Technical Potential | F7 | Residential | CZ2 - Single Family | Existing | Miscellaneous | Natural Gas | Pool Heater | Technical Potential | Avg. Replacement Demand (S) | 0 | 0 | 0 | 0 | 0 | 0 | 0 | 0 | 0 | 0 | 0 | 0 | 0 | 0 | 0 | 0 | 0 | 0 | 0 | 0 | 0 | 0 | 0 | 0 | 0 | 0 | 0 | 0 | 0 | 0
F8_Residential_CZ2 - Single Family_Existing_Miscellaneous_Natural Gas_Pool Heater_Technical Potential | F8 | Residential | CZ2 - Single Family | Existing | Miscellaneous | Natural Gas | Pool Heater | Technical Potential | Avg. Replacement Demand (W) | 0 | 0 | 0 | 0 | 0 | 0 | 0 | 0 | 0 | 0 | 0 | 0 | 0 | 0 | 0 | 0 | 0 | 0 | 0 | 0 | 0 | 0 | 0 | 0 | 0 | 0 | 0 | 0 | 0 | 0
F1_Residential_CZ2 - Single Family_Existing_Miscellaneous_Natural Gas_Miscellaneous_Technical Potential | F1 | Residential | CZ2 - Single Family | Existing | Miscellaneous | Natural Gas | Miscellaneous | Technical Potential | Units | 0 | 0 | 0 | 0 | 0 | 0 | 0 | 0 | 0 | 0 | 0 | 0 | 0 | 0 | 0 | 0 | 0 | 0 | 0 | 0 | 0 | 0 | 0 | 0 | 0 | 0 | 0 | 0 | 0 | 0
F2_Residential_CZ2 - Single Family_Existing_Miscellaneous_Natural Gas_Miscellaneous_Technical Potential | F2 | Residential | CZ2 - Single Family | Existing | Miscellaneous | Natural Gas | Miscellaneous | Technical Potential | Usage (MMtherm) | 0 | 0 | 0 | 0 | 0 | 0 | 0 | 0 | 0 | 0 | 0 | 0 | 0 | 0 | 0 | 0 | 0 | 0 | 0 | 0 | 0 | 0 | 0 | 0 | 0 | 0 | 0 | 0 | 0 | 0
F3_Residential_CZ2 - Single Family_Existing_Miscellaneous_Natural Gas_Miscellaneous_Technical Potential | F3 | Residential | CZ2 - Single Family | Existing | Miscellaneous | Natural Gas | Miscellaneous | Technical Potential | Peak Demand (S) | 0 | 0 | 0 | 0 | 0 | 0 | 0 | 0 | 0 | 0 | 0 | 0 | 0 | 0 | 0 | 0 | 0 | 0 | 0 | 0 | 0 | 0 | 0 | 0 | 0 | 0 | 0 | 0 | 0 | 0
F4_Residential_CZ2 - Single Family_Existing_Miscellaneous_Natural Gas_Miscellaneous_Technical Potential | F4 | Residential | CZ2 - Single Family | Existing | Miscellaneous | Natural Gas | Miscellaneous | Technical Potential | Peak Demand (W) | 0 | 0 | 0 | 0 | 0 | 0 | 0 | 0 | 0 | 0 | 0 | 0 | 0 | 0 | 0 | 0 | 0 | 0 | 0 | 0 | 0 | 0 | 0 | 0 | 0 | 0 | 0 | 0 | 0 | 0
F5_Residential_CZ2 - Single Family_Existing_Miscellaneous_Natural Gas_Miscellaneous_Technical Potential | F5 | Residential | CZ2 - Single Family | Existing | Miscellaneous | Natural Gas | Miscellaneous | Technical Potential | Turnover | 0 | 0 | 0 | 0 | 0 | 0 | 0 | 0 | 0 | 0 | 0 | 0 | 0 | 0 | 0 | 0 | 0 | 0 | 0 | 0 | 0 | 0 | 0 | 0 | 0 | 0 | 0 | 0 | 0 | 0
F6_Residential_CZ2 - Single Family_Existing_Miscellaneous_Natural Gas_Miscellaneous_Technical Potential | F6 | Residential | CZ2 - Single Family | Existing | Miscellaneous | Natural Gas | Miscellaneous | Technical Potential | Avg. Replacement Usage | 0 | 0 | 0 | 0 | 0 | 0 | 0 | 0 | 0 | 0 | 0 | 0 | 0 | 0 | 0 | 0 | 0 | 0 | 0 | 0 | 0 | 0 | 0 | 0 | 0 | 0 | 0 | 0 | 0 | 0
F7_Residential_CZ2 - Single Family_Existing_Miscellaneous_Natural Gas_Miscellaneous_Technical Potential | F7 | Residential | CZ2 - Single Family | Existing | Miscellaneous | Natural Gas | Miscellaneous | Technical Potential | Avg. Replacement Demand (S) | 0 | 0 | 0 | 0 | 0 | 0 | 0 | 0 | 0 | 0 | 0 | 0 | 0 | 0 | 0 | 0 | 0 | 0 | 0 | 0 | 0 | 0 | 0 | 0 | 0 | 0 | 0 | 0 | 0 | 0
F8_Residential_CZ2 - Single Family_Existing_Miscellaneous_Natural Gas_Miscellaneous_Technical Potential | F8 | Residential | CZ2 - Single Family | Existing | Miscellaneous | Natural Gas | Miscellaneous | Technical Potential | Avg. Replacement Demand (W) | 0 | 0 | 0 | 0 | 0 | 0 | 0 | 0 | 0 | 0 | 0 | 0 | 0 | 0 | 0 | 0 | 0 | 0 | 0 | 0 | 0 | 0 | 0 | 0 | 0 | 0 | 0 | 0 | 0 | 0
F1_Residential_CZ2 - Single Family_New_Space Heating_Natural Gas_Furnace - Direct Fuel_Technical Potential | F1 | Residential | CZ2 - Single Family | New | Space Heating | Natural Gas | Furnace - Direct Fuel | Technical Potential | Units | 0 | 0 | 0 | 0 | 0 | 0 | 0 | 0 | 0 | 0 | 0 | 0 | 0 | 0 | 0 | 0 | 0 | 0 | 0 | 0 | 0 | 0 | 0 | 0 | 0 | 0 | 0 | 0 | 0 | 0
F2_Residential_CZ2 - Single Family_New_Space Heating_Natural Gas_Furnace - Direct Fuel_Technical Potential | F2 | Residential | CZ2 - Single Family | New | Space Heating | Natural Gas | Furnace - Direct Fuel | Technical Potential | Usage (MMtherm) | 0 | 0 | 0 | 0 | 0 | 0 | 0 | 0 | 0 | 0 | 0 | 0 | 0 | 0 | 0 | 0 | 0 | 0 | 0 | 0 | 0 | 0 | 0 | 0 | 0 | 0 | 0 | 0 | 0 | 0
F3_Residential_CZ2 - Single Family_New_Space Heating_Natural Gas_Furnace - Direct Fuel_Technical Potential | F3 | Residential | CZ2 - Single Family | New | Space Heating | Natural Gas | Furnace - Direct Fuel | Technical Potential | Peak Demand (S) | 0 | 0 | 0 | 0 | 0 | 0 | 0 | 0 | 0 | 0 | 0 | 0 | 0 | 0 | 0 | 0 | 0 | 0 | 0 | 0 | 0 | 0 | 0 | 0 | 0 | 0 | 0 | 0 | 0 | 0
F4_Residential_CZ2 - Single Family_New_Space Heating_Natural Gas_Furnace - Direct Fuel_Technical Potential | F4 | Residential | CZ2 - Single Family | New | Space Heating | Natural Gas | Furnace - Direct Fuel | Technical Potential | Peak Demand (W) | 0 | 0 | 0 | 0 | 0 | 0 | 0 | 0 | 0 | 0 | 0 | 0 | 0 | 0 | 0 | 0 | 0 | 0 | 0 | 0 | 0 | 0 | 0 | 0 | 0 | 0 | 0 | 0 | 0 | 0
F5_Residential_CZ2 - Single Family_New_Space Heating_Natural Gas_Furnace - Direct Fuel_Technical Potential | F5 | Residential | CZ2 - Single Family | New | Space Heating | Natural Gas | Furnace - Direct Fuel | Technical Potential | Turnover | 0 | 0 | 0 | 0 | 0 | 0 | 0 | 0 | 0 | 0 | 0 | 0 | 0 | 0 | 0 | 0 | 0 | 0 | 0 | 0 | 0 | 0 | 0 | 0 | 0 | 0 | 0 | 0 | 0 | 0
F6_Residential_CZ2 - Single Family_New_Space Heating_Natural Gas_Furnace - Direct Fuel_Technical Potential | F6 | Residential | CZ2 - Single Family | New | Space Heating | Natural Gas | Furnace - Direct Fuel | Technical Potential | Avg. Replacement Usage | 0 | 0 | 0 | 0 | 0 | 0 | 0 | 0 | 0 | 0 | 0 | 0 | 0 | 0 | 0 | 0 | 0 | 0 | 0 | 0 | 0 | 0 | 0 | 0 | 0 | 0 | 0 | 0 | 0 | 0
F7_Residential_CZ2 - Single Family_New_Space Heating_Natural Gas_Furnace - Direct Fuel_Technical Potential | F7 | Residential | CZ2 - Single Family | New | Space Heating | Natural Gas | Furnace - Direct Fuel | Technical Potential | Avg. Replacement Demand (S) | 0 | 0 | 0 | 0 | 0 | 0 | 0 | 0 | 0 | 0 | 0 | 0 | 0 | 0 | 0 | 0 | 0 | 0 | 0 | 0 | 0 | 0 | 0 | 0 | 0 | 0 | 0 | 0 | 0 | 0
F8_Residential_CZ2 - Single Family_New_Space Heating_Natural Gas_Furnace - Direct Fuel_Technical Potential | F8 | Residential | CZ2 - Single Family | New | Space Heating | Natural Gas | Furnace - Direct Fuel | Technical Potential | Avg. Replacement Demand (W) | 0 | 0 | 0 | 0 | 0 | 0 | 0 | 0 | 0 | 0 | 0 | 0 | 0 | 0 | 0 | 0 | 0 | 0 | 0 | 0 | 0 | 0 | 0 | 0 | 0 | 0 | 0 | 0 | 0 | 0
F1_Residential_CZ2 - Single Family_New_Space Heating_Natural Gas_Boiler - Direct Fuel_Technical Potential | F1 | Residential | CZ2 - Single Family | New | Space Heating | Natural Gas | Boiler - Direct Fuel | Technical Potential | Units | 0 | 0 | 0 | 0 | 0 | 0 | 0 | 0 | 0 | 0 | 0 | 0 | 0 | 0 | 0 | 0 | 0 | 0 | 0 | 0 | 0 | 0 | 0 | 0 | 0 | 0 | 0 | 0 | 0 | 0
F2_Residential_CZ2 - Single Family_New_Space Heating_Natural Gas_Boiler - Direct Fuel_Technical Potential | F2 | Residential | CZ2 - Single Family | New | Space Heating | Natural Gas | Boiler - Direct Fuel | Technical Potential | Usage (MMtherm) | 0 | 0 | 0 | 0 | 0 | 0 | 0 | 0 | 0 | 0 | 0 | 0 | 0 | 0 | 0 | 0 | 0 | 0 | 0 | 0 | 0 | 0 | 0 | 0 | 0 | 0 | 0 | 0 | 0 | 0
F3_Residential_CZ2 - Single Family_New_Space Heating_Natural Gas_Boiler - Direct Fuel_Technical Potential | F3 | Residential | CZ2 - Single Family | New | Space Heating | Natural Gas | Boiler - Direct Fuel | Technical Potential | Peak Demand (S) | 0 | 0 | 0 | 0 | 0 | 0 | 0 | 0 | 0 | 0 | 0 | 0 | 0 | 0 | 0 | 0 | 0 | 0 | 0 | 0 | 0 | 0 | 0 | 0 | 0 | 0 | 0 | 0 | 0 | 0
F4_Residential_CZ2 - Single Family_New_Space Heating_Natural Gas_Boiler - Direct Fuel_Technical Potential | F4 | Residential | CZ2 - Single Family | New | Space Heating | Natural Gas | Boiler - Direct Fuel | Technical Potential | Peak Demand (W) | 0 | 0 | 0 | 0 | 0 | 0 | 0 | 0 | 0 | 0 | 0 | 0 | 0 | 0 | 0 | 0 | 0 | 0 | 0 | 0 | 0 | 0 | 0 | 0 | 0 | 0 | 0 | 0 | 0 | 0
F5_Residential_CZ2 - Single Family_New_Space Heating_Natural Gas_Boiler - Direct Fuel_Technical Potential | F5 | Residential | CZ2 - Single Family | New | Space Heating | Natural Gas | Boiler - Direct Fuel | Technical Potential | Turnover | 0 | 0 | 0 | 0 | 0 | 0 | 0 | 0 | 0 | 0 | 0 | 0 | 0 | 0 | 0 | 0 | 0 | 0 | 0 | 0 | 0 | 0 | 0 | 0 | 0 | 0 | 0 | 0 | 0 | 0
F6_Residential_CZ2 - Single Family_New_Space Heating_Natural Gas_Boiler - Direct Fuel_Technical Potential | F6 | Residential | CZ2 - Single Family | New | Space Heating | Natural Gas | Boiler - Direct Fuel | Technical Potential | Avg. Replacement Usage | 0 | 0 | 0 | 0 | 0 | 0 | 0 | 0 | 0 | 0 | 0 | 0 | 0 | 0 | 0 | 0 | 0 | 0 | 0 | 0 | 0 | 0 | 0 | 0 | 0 | 0 | 0 | 0 | 0 | 0
F7_Residential_CZ2 - Single Family_New_Space Heating_Natural Gas_Boiler - Direct Fuel_Technical Potential | F7 | Residential | CZ2 - Single Family | New | Space Heating | Natural Gas | Boiler - Direct Fuel | Technical Potential | Avg. Replacement Demand (S) | 0 | 0 | 0 | 0 | 0 | 0 | 0 | 0 | 0 | 0 | 0 | 0 | 0 | 0 | 0 | 0 | 0 | 0 | 0 | 0 | 0 | 0 | 0 | 0 | 0 | 0 | 0 | 0 | 0 | 0
F8_Residential_CZ2 - Single Family_New_Space Heating_Natural Gas_Boiler - Direct Fuel_Technical Potential | F8 | Residential | CZ2 - Single Family | New | Space Heating | Natural Gas | Boiler - Direct Fuel | Technical Potential | Avg. Replacement Demand (W) | 0 | 0 | 0 | 0 | 0 | 0 | 0 | 0 | 0 | 0 | 0 | 0 | 0 | 0 | 0 | 0 | 0 | 0 | 0 | 0 | 0 | 0 | 0 | 0 | 0 | 0 | 0 | 0 | 0 | 0
F1_Residential_CZ2 - Single Family_New_Secondary Heating_Natural Gas_Fireplace_Technical Potential | F1 | Residential | CZ2 - Single Family | New | Secondary Heating | Natural Gas | Fireplace | Technical Potential | Units | 0 | 0 | 0 | 0 | 0 | 0 | 0 | 0 | 0 | 0 | 0 | 0 | 0 | 0 | 0 | 0 | 0 | 0 | 0 | 0 | 0 | 0 | 0 | 0 | 0 | 0 | 0 | 0 | 0 | 0
F2_Residential_CZ2 - Single Family_New_Secondary Heating_Natural Gas_Fireplace_Technical Potential | F2 | Residential | CZ2 - Single Family | New | Secondary Heating | Natural Gas | Fireplace | Technical Potential | Usage (MMtherm) | 0 | 0 | 0 | 0 | 0 | 0 | 0 | 0 | 0 | 0 | 0 | 0 | 0 | 0 | 0 | 0 | 0 | 0 | 0 | 0 | 0 | 0 | 0 | 0 | 0 | 0 | 0 | 0 | 0 | 0
F3_Residential_CZ2 - Single Family_New_Secondary Heating_Natural Gas_Fireplace_Technical Potential | F3 | Residential | CZ2 - Single Family | New | Secondary Heating | Natural Gas | Fireplace | Technical Potential | Peak Demand (S) | 0 | 0 | 0 | 0 | 0 | 0 | 0 | 0 | 0 | 0 | 0 | 0 | 0 | 0 | 0 | 0 | 0 | 0 | 0 | 0 | 0 | 0 | 0 | 0 | 0 | 0 | 0 | 0 | 0 | 0
F4_Residential_CZ2 - Single Family_New_Secondary Heating_Natural Gas_Fireplace_Technical Potential | F4 | Residential | CZ2 - Single Family | New | Secondary Heating | Natural Gas | Fireplace | Technical Potential | Peak Demand (W) | 0 | 0 | 0 | 0 | 0 | 0 | 0 | 0 | 0 | 0 | 0 | 0 | 0 | 0 | 0 | 0 | 0 | 0 | 0 | 0 | 0 | 0 | 0 | 0 | 0 | 0 | 0 | 0 | 0 | 0
F5_Residential_CZ2 - Single Family_New_Secondary Heating_Natural Gas_Fireplace_Technical Potential | F5 | Residential | CZ2 - Single Family | New | Secondary Heating | Natural Gas | Fireplace | Technical Potential | Turnover | 0 | 0 | 0 | 0 | 0 | 0 | 0 | 0 | 0 | 0 | 0 | 0 | 0 | 0 | 0 | 0 | 0 | 0 | 0 | 0 | 0 | 0 | 0 | 0 | 0 | 0 | 0 | 0 | 0 | 0
F6_Residential_CZ2 - Single Family_New_Secondary Heating_Natural Gas_Fireplace_Technical Potential | F6 | Residential | CZ2 - Single Family | New | Secondary Heating | Natural Gas | Fireplace | Technical Potential | Avg. Replacement Usage | 0 | 0 | 0 | 0 | 0 | 0 | 0 | 0 | 0 | 0 | 0 | 0 | 0 | 0 | 0 | 0 | 0 | 0 | 0 | 0 | 0 | 0 | 0 | 0 | 0 | 0 | 0 | 0 | 0 | 0
F7_Residential_CZ2 - Single Family_New_Secondary Heating_Natural Gas_Fireplace_Technical Potential | F7 | Residential | CZ2 - Single Family | New | Secondary Heating | Natural Gas | Fireplace | Technical Potential | Avg. Replacement Demand (S) | 0 | 0 | 0 | 0 | 0 | 0 | 0 | 0 | 0 | 0 | 0 | 0 | 0 | 0 | 0 | 0 | 0 | 0 | 0 | 0 | 0 | 0 | 0 | 0 | 0 | 0 | 0 | 0 | 0 | 0
F8_Residential_CZ2 - Single Family_New_Secondary Heating_Natural Gas_Fireplace_Technical Potential | F8 | Residential | CZ2 - Single Family | New | Secondary Heating | Natural Gas | Fireplace | Technical Potential | Avg. Replacement Demand (W) | 0 | 0 | 0 | 0 | 0 | 0 | 0 | 0 | 0 | 0 | 0 | 0 | 0 | 0 | 0 | 0 | 0 | 0 | 0 | 0 | 0 | 0 | 0 | 0 | 0 | 0 | 0 | 0 | 0 | 0
F1_Residential_CZ2 - Single Family_New_Water Heating_Natural Gas_Water Heater <= 55 gal._Technical Potential | F1 | Residential | CZ2 - Single Family | New | Water Heating | Natural Gas | Water Heater <= 55 gal. | Technical Potential | Units | 0 | 0 | 0 | 0 | 0 | 0 | 0 | 0 | 0 | 0 | 0 | 0 | 0 | 0 | 0 | 0 | 0 | 0 | 0 | 0 | 0 | 0 | 0 | 0 | 0 | 0 | 0 | 0 | 0 | 0
F2_Residential_CZ2 - Single Family_New_Water Heating_Natural Gas_Water Heater <= 55 gal._Technical Potential | F2 | Residential | CZ2 - Single Family | New | Water Heating | Natural Gas | Water Heater <= 55 gal. | Technical Potential | Usage (MMtherm) | 0 | 0 | 0 | 0 | 0 | 0 | 0 | 0 | 0 | 0 | 0 | 0 | 0 | 0 | 0 | 0 | 0 | 0 | 0 | 0 | 0 | 0 | 0 | 0 | 0 | 0 | 0 | 0 | 0 | 0
F3_Residential_CZ2 - Single Family_New_Water Heating_Natural Gas_Water Heater <= 55 gal._Technical Potential | F3 | Residential | CZ2 - Single Family | New | Water Heating | Natural Gas | Water Heater <= 55 gal. | Technical Potential | Peak Demand (S) | 0 | 0 | 0 | 0 | 0 | 0 | 0 | 0 | 0 | 0 | 0 | 0 | 0 | 0 | 0 | 0 | 0 | 0 | 0 | 0 | 0 | 0 | 0 | 0 | 0 | 0 | 0 | 0 | 0 | 0
F4_Residential_CZ2 - Single Family_New_Water Heating_Natural Gas_Water Heater <= 55 gal._Technical Potential | F4 | Residential | CZ2 - Single Family | New | Water Heating | Natural Gas | Water Heater <= 55 gal. | Technical Potential | Peak Demand (W) | 0 | 0 | 0 | 0 | 0 | 0 | 0 | 0 | 0 | 0 | 0 | 0 | 0 | 0 | 0 | 0 | 0 | 0 | 0 | 0 | 0 | 0 | 0 | 0 | 0 | 0 | 0 | 0 | 0 | 0
F5_Residential_CZ2 - Single Family_New_Water Heating_Natural Gas_Water Heater <= 55 gal._Technical Potential | F5 | Residential | CZ2 - Single Family | New | Water Heating | Natural Gas | Water Heater <= 55 gal. | Technical Potential | Turnover | 0 | 0 | 0 | 0 | 0 | 0 | 0 | 0 | 0 | 0 | 0 | 0 | 0 | 0 | 0 | 0 | 0 | 0 | 0 | 0 | 0 | 0 | 0 | 0 | 0 | 0 | 0 | 0 | 0 | 0
F6_Residential_CZ2 - Single Family_New_Water Heating_Natural Gas_Water Heater <= 55 gal._Technical Potential | F6 | Residential | CZ2 - Single Family | New | Water Heating | Natural Gas | Water Heater <= 55 gal. | Technical Potential | Avg. Replacement Usage | 0 | 0 | 0 | 0 | 0 | 0 | 0 | 0 | 0 | 0 | 0 | 0 | 0 | 0 | 0 | 0 | 0 | 0 | 0 | 0 | 0 | 0 | 0 | 0 | 0 | 0 | 0 | 0 | 0 | 0
F7_Residential_CZ2 - Single Family_New_Water Heating_Natural Gas_Water Heater <= 55 gal._Technical Potential | F7 | Residential | CZ2 - Single Family | New | Water Heating | Natural Gas | Water Heater <= 55 gal. | Technical Potential | Avg. Replacement Demand (S) | 0 | 0 | 0 | 0 | 0 | 0 | 0 | 0 | 0 | 0 | 0 | 0 | 0 | 0 | 0 | 0 | 0 | 0 | 0 | 0 | 0 | 0 | 0 | 0 | 0 | 0 | 0 | 0 | 0 | 0
F8_Residential_CZ2 - Single Family_New_Water Heating_Natural Gas_Water Heater <= 55 gal._Technical Potential | F8 | Residential | CZ2 - Single Family | New | Water Heating | Natural Gas | Water Heater <= 55 gal. | Technical Potential | Avg. Replacement Demand (W) | 0 | 0 | 0 | 0 | 0 | 0 | 0 | 0 | 0 | 0 | 0 | 0 | 0 | 0 | 0 | 0 | 0 | 0 | 0 | 0 | 0 | 0 | 0 | 0 | 0 | 0 | 0 | 0 | 0 | 0
F1_Residential_CZ2 - Single Family_New_Water Heating_Natural Gas_Water Heater > 55 gal._Technical Potential | F1 | Residential | CZ2 - Single Family | New | Water Heating | Natural Gas | Water Heater > 55 gal. | Technical Potential | Units | 0 | 0 | 0 | 0 | 0 | 0 | 0 | 0 | 0 | 0 | 0 | 0 | 0 | 0 | 0 | 0 | 0 | 0 | 0 | 0 | 0 | 0 | 0 | 0 | 0 | 0 | 0 | 0 | 0 | 0
F2_Residential_CZ2 - Single Family_New_Water Heating_Natural Gas_Water Heater > 55 gal._Technical Potential | F2 | Residential | CZ2 - Single Family | New | Water Heating | Natural Gas | Water Heater > 55 gal. | Technical Potential | Usage (MMtherm) | 0 | 0 | 0 | 0 | 0 | 0 | 0 | 0 | 0 | 0 | 0 | 0 | 0 | 0 | 0 | 0 | 0 | 0 | 0 | 0 | 0 | 0 | 0 | 0 | 0 | 0 | 0 | 0 | 0 | 0
F3_Residential_CZ2 - Single Family_New_Water Heating_Natural Gas_Water Heater > 55 gal._Technical Potential | F3 | Residential | CZ2 - Single Family | New | Water Heating | Natural Gas | Water Heater > 55 gal. | Technical Potential | Peak Demand (S) | 0 | 0 | 0 | 0 | 0 | 0 | 0 | 0 | 0 | 0 | 0 | 0 | 0 | 0 | 0 | 0 | 0 | 0 | 0 | 0 | 0 | 0 | 0 | 0 | 0 | 0 | 0 | 0 | 0 | 0
F4_Residential_CZ2 - Single Family_New_Water Heating_Natural Gas_Water Heater > 55 gal._Technical Potential | F4 | Residential | CZ2 - Single Family | New | Water Heating | Natural Gas | Water Heater > 55 gal. | Technical Potential | Peak Demand (W) | 0 | 0 | 0 | 0 | 0 | 0 | 0 | 0 | 0 | 0 | 0 | 0 | 0 | 0 | 0 | 0 | 0 | 0 | 0 | 0 | 0 | 0 | 0 | 0 | 0 | 0 | 0 | 0 | 0 | 0
F5_Residential_CZ2 - Single Family_New_Water Heating_Natural Gas_Water Heater > 55 gal._Technical Potential | F5 | Residential | CZ2 - Single Family | New | Water Heating | Natural Gas | Water Heater > 55 gal. | Technical Potential | Turnover | 0 | 0 | 0 | 0 | 0 | 0 | 0 | 0 | 0 | 0 | 0 | 0 | 0 | 0 | 0 | 0 | 0 | 0 | 0 | 0 | 0 | 0 | 0 | 0 | 0 | 0 | 0 | 0 | 0 | 0
F6_Residential_CZ2 - Single Family_New_Water Heating_Natural Gas_Water Heater > 55 gal._Technical Potential | F6 | Residential | CZ2 - Single Family | New | Water Heating | Natural Gas | Water Heater > 55 gal. | Technical Potential | Avg. Replacement Usage | 0 | 0 | 0 | 0 | 0 | 0 | 0 | 0 | 0 | 0 | 0 | 0 | 0 | 0 | 0 | 0 | 0 | 0 | 0 | 0 | 0 | 0 | 0 | 0 | 0 | 0 | 0 | 0 | 0 | 0
F7_Residential_CZ2 - Single Family_New_Water Heating_Natural Gas_Water Heater > 55 gal._Technical Potential | F7 | Residential | CZ2 - Single Family | New | Water Heating | Natural Gas | Water Heater > 55 gal. | Technical Potential | Avg. Replacement Demand (S) | 0 | 0 | 0 | 0 | 0 | 0 | 0 | 0 | 0 | 0 | 0 | 0 | 0 | 0 | 0 | 0 | 0 | 0 | 0 | 0 | 0 | 0 | 0 | 0 | 0 | 0 | 0 | 0 | 0 | 0
F8_Residential_CZ2 - Single Family_New_Water Heating_Natural Gas_Water Heater > 55 gal._Technical Potential | F8 | Residential | CZ2 - Single Family | New | Water Heating | Natural Gas | Water Heater > 55 gal. | Technical Potential | Avg. Replacement Demand (W) | 0 | 0 | 0 | 0 | 0 | 0 | 0 | 0 | 0 | 0 | 0 | 0 | 0 | 0 | 0 | 0 | 0 | 0 | 0 | 0 | 0 | 0 | 0 | 0 | 0 | 0 | 0 | 0 | 0 | 0
F1_Residential_CZ2 - Single Family_New_Appliances_Natural Gas_Clothes Dryer_Technical Potential | F1 | Residential | CZ2 - Single Family | New | Appliances | Natural Gas | Clothes Dryer | Technical Potential | Units | 0 | 0 | 0 | 0 | 0 | 0 | 0 | 0 | 0 | 0 | 0 | 0 | 0 | 0 | 0 | 0 | 0 | 0 | 0 | 0 | 0 | 0 | 0 | 0 | 0 | 0 | 0 | 0 | 0 | 0
F2_Residential_CZ2 - Single Family_New_Appliances_Natural Gas_Clothes Dryer_Technical Potential | F2 | Residential | CZ2 - Single Family | New | Appliances | Natural Gas | Clothes Dryer | Technical Potential | Usage (MMtherm) | 0 | 0 | 0 | 0 | 0 | 0 | 0 | 0 | 0 | 0 | 0 | 0 | 0 | 0 | 0 | 0 | 0 | 0 | 0 | 0 | 0 | 0 | 0 | 0 | 0 | 0 | 0 | 0 | 0 | 0
F3_Residential_CZ2 - Single Family_New_Appliances_Natural Gas_Clothes Dryer_Technical Potential | F3 | Residential | CZ2 - Single Family | New | Appliances | Natural Gas | Clothes Dryer | Technical Potential | Peak Demand (S) | 0 | 0 | 0 | 0 | 0 | 0 | 0 | 0 | 0 | 0 | 0 | 0 | 0 | 0 | 0 | 0 | 0 | 0 | 0 | 0 | 0 | 0 | 0 | 0 | 0 | 0 | 0 | 0 | 0 | 0
F4_Residential_CZ2 - Single Family_New_Appliances_Natural Gas_Clothes Dryer_Technical Potential | F4 | Residential | CZ2 - Single Family | New | Appliances | Natural Gas | Clothes Dryer | Technical Potential | Peak Demand (W) | 0 | 0 | 0 | 0 | 0 | 0 | 0 | 0 | 0 | 0 | 0 | 0 | 0 | 0 | 0 | 0 | 0 | 0 | 0 | 0 | 0 | 0 | 0 | 0 | 0 | 0 | 0 | 0 | 0 | 0
F5_Residential_CZ2 - Single Family_New_Appliances_Natural Gas_Clothes Dryer_Technical Potential | F5 | Residential | CZ2 - Single Family | New | Appliances | Natural Gas | Clothes Dryer | Technical Potential | Turnover | 0 | 0 | 0 | 0 | 0 | 0 | 0 | 0 | 0 | 0 | 0 | 0 | 0 | 0 | 0 | 0 | 0 | 0 | 0 | 0 | 0 | 0 | 0 | 0 | 0 | 0 | 0 | 0 | 0 | 0
F6_Residential_CZ2 - Single Family_New_Appliances_Natural Gas_Clothes Dryer_Technical Potential | F6 | Residential | CZ2 - Single Family | New | Appliances | Natural Gas | Clothes Dryer | Technical Potential | Avg. Replacement Usage | 0 | 0 | 0 | 0 | 0 | 0 | 0 | 0 | 0 | 0 | 0 | 0 | 0 | 0 | 0 | 0 | 0 | 0 | 0 | 0 | 0 | 0 | 0 | 0 | 0 | 0 | 0 | 0 | 0 | 0
F7_Residential_CZ2 - Single Family_New_Appliances_Natural Gas_Clothes Dryer_Technical Potential | F7 | Residential | CZ2 - Single Family | New | Appliances | Natural Gas | Clothes Dryer | Technical Potential | Avg. Replacement Demand (S) | 0 | 0 | 0 | 0 | 0 | 0 | 0 | 0 | 0 | 0 | 0 | 0 | 0 | 0 | 0 | 0 | 0 | 0 | 0 | 0 | 0 | 0 | 0 | 0 | 0 | 0 | 0 | 0 | 0 | 0
F8_Residential_CZ2 - Single Family_New_Appliances_Natural Gas_Clothes Dryer_Technical Potential | F8 | Residential | CZ2 - Single Family | New | Appliances | Natural Gas | Clothes Dryer | Technical Potential | Avg. Replacement Demand (W) | 0 | 0 | 0 | 0 | 0 | 0 | 0 | 0 | 0 | 0 | 0 | 0 | 0 | 0 | 0 | 0 | 0 | 0 | 0 | 0 | 0 | 0 | 0 | 0 | 0 | 0 | 0 | 0 | 0 | 0
F1_Residential_CZ2 - Single Family_New_Appliances_Natural Gas_Stove/Oven_Technical Potential | F1 | Residential | CZ2 - Single Family | New | Appliances | Natural Gas | Stove/Oven | Technical Potential | Units | 0 | 0 | 0 | 0 | 0 | 0 | 0 | 0 | 0 | 0 | 0 | 0 | 0 | 0 | 0 | 0 | 0 | 0 | 0 | 0 | 0 | 0 | 0 | 0 | 0 | 0 | 0 | 0 | 0 | 0
F2_Residential_CZ2 - Single Family_New_Appliances_Natural Gas_Stove/Oven_Technical Potential | F2 | Residential | CZ2 - Single Family | New | Appliances | Natural Gas | Stove/Oven | Technical Potential | Usage (MMtherm) | 0 | 0 | 0 | 0 | 0 | 0 | 0 | 0 | 0 | 0 | 0 | 0 | 0 | 0 | 0 | 0 | 0 | 0 | 0 | 0 | 0 | 0 | 0 | 0 | 0 | 0 | 0 | 0 | 0 | 0
F3_Residential_CZ2 - Single Family_New_Appliances_Natural Gas_Stove/Oven_Technical Potential | F3 | Residential | CZ2 - Single Family | New | Appliances | Natural Gas | Stove/Oven | Technical Potential | Peak Demand (S) | 0 | 0 | 0 | 0 | 0 | 0 | 0 | 0 | 0 | 0 | 0 | 0 | 0 | 0 | 0 | 0 | 0 | 0 | 0 | 0 | 0 | 0 | 0 | 0 | 0 | 0 | 0 | 0 | 0 | 0
F4_Residential_CZ2 - Single Family_New_Appliances_Natural Gas_Stove/Oven_Technical Potential | F4 | Residential | CZ2 - Single Family | New | Appliances | Natural Gas | Stove/Oven | Technical Potential | Peak Demand (W) | 0 | 0 | 0 | 0 | 0 | 0 | 0 | 0 | 0 | 0 | 0 | 0 | 0 | 0 | 0 | 0 | 0 | 0 | 0 | 0 | 0 | 0 | 0 | 0 | 0 | 0 | 0 | 0 | 0 | 0
F5_Residential_CZ2 - Single Family_New_Appliances_Natural Gas_Stove/Oven_Technical Potential | F5 | Residential | CZ2 - Single Family | New | Appliances | Natural Gas | Stove/Oven | Technical Potential | Turnover | 0 | 0 | 0 | 0 | 0 | 0 | 0 | 0 | 0 | 0 | 0 | 0 | 0 | 0 | 0 | 0 | 0 | 0 | 0 | 0 | 0 | 0 | 0 | 0 | 0 | 0 | 0 | 0 | 0 | 0
F6_Residential_CZ2 - Single Family_New_Appliances_Natural Gas_Stove/Oven_Technical Potential | F6 | Residential | CZ2 - Single Family | New | Appliances | Natural Gas | Stove/Oven | Technical Potential | Avg. Replacement Usage | 0 | 0 | 0 | 0 | 0 | 0 | 0 | 0 | 0 | 0 | 0 | 0 | 0 | 0 | 0 | 0 | 0 | 0 | 0 | 0 | 0 | 0 | 0 | 0 | 0 | 0 | 0 | 0 | 0 | 0
F7_Residential_CZ2 - Single Family_New_Appliances_Natural Gas_Stove/Oven_Technical Potential | F7 | Residential | CZ2 - Single Family | New | Appliances | Natural Gas | Stove/Oven | Technical Potential | Avg. Replacement Demand (S) | 0 | 0 | 0 | 0 | 0 | 0 | 0 | 0 | 0 | 0 | 0 | 0 | 0 | 0 | 0 | 0 | 0 | 0 | 0 | 0 | 0 | 0 | 0 | 0 | 0 | 0 | 0 | 0 | 0 | 0
F8_Residential_CZ2 - Single Family_New_Appliances_Natural Gas_Stove/Oven_Technical Potential | F8 | Residential | CZ2 - Single Family | New | Appliances | Natural Gas | Stove/Oven | Technical Potential | Avg. Replacement Demand (W) | 0 | 0 | 0 | 0 | 0 | 0 | 0 | 0 | 0 | 0 | 0 | 0 | 0 | 0 | 0 | 0 | 0 | 0 | 0 | 0 | 0 | 0 | 0 | 0 | 0 | 0 | 0 | 0 | 0 | 0
F1_Residential_CZ2 - Single Family_New_Miscellaneous_Natural Gas_Pool Heater_Technical Potential | F1 | Residential | CZ2 - Single Family | New | Miscellaneous | Natural Gas | Pool Heater | Technical Potential | Units | 0 | 0 | 0 | 0 | 0 | 0 | 0 | 0 | 0 | 0 | 0 | 0 | 0 | 0 | 0 | 0 | 0 | 0 | 0 | 0 | 0 | 0 | 0 | 0 | 0 | 0 | 0 | 0 | 0 | 0
F2_Residential_CZ2 - Single Family_New_Miscellaneous_Natural Gas_Pool Heater_Technical Potential | F2 | Residential | CZ2 - Single Family | New | Miscellaneous | Natural Gas | Pool Heater | Technical Potential | Usage (MMtherm) | 0 | 0 | 0 | 0 | 0 | 0 | 0 | 0 | 0 | 0 | 0 | 0 | 0 | 0 | 0 | 0 | 0 | 0 | 0 | 0 | 0 | 0 | 0 | 0 | 0 | 0 | 0 | 0 | 0 | 0
F3_Residential_CZ2 - Single Family_New_Miscellaneous_Natural Gas_Pool Heater_Technical Potential | F3 | Residential | CZ2 - Single Family | New | Miscellaneous | Natural Gas | Pool Heater | Technical Potential | Peak Demand (S) | 0 | 0 | 0 | 0 | 0 | 0 | 0 | 0 | 0 | 0 | 0 | 0 | 0 | 0 | 0 | 0 | 0 | 0 | 0 | 0 | 0 | 0 | 0 | 0 | 0 | 0 | 0 | 0 | 0 | 0
F4_Residential_CZ2 - Single Family_New_Miscellaneous_Natural Gas_Pool Heater_Technical Potential | F4 | Residential | CZ2 - Single Family | New | Miscellaneous | Natural Gas | Pool Heater | Technical Potential | Peak Demand (W) | 0 | 0 | 0 | 0 | 0 | 0 | 0 | 0 | 0 | 0 | 0 | 0 | 0 | 0 | 0 | 0 | 0 | 0 | 0 | 0 | 0 | 0 | 0 | 0 | 0 | 0 | 0 | 0 | 0 | 0
F5_Residential_CZ2 - Single Family_New_Miscellaneous_Natural Gas_Pool Heater_Technical Potential | F5 | Residential | CZ2 - Single Family | New | Miscellaneous | Natural Gas | Pool Heater | Technical Potential | Turnover | 0 | 0 | 0 | 0 | 0 | 0 | 0 | 0 | 0 | 0 | 0 | 0 | 0 | 0 | 0 | 0 | 0 | 0 | 0 | 0 | 0 | 0 | 0 | 0 | 0 | 0 | 0 | 0 | 0 | 0
F6_Residential_CZ2 - Single Family_New_Miscellaneous_Natural Gas_Pool Heater_Technical Potential | F6 | Residential | CZ2 - Single Family | New | Miscellaneous | Natural Gas | Pool Heater | Technical Potential | Avg. Replacement Usage | 0 | 0 | 0 | 0 | 0 | 0 | 0 | 0 | 0 | 0 | 0 | 0 | 0 | 0 | 0 | 0 | 0 | 0 | 0 | 0 | 0 | 0 | 0 | 0 | 0 | 0 | 0 | 0 | 0 | 0
F7_Residential_CZ2 - Single Family_New_Miscellaneous_Natural Gas_Pool Heater_Technical Potential | F7 | Residential | CZ2 - Single Family | New | Miscellaneous | Natural Gas | Pool Heater | Technical Potential | Avg. Replacement Demand (S) | 0 | 0 | 0 | 0 | 0 | 0 | 0 | 0 | 0 | 0 | 0 | 0 | 0 | 0 | 0 | 0 | 0 | 0 | 0 | 0 | 0 | 0 | 0 | 0 | 0 | 0 | 0 | 0 | 0 | 0
F8_Residential_CZ2 - Single Family_New_Miscellaneous_Natural Gas_Pool Heater_Technical Potential | F8 | Residential | CZ2 - Single Family | New | Miscellaneous | Natural Gas | Pool Heater | Technical Potential | Avg. Replacement Demand (W) | 0 | 0 | 0 | 0 | 0 | 0 | 0 | 0 | 0 | 0 | 0 | 0 | 0 | 0 | 0 | 0 | 0 | 0 | 0 | 0 | 0 | 0 | 0 | 0 | 0 | 0 | 0 | 0 | 0 | 0
F1_Residential_CZ2 - Single Family_New_Miscellaneous_Natural Gas_Miscellaneous_Technical Potential | F1 | Residential | CZ2 - Single Family | New | Miscellaneous | Natural Gas | Miscellaneous | Technical Potential | Units | 0 | 0 | 0 | 0 | 0 | 0 | 0 | 0 | 0 | 0 | 0 | 0 | 0 | 0 | 0 | 0 | 0 | 0 | 0 | 0 | 0 | 0 | 0 | 0 | 0 | 0 | 0 | 0 | 0 | 0
F2_Residential_CZ2 - Single Family_New_Miscellaneous_Natural Gas_Miscellaneous_Technical Potential | F2 | Residential | CZ2 - Single Family | New | Miscellaneous | Natural Gas | Miscellaneous | Technical Potential | Usage (MMtherm) | 0 | 0 | 0 | 0 | 0 | 0 | 0 | 0 | 0 | 0 | 0 | 0 | 0 | 0 | 0 | 0 | 0 | 0 | 0 | 0 | 0 | 0 | 0 | 0 | 0 | 0 | 0 | 0 | 0 | 0
F3_Residential_CZ2 - Single Family_New_Miscellaneous_Natural Gas_Miscellaneous_Technical Potential | F3 | Residential | CZ2 - Single Family | New | Miscellaneous | Natural Gas | Miscellaneous | Technical Potential | Peak Demand (S) | 0 | 0 | 0 | 0 | 0 | 0 | 0 | 0 | 0 | 0 | 0 | 0 | 0 | 0 | 0 | 0 | 0 | 0 | 0 | 0 | 0 | 0 | 0 | 0 | 0 | 0 | 0 | 0 | 0 | 0
F4_Residential_CZ2 - Single Family_New_Miscellaneous_Natural Gas_Miscellaneous_Technical Potential | F4 | Residential | CZ2 - Single Family | New | Miscellaneous | Natural Gas | Miscellaneous | Technical Potential | Peak Demand (W) | 0 | 0 | 0 | 0 | 0 | 0 | 0 | 0 | 0 | 0 | 0 | 0 | 0 | 0 | 0 | 0 | 0 | 0 | 0 | 0 | 0 | 0 | 0 | 0 | 0 | 0 | 0 | 0 | 0 | 0
F5_Residential_CZ2 - Single Family_New_Miscellaneous_Natural Gas_Miscellaneous_Technical Potential | F5 | Residential | CZ2 - Single Family | New | Miscellaneous | Natural Gas | Miscellaneous | Technical Potential | Turnover | 0 | 0 | 0 | 0 | 0 | 0 | 0 | 0 | 0 | 0 | 0 | 0 | 0 | 0 | 0 | 0 | 0 | 0 | 0 | 0 | 0 | 0 | 0 | 0 | 0 | 0 | 0 | 0 | 0 | 0
F6_Residential_CZ2 - Single Family_New_Miscellaneous_Natural Gas_Miscellaneous_Technical Potential | F6 | Residential | CZ2 - Single Family | New | Miscellaneous | Natural Gas | Miscellaneous | Technical Potential | Avg. Replacement Usage | 0 | 0 | 0 | 0 | 0 | 0 | 0 | 0 | 0 | 0 | 0 | 0 | 0 | 0 | 0 | 0 | 0 | 0 | 0 | 0 | 0 | 0 | 0 | 0 | 0 | 0 | 0 | 0 | 0 | 0
F7_Residential_CZ2 - Single Family_New_Miscellaneous_Natural Gas_Miscellaneous_Technical Potential | F7 | Residential | CZ2 - Single Family | New | Miscellaneous | Natural Gas | Miscellaneous | Technical Potential | Avg. Replacement Demand (S) | 0 | 0 | 0 | 0 | 0 | 0 | 0 | 0 | 0 | 0 | 0 | 0 | 0 | 0 | 0 | 0 | 0 | 0 | 0 | 0 | 0 | 0 | 0 | 0 | 0 | 0 | 0 | 0 | 0 | 0
F8_Residential_CZ2 - Single Family_New_Miscellaneous_Natural Gas_Miscellaneous_Technical Potential | F8 | Residential | CZ2 - Single Family | New | Miscellaneous | Natural Gas | Miscellaneous | Technical Potential | Avg. Replacement Demand (W) | 0 | 0 | 0 | 0 | 0 | 0 | 0 | 0 | 0 | 0 | 0 | 0 | 0 | 0 | 0 | 0 | 0 | 0 | 0 | 0 | 0 | 0 | 0 | 0 | 0 | 0 | 0 | 0 | 0 | 0
F1_Residential_CZ2 - Multi Family_Existing_Space Heating_Natural Gas_Furnace - Direct Fuel_Technical Potential | F1 | Residential | CZ2 - Multi Family | Existing | Space Heating | Natural Gas | Furnace - Direct Fuel | Technical Potential | Units | 0 | 0 | 0 | 0 | 0 | 0 | 0 | 0 | 0 | 0 | 0 | 0 | 0 | 0 | 0 | 0 | 0 | 0 | 0 | 0 | 0 | 0 | 0 | 0 | 0 | 0 | 0 | 0 | 0 | 0
F2_Residential_CZ2 - Multi Family_Existing_Space Heating_Natural Gas_Furnace - Direct Fuel_Technical Potential | F2 | Residential | CZ2 - Multi Family | Existing | Space Heating | Natural Gas | Furnace - Direct Fuel | Technical Potential | Usage (MMtherm) | 0 | 0 | 0 | 0 | 0 | 0 | 0 | 0 | 0 | 0 | 0 | 0 | 0 | 0 | 0 | 0 | 0 | 0 | 0 | 0 | 0 | 0 | 0 | 0 | 0 | 0 | 0 | 0 | 0 | 0
F3_Residential_CZ2 - Multi Family_Existing_Space Heating_Natural Gas_Furnace - Direct Fuel_Technical Potential | F3 | Residential | CZ2 - Multi Family | Existing | Space Heating | Natural Gas | Furnace - Direct Fuel | Technical Potential | Peak Demand (S) | 0 | 0 | 0 | 0 | 0 | 0 | 0 | 0 | 0 | 0 | 0 | 0 | 0 | 0 | 0 | 0 | 0 | 0 | 0 | 0 | 0 | 0 | 0 | 0 | 0 | 0 | 0 | 0 | 0 | 0
F4_Residential_CZ2 - Multi Family_Existing_Space Heating_Natural Gas_Furnace - Direct Fuel_Technical Potential | F4 | Residential | CZ2 - Multi Family | Existing | Space Heating | Natural Gas | Furnace - Direct Fuel | Technical Potential | Peak Demand (W) | 0 | 0 | 0 | 0 | 0 | 0 | 0 | 0 | 0 | 0 | 0 | 0 | 0 | 0 | 0 | 0 | 0 | 0 | 0 | 0 | 0 | 0 | 0 | 0 | 0 | 0 | 0 | 0 | 0 | 0
F5_Residential_CZ2 - Multi Family_Existing_Space Heating_Natural Gas_Furnace - Direct Fuel_Technical Potential | F5 | Residential | CZ2 - Multi Family | Existing | Space Heating | Natural Gas | Furnace - Direct Fuel | Technical Potential | Turnover | 0 | 0 | 0 | 0 | 0 | 0 | 0 | 0 | 0 | 0 | 0 | 0 | 0 | 0 | 0 | 0 | 0 | 0 | 0 | 0 | 0 | 0 | 0 | 0 | 0 | 0 | 0 | 0 | 0 | 0
F6_Residential_CZ2 - Multi Family_Existing_Space Heating_Natural Gas_Furnace - Direct Fuel_Technical Potential | F6 | Residential | CZ2 - Multi Family | Existing | Space Heating | Natural Gas | Furnace - Direct Fuel | Technical Potential | Avg. Replacement Usage | 0 | 0 | 0 | 0 | 0 | 0 | 0 | 0 | 0 | 0 | 0 | 0 | 0 | 0 | 0 | 0 | 0 | 0 | 0 | 0 | 0 | 0 | 0 | 0 | 0 | 0 | 0 | 0 | 0 | 0
F7_Residential_CZ2 - Multi Family_Existing_Space Heating_Natural Gas_Furnace - Direct Fuel_Technical Potential | F7 | Residential | CZ2 - Multi Family | Existing | Space Heating | Natural Gas | Furnace - Direct Fuel | Technical Potential | Avg. Replacement Demand (S) | 0 | 0 | 0 | 0 | 0 | 0 | 0 | 0 | 0 | 0 | 0 | 0 | 0 | 0 | 0 | 0 | 0 | 0 | 0 | 0 | 0 | 0 | 0 | 0 | 0 | 0 | 0 | 0 | 0 | 0
F8_Residential_CZ2 - Multi Family_Existing_Space Heating_Natural Gas_Furnace - Direct Fuel_Technical Potential | F8 | Residential | CZ2 - Multi Family | Existing | Space Heating | Natural Gas | Furnace - Direct Fuel | Technical Potential | Avg. Replacement Demand (W) | 0 | 0 | 0 | 0 | 0 | 0 | 0 | 0 | 0 | 0 | 0 | 0 | 0 | 0 | 0 | 0 | 0 | 0 | 0 | 0 | 0 | 0 | 0 | 0 | 0 | 0 | 0 | 0 | 0 | 0
F1_Residential_CZ2 - Multi Family_Existing_Space Heating_Natural Gas_Boiler - Direct Fuel_Technical Potential | F1 | Residential | CZ2 - Multi Family | Existing | Space Heating | Natural Gas | Boiler - Direct Fuel | Technical Potential | Units | 0 | 0 | 0 | 0 | 0 | 0 | 0 | 0 | 0 | 0 | 0 | 0 | 0 | 0 | 0 | 0 | 0 | 0 | 0 | 0 | 0 | 0 | 0 | 0 | 0 | 0 | 0 | 0 | 0 | 0
F2_Residential_CZ2 - Multi Family_Existing_Space Heating_Natural Gas_Boiler - Direct Fuel_Technical Potential | F2 | Residential | CZ2 - Multi Family | Existing | Space Heating | Natural Gas | Boiler - Direct Fuel | Technical Potential | Usage (MMtherm) | 0 | 0 | 0 | 0 | 0 | 0 | 0 | 0 | 0 | 0 | 0 | 0 | 0 | 0 | 0 | 0 | 0 | 0 | 0 | 0 | 0 | 0 | 0 | 0 | 0 | 0 | 0 | 0 | 0 | 0
F3_Residential_CZ2 - Multi Family_Existing_Space Heating_Natural Gas_Boiler - Direct Fuel_Technical Potential | F3 | Residential | CZ2 - Multi Family | Existing | Space Heating | Natural Gas | Boiler - Direct Fuel | Technical Potential | Peak Demand (S) | 0 | 0 | 0 | 0 | 0 | 0 | 0 | 0 | 0 | 0 | 0 | 0 | 0 | 0 | 0 | 0 | 0 | 0 | 0 | 0 | 0 | 0 | 0 | 0 | 0 | 0 | 0 | 0 | 0 | 0
F4_Residential_CZ2 - Multi Family_Existing_Space Heating_Natural Gas_Boiler - Direct Fuel_Technical Potential | F4 | Residential | CZ2 - Multi Family | Existing | Space Heating | Natural Gas | Boiler - Direct Fuel | Technical Potential | Peak Demand (W) | 0 | 0 | 0 | 0 | 0 | 0 | 0 | 0 | 0 | 0 | 0 | 0 | 0 | 0 | 0 | 0 | 0 | 0 | 0 | 0 | 0 | 0 | 0 | 0 | 0 | 0 | 0 | 0 | 0 | 0
F5_Residential_CZ2 - Multi Family_Existing_Space Heating_Natural Gas_Boiler - Direct Fuel_Technical Potential | F5 | Residential | CZ2 - Multi Family | Existing | Space Heating | Natural Gas | Boiler - Direct Fuel | Technical Potential | Turnover | 0 | 0 | 0 | 0 | 0 | 0 | 0 | 0 | 0 | 0 | 0 | 0 | 0 | 0 | 0 | 0 | 0 | 0 | 0 | 0 | 0 | 0 | 0 | 0 | 0 | 0 | 0 | 0 | 0 | 0
F6_Residential_CZ2 - Multi Family_Existing_Space Heating_Natural Gas_Boiler - Direct Fuel_Technical Potential | F6 | Residential | CZ2 - Multi Family | Existing | Space Heating | Natural Gas | Boiler - Direct Fuel | Technical Potential | Avg. Replacement Usage | 0 | 0 | 0 | 0 | 0 | 0 | 0 | 0 | 0 | 0 | 0 | 0 | 0 | 0 | 0 | 0 | 0 | 0 | 0 | 0 | 0 | 0 | 0 | 0 | 0 | 0 | 0 | 0 | 0 | 0
F7_Residential_CZ2 - Multi Family_Existing_Space Heating_Natural Gas_Boiler - Direct Fuel_Technical Potential | F7 | Residential | CZ2 - Multi Family | Existing | Space Heating | Natural Gas | Boiler - Direct Fuel | Technical Potential | Avg. Replacement Demand (S) | 0 | 0 | 0 | 0 | 0 | 0 | 0 | 0 | 0 | 0 | 0 | 0 | 0 | 0 | 0 | 0 | 0 | 0 | 0 | 0 | 0 | 0 | 0 | 0 | 0 | 0 | 0 | 0 | 0 | 0
F8_Residential_CZ2 - Multi Family_Existing_Space Heating_Natural Gas_Boiler - Direct Fuel_Technical Potential | F8 | Residential | CZ2 - Multi Family | Existing | Space Heating | Natural Gas | Boiler - Direct Fuel | Technical Potential | Avg. Replacement Demand (W) | 0 | 0 | 0 | 0 | 0 | 0 | 0 | 0 | 0 | 0 | 0 | 0 | 0 | 0 | 0 | 0 | 0 | 0 | 0 | 0 | 0 | 0 | 0 | 0 | 0 | 0 | 0 | 0 | 0 | 0
F1_Residential_CZ2 - Multi Family_Existing_Secondary Heating_Natural Gas_Fireplace_Technical Potential | F1 | Residential | CZ2 - Multi Family | Existing | Secondary Heating | Natural Gas | Fireplace | Technical Potential | Units | 0 | 0 | 0 | 0 | 0 | 0 | 0 | 0 | 0 | 0 | 0 | 0 | 0 | 0 | 0 | 0 | 0 | 0 | 0 | 0 | 0 | 0 | 0 | 0 | 0 | 0 | 0 | 0 | 0 | 0
F2_Residential_CZ2 - Multi Family_Existing_Secondary Heating_Natural Gas_Fireplace_Technical Potential | F2 | Residential | CZ2 - Multi Family | Existing | Secondary Heating | Natural Gas | Fireplace | Technical Potential | Usage (MMtherm) | 0 | 0 | 0 | 0 | 0 | 0 | 0 | 0 | 0 | 0 | 0 | 0 | 0 | 0 | 0 | 0 | 0 | 0 | 0 | 0 | 0 | 0 | 0 | 0 | 0 | 0 | 0 | 0 | 0 | 0
F3_Residential_CZ2 - Multi Family_Existing_Secondary Heating_Natural Gas_Fireplace_Technical Potential | F3 | Residential | CZ2 - Multi Family | Existing | Secondary Heating | Natural Gas | Fireplace | Technical Potential | Peak Demand (S) | 0 | 0 | 0 | 0 | 0 | 0 | 0 | 0 | 0 | 0 | 0 | 0 | 0 | 0 | 0 | 0 | 0 | 0 | 0 | 0 | 0 | 0 | 0 | 0 | 0 | 0 | 0 | 0 | 0 | 0
F4_Residential_CZ2 - Multi Family_Existing_Secondary Heating_Natural Gas_Fireplace_Technical Potential | F4 | Residential | CZ2 - Multi Family | Existing | Secondary Heating | Natural Gas | Fireplace | Technical Potential | Peak Demand (W) | 0 | 0 | 0 | 0 | 0 | 0 | 0 | 0 | 0 | 0 | 0 | 0 | 0 | 0 | 0 | 0 | 0 | 0 | 0 | 0 | 0 | 0 | 0 | 0 | 0 | 0 | 0 | 0 | 0 | 0
F5_Residential_CZ2 - Multi Family_Existing_Secondary Heating_Natural Gas_Fireplace_Technical Potential | F5 | Residential | CZ2 - Multi Family | Existing | Secondary Heating | Natural Gas | Fireplace | Technical Potential | Turnover | 0 | 0 | 0 | 0 | 0 | 0 | 0 | 0 | 0 | 0 | 0 | 0 | 0 | 0 | 0 | 0 | 0 | 0 | 0 | 0 | 0 | 0 | 0 | 0 | 0 | 0 | 0 | 0 | 0 | 0
F6_Residential_CZ2 - Multi Family_Existing_Secondary Heating_Natural Gas_Fireplace_Technical Potential | F6 | Residential | CZ2 - Multi Family | Existing | Secondary Heating | Natural Gas | Fireplace | Technical Potential | Avg. Replacement Usage | 0 | 0 | 0 | 0 | 0 | 0 | 0 | 0 | 0 | 0 | 0 | 0 | 0 | 0 | 0 | 0 | 0 | 0 | 0 | 0 | 0 | 0 | 0 | 0 | 0 | 0 | 0 | 0 | 0 | 0
F7_Residential_CZ2 - Multi Family_Existing_Secondary Heating_Natural Gas_Fireplace_Technical Potential | F7 | Residential | CZ2 - Multi Family | Existing | Secondary Heating | Natural Gas | Fireplace | Technical Potential | Avg. Replacement Demand (S) | 0 | 0 | 0 | 0 | 0 | 0 | 0 | 0 | 0 | 0 | 0 | 0 | 0 | 0 | 0 | 0 | 0 | 0 | 0 | 0 | 0 | 0 | 0 | 0 | 0 | 0 | 0 | 0 | 0 | 0
F8_Residential_CZ2 - Multi Family_Existing_Secondary Heating_Natural Gas_Fireplace_Technical Potential | F8 | Residential | CZ2 - Multi Family | Existing | Secondary Heating | Natural Gas | Fireplace | Technical Potential | Avg. Replacement Demand (W) | 0 | 0 | 0 | 0 | 0 | 0 | 0 | 0 | 0 | 0 | 0 | 0 | 0 | 0 | 0 | 0 | 0 | 0 | 0 | 0 | 0 | 0 | 0 | 0 | 0 | 0 | 0 | 0 | 0 | 0
F1_Residential_CZ2 - Multi Family_Existing_Water Heating_Natural Gas_Water Heater <= 55 gal._Technical Potential | F1 | Residential | CZ2 - Multi Family | Existing | Water Heating | Natural Gas | Water Heater <= 55 gal. | Technical Potential | Units | 0 | 0 | 0 | 0 | 0 | 0 | 0 | 0 | 0 | 0 | 0 | 0 | 0 | 0 | 0 | 0 | 0 | 0 | 0 | 0 | 0 | 0 | 0 | 0 | 0 | 0 | 0 | 0 | 0 | 0
F2_Residential_CZ2 - Multi Family_Existing_Water Heating_Natural Gas_Water Heater <= 55 gal._Technical Potential | F2 | Residential | CZ2 - Multi Family | Existing | Water Heating | Natural Gas | Water Heater <= 55 gal. | Technical Potential | Usage (MMtherm) | 0 | 0 | 0 | 0 | 0 | 0 | 0 | 0 | 0 | 0 | 0 | 0 | 0 | 0 | 0 | 0 | 0 | 0 | 0 | 0 | 0 | 0 | 0 | 0 | 0 | 0 | 0 | 0 | 0 | 0
F3_Residential_CZ2 - Multi Family_Existing_Water Heating_Natural Gas_Water Heater <= 55 gal._Technical Potential | F3 | Residential | CZ2 - Multi Family | Existing | Water Heating | Natural Gas | Water Heater <= 55 gal. | Technical Potential | Peak Demand (S) | 0 | 0 | 0 | 0 | 0 | 0 | 0 | 0 | 0 | 0 | 0 | 0 | 0 | 0 | 0 | 0 | 0 | 0 | 0 | 0 | 0 | 0 | 0 | 0 | 0 | 0 | 0 | 0 | 0 | 0
F4_Residential_CZ2 - Multi Family_Existing_Water Heating_Natural Gas_Water Heater <= 55 gal._Technical Potential | F4 | Residential | CZ2 - Multi Family | Existing | Water Heating | Natural Gas | Water Heater <= 55 gal. | Technical Potential | Peak Demand (W) | 0 | 0 | 0 | 0 | 0 | 0 | 0 | 0 | 0 | 0 | 0 | 0 | 0 | 0 | 0 | 0 | 0 | 0 | 0 | 0 | 0 | 0 | 0 | 0 | 0 | 0 | 0 | 0 | 0 | 0
F5_Residential_CZ2 - Multi Family_Existing_Water Heating_Natural Gas_Water Heater <= 55 gal._Technical Potential | F5 | Residential | CZ2 - Multi Family | Existing | Water Heating | Natural Gas | Water Heater <= 55 gal. | Technical Potential | Turnover | 0 | 0 | 0 | 0 | 0 | 0 | 0 | 0 | 0 | 0 | 0 | 0 | 0 | 0 | 0 | 0 | 0 | 0 | 0 | 0 | 0 | 0 | 0 | 0 | 0 | 0 | 0 | 0 | 0 | 0
F6_Residential_CZ2 - Multi Family_Existing_Water Heating_Natural Gas_Water Heater <= 55 gal._Technical Potential | F6 | Residential | CZ2 - Multi Family | Existing | Water Heating | Natural Gas | Water Heater <= 55 gal. | Technical Potential | Avg. Replacement Usage | 0 | 0 | 0 | 0 | 0 | 0 | 0 | 0 | 0 | 0 | 0 | 0 | 0 | 0 | 0 | 0 | 0 | 0 | 0 | 0 | 0 | 0 | 0 | 0 | 0 | 0 | 0 | 0 | 0 | 0
F7_Residential_CZ2 - Multi Family_Existing_Water Heating_Natural Gas_Water Heater <= 55 gal._Technical Potential | F7 | Residential | CZ2 - Multi Family | Existing | Water Heating | Natural Gas | Water Heater <= 55 gal. | Technical Potential | Avg. Replacement Demand (S) | 0 | 0 | 0 | 0 | 0 | 0 | 0 | 0 | 0 | 0 | 0 | 0 | 0 | 0 | 0 | 0 | 0 | 0 | 0 | 0 | 0 | 0 | 0 | 0 | 0 | 0 | 0 | 0 | 0 | 0
F8_Residential_CZ2 - Multi Family_Existing_Water Heating_Natural Gas_Water Heater <= 55 gal._Technical Potential | F8 | Residential | CZ2 - Multi Family | Existing | Water Heating | Natural Gas | Water Heater <= 55 gal. | Technical Potential | Avg. Replacement Demand (W) | 0 | 0 | 0 | 0 | 0 | 0 | 0 | 0 | 0 | 0 | 0 | 0 | 0 | 0 | 0 | 0 | 0 | 0 | 0 | 0 | 0 | 0 | 0 | 0 | 0 | 0 | 0 | 0 | 0 | 0
F1_Residential_CZ2 - Multi Family_Existing_Water Heating_Natural Gas_Water Heater > 55 gal._Technical Potential | F1 | Residential | CZ2 - Multi Family | Existing | Water Heating | Natural Gas | Water Heater > 55 gal. | Technical Potential | Units | 0 | 0 | 0 | 0 | 0 | 0 | 0 | 0 | 0 | 0 | 0 | 0 | 0 | 0 | 0 | 0 | 0 | 0 | 0 | 0 | 0 | 0 | 0 | 0 | 0 | 0 | 0 | 0 | 0 | 0
F2_Residential_CZ2 - Multi Family_Existing_Water Heating_Natural Gas_Water Heater > 55 gal._Technical Potential | F2 | Residential | CZ2 - Multi Family | Existing | Water Heating | Natural Gas | Water Heater > 55 gal. | Technical Potential | Usage (MMtherm) | 0 | 0 | 0 | 0 | 0 | 0 | 0 | 0 | 0 | 0 | 0 | 0 | 0 | 0 | 0 | 0 | 0 | 0 | 0 | 0 | 0 | 0 | 0 | 0 | 0 | 0 | 0 | 0 | 0 | 0
F3_Residential_CZ2 - Multi Family_Existing_Water Heating_Natural Gas_Water Heater > 55 gal._Technical Potential | F3 | Residential | CZ2 - Multi Family | Existing | Water Heating | Natural Gas | Water Heater > 55 gal. | Technical Potential | Peak Demand (S) | 0 | 0 | 0 | 0 | 0 | 0 | 0 | 0 | 0 | 0 | 0 | 0 | 0 | 0 | 0 | 0 | 0 | 0 | 0 | 0 | 0 | 0 | 0 | 0 | 0 | 0 | 0 | 0 | 0 | 0
F4_Residential_CZ2 - Multi Family_Existing_Water Heating_Natural Gas_Water Heater > 55 gal._Technical Potential | F4 | Residential | CZ2 - Multi Family | Existing | Water Heating | Natural Gas | Water Heater > 55 gal. | Technical Potential | Peak Demand (W) | 0 | 0 | 0 | 0 | 0 | 0 | 0 | 0 | 0 | 0 | 0 | 0 | 0 | 0 | 0 | 0 | 0 | 0 | 0 | 0 | 0 | 0 | 0 | 0 | 0 | 0 | 0 | 0 | 0 | 0
F5_Residential_CZ2 - Multi Family_Existing_Water Heating_Natural Gas_Water Heater > 55 gal._Technical Potential | F5 | Residential | CZ2 - Multi Family | Existing | Water Heating | Natural Gas | Water Heater > 55 gal. | Technical Potential | Turnover | 0 | 0 | 0 | 0 | 0 | 0 | 0 | 0 | 0 | 0 | 0 | 0 | 0 | 0 | 0 | 0 | 0 | 0 | 0 | 0 | 0 | 0 | 0 | 0 | 0 | 0 | 0 | 0 | 0 | 0
F6_Residential_CZ2 - Multi Family_Existing_Water Heating_Natural Gas_Water Heater > 55 gal._Technical Potential | F6 | Residential | CZ2 - Multi Family | Existing | Water Heating | Natural Gas | Water Heater > 55 gal. | Technical Potential | Avg. Replacement Usage | 0 | 0 | 0 | 0 | 0 | 0 | 0 | 0 | 0 | 0 | 0 | 0 | 0 | 0 | 0 | 0 | 0 | 0 | 0 | 0 | 0 | 0 | 0 | 0 | 0 | 0 | 0 | 0 | 0 | 0
F7_Residential_CZ2 - Multi Family_Existing_Water Heating_Natural Gas_Water Heater > 55 gal._Technical Potential | F7 | Residential | CZ2 - Multi Family | Existing | Water Heating | Natural Gas | Water Heater > 55 gal. | Technical Potential | Avg. Replacement Demand (S) | 0 | 0 | 0 | 0 | 0 | 0 | 0 | 0 | 0 | 0 | 0 | 0 | 0 | 0 | 0 | 0 | 0 | 0 | 0 | 0 | 0 | 0 | 0 | 0 | 0 | 0 | 0 | 0 | 0 | 0
F8_Residential_CZ2 - Multi Family_Existing_Water Heating_Natural Gas_Water Heater > 55 gal._Technical Potential | F8 | Residential | CZ2 - Multi Family | Existing | Water Heating | Natural Gas | Water Heater > 55 gal. | Technical Potential | Avg. Replacement Demand (W) | 0 | 0 | 0 | 0 | 0 | 0 | 0 | 0 | 0 | 0 | 0 | 0 | 0 | 0 | 0 | 0 | 0 | 0 | 0 | 0 | 0 | 0 | 0 | 0 | 0 | 0 | 0 | 0 | 0 | 0
F1_Residential_CZ2 - Multi Family_Existing_Appliances_Natural Gas_Clothes Dryer_Technical Potential | F1 | Residential | CZ2 - Multi Family | Existing | Appliances | Natural Gas | Clothes Dryer | Technical Potential | Units | 0 | 0 | 0 | 0 | 0 | 0 | 0 | 0 | 0 | 0 | 0 | 0 | 0 | 0 | 0 | 0 | 0 | 0 | 0 | 0 | 0 | 0 | 0 | 0 | 0 | 0 | 0 | 0 | 0 | 0
F2_Residential_CZ2 - Multi Family_Existing_Appliances_Natural Gas_Clothes Dryer_Technical Potential | F2 | Residential | CZ2 - Multi Family | Existing | Appliances | Natural Gas | Clothes Dryer | Technical Potential | Usage (MMtherm) | 0 | 0 | 0 | 0 | 0 | 0 | 0 | 0 | 0 | 0 | 0 | 0 | 0 | 0 | 0 | 0 | 0 | 0 | 0 | 0 | 0 | 0 | 0 | 0 | 0 | 0 | 0 | 0 | 0 | 0
F3_Residential_CZ2 - Multi Family_Existing_Appliances_Natural Gas_Clothes Dryer_Technical Potential | F3 | Residential | CZ2 - Multi Family | Existing | Appliances | Natural Gas | Clothes Dryer | Technical Potential | Peak Demand (S) | 0 | 0 | 0 | 0 | 0 | 0 | 0 | 0 | 0 | 0 | 0 | 0 | 0 | 0 | 0 | 0 | 0 | 0 | 0 | 0 | 0 | 0 | 0 | 0 | 0 | 0 | 0 | 0 | 0 | 0
F4_Residential_CZ2 - Multi Family_Existing_Appliances_Natural Gas_Clothes Dryer_Technical Potential | F4 | Residential | CZ2 - Multi Family | Existing | Appliances | Natural Gas | Clothes Dryer | Technical Potential | Peak Demand (W) | 0 | 0 | 0 | 0 | 0 | 0 | 0 | 0 | 0 | 0 | 0 | 0 | 0 | 0 | 0 | 0 | 0 | 0 | 0 | 0 | 0 | 0 | 0 | 0 | 0 | 0 | 0 | 0 | 0 | 0
F5_Residential_CZ2 - Multi Family_Existing_Appliances_Natural Gas_Clothes Dryer_Technical Potential | F5 | Residential | CZ2 - Multi Family | Existing | Appliances | Natural Gas | Clothes Dryer | Technical Potential | Turnover | 0 | 0 | 0 | 0 | 0 | 0 | 0 | 0 | 0 | 0 | 0 | 0 | 0 | 0 | 0 | 0 | 0 | 0 | 0 | 0 | 0 | 0 | 0 | 0 | 0 | 0 | 0 | 0 | 0 | 0
F6_Residential_CZ2 - Multi Family_Existing_Appliances_Natural Gas_Clothes Dryer_Technical Potential | F6 | Residential | CZ2 - Multi Family | Existing | Appliances | Natural Gas | Clothes Dryer | Technical Potential | Avg. Replacement Usage | 0 | 0 | 0 | 0 | 0 | 0 | 0 | 0 | 0 | 0 | 0 | 0 | 0 | 0 | 0 | 0 | 0 | 0 | 0 | 0 | 0 | 0 | 0 | 0 | 0 | 0 | 0 | 0 | 0 | 0
F7_Residential_CZ2 - Multi Family_Existing_Appliances_Natural Gas_Clothes Dryer_Technical Potential | F7 | Residential | CZ2 - Multi Family | Existing | Appliances | Natural Gas | Clothes Dryer | Technical Potential | Avg. Replacement Demand (S) | 0 | 0 | 0 | 0 | 0 | 0 | 0 | 0 | 0 | 0 | 0 | 0 | 0 | 0 | 0 | 0 | 0 | 0 | 0 | 0 | 0 | 0 | 0 | 0 | 0 | 0 | 0 | 0 | 0 | 0
F8_Residential_CZ2 - Multi Family_Existing_Appliances_Natural Gas_Clothes Dryer_Technical Potential | F8 | Residential | CZ2 - Multi Family | Existing | Appliances | Natural Gas | Clothes Dryer | Technical Potential | Avg. Replacement Demand (W) | 0 | 0 | 0 | 0 | 0 | 0 | 0 | 0 | 0 | 0 | 0 | 0 | 0 | 0 | 0 | 0 | 0 | 0 | 0 | 0 | 0 | 0 | 0 | 0 | 0 | 0 | 0 | 0 | 0 | 0
F1_Residential_CZ2 - Multi Family_Existing_Appliances_Natural Gas_Stove/Oven_Technical Potential | F1 | Residential | CZ2 - Multi Family | Existing | Appliances | Natural Gas | Stove/Oven | Technical Potential | Units | 0 | 0 | 0 | 0 | 0 | 0 | 0 | 0 | 0 | 0 | 0 | 0 | 0 | 0 | 0 | 0 | 0 | 0 | 0 | 0 | 0 | 0 | 0 | 0 | 0 | 0 | 0 | 0 | 0 | 0
F2_Residential_CZ2 - Multi Family_Existing_Appliances_Natural Gas_Stove/Oven_Technical Potential | F2 | Residential | CZ2 - Multi Family | Existing | Appliances | Natural Gas | Stove/Oven | Technical Potential | Usage (MMtherm) | 0 | 0 | 0 | 0 | 0 | 0 | 0 | 0 | 0 | 0 | 0 | 0 | 0 | 0 | 0 | 0 | 0 | 0 | 0 | 0 | 0 | 0 | 0 | 0 | 0 | 0 | 0 | 0 | 0 | 0
F3_Residential_CZ2 - Multi Family_Existing_Appliances_Natural Gas_Stove/Oven_Technical Potential | F3 | Residential | CZ2 - Multi Family | Existing | Appliances | Natural Gas | Stove/Oven | Technical Potential | Peak Demand (S) | 0 | 0 | 0 | 0 | 0 | 0 | 0 | 0 | 0 | 0 | 0 | 0 | 0 | 0 | 0 | 0 | 0 | 0 | 0 | 0 | 0 | 0 | 0 | 0 | 0 | 0 | 0 | 0 | 0 | 0
F4_Residential_CZ2 - Multi Family_Existing_Appliances_Natural Gas_Stove/Oven_Technical Potential | F4 | Residential | CZ2 - Multi Family | Existing | Appliances | Natural Gas | Stove/Oven | Technical Potential | Peak Demand (W) | 0 | 0 | 0 | 0 | 0 | 0 | 0 | 0 | 0 | 0 | 0 | 0 | 0 | 0 | 0 | 0 | 0 | 0 | 0 | 0 | 0 | 0 | 0 | 0 | 0 | 0 | 0 | 0 | 0 | 0
F5_Residential_CZ2 - Multi Family_Existing_Appliances_Natural Gas_Stove/Oven_Technical Potential | F5 | Residential | CZ2 - Multi Family | Existing | Appliances | Natural Gas | Stove/Oven | Technical Potential | Turnover | 0 | 0 | 0 | 0 | 0 | 0 | 0 | 0 | 0 | 0 | 0 | 0 | 0 | 0 | 0 | 0 | 0 | 0 | 0 | 0 | 0 | 0 | 0 | 0 | 0 | 0 | 0 | 0 | 0 | 0
F6_Residential_CZ2 - Multi Family_Existing_Appliances_Natural Gas_Stove/Oven_Technical Potential | F6 | Residential | CZ2 - Multi Family | Existing | Appliances | Natural Gas | Stove/Oven | Technical Potential | Avg. Replacement Usage | 0 | 0 | 0 | 0 | 0 | 0 | 0 | 0 | 0 | 0 | 0 | 0 | 0 | 0 | 0 | 0 | 0 | 0 | 0 | 0 | 0 | 0 | 0 | 0 | 0 | 0 | 0 | 0 | 0 | 0
F7_Residential_CZ2 - Multi Family_Existing_Appliances_Natural Gas_Stove/Oven_Technical Potential | F7 | Residential | CZ2 - Multi Family | Existing | Appliances | Natural Gas | Stove/Oven | Technical Potential | Avg. Replacement Demand (S) | 0 | 0 | 0 | 0 | 0 | 0 | 0 | 0 | 0 | 0 | 0 | 0 | 0 | 0 | 0 | 0 | 0 | 0 | 0 | 0 | 0 | 0 | 0 | 0 | 0 | 0 | 0 | 0 | 0 | 0
F8_Residential_CZ2 - Multi Family_Existing_Appliances_Natural Gas_Stove/Oven_Technical Potential | F8 | Residential | CZ2 - Multi Family | Existing | Appliances | Natural Gas | Stove/Oven | Technical Potential | Avg. Replacement Demand (W) | 0 | 0 | 0 | 0 | 0 | 0 | 0 | 0 | 0 | 0 | 0 | 0 | 0 | 0 | 0 | 0 | 0 | 0 | 0 | 0 | 0 | 0 | 0 | 0 | 0 | 0 | 0 | 0 | 0 | 0
F1_Residential_CZ2 - Multi Family_Existing_Miscellaneous_Natural Gas_Pool Heater_Technical Potential | F1 | Residential | CZ2 - Multi Family | Existing | Miscellaneous | Natural Gas | Pool Heater | Technical Potential | Units | 0 | 0 | 0 | 0 | 0 | 0 | 0 | 0 | 0 | 0 | 0 | 0 | 0 | 0 | 0 | 0 | 0 | 0 | 0 | 0 | 0 | 0 | 0 | 0 | 0 | 0 | 0 | 0 | 0 | 0
F2_Residential_CZ2 - Multi Family_Existing_Miscellaneous_Natural Gas_Pool Heater_Technical Potential | F2 | Residential | CZ2 - Multi Family | Existing | Miscellaneous | Natural Gas | Pool Heater | Technical Potential | Usage (MMtherm) | 0 | 0 | 0 | 0 | 0 | 0 | 0 | 0 | 0 | 0 | 0 | 0 | 0 | 0 | 0 | 0 | 0 | 0 | 0 | 0 | 0 | 0 | 0 | 0 | 0 | 0 | 0 | 0 | 0 | 0
F3_Residential_CZ2 - Multi Family_Existing_Miscellaneous_Natural Gas_Pool Heater_Technical Potential | F3 | Residential | CZ2 - Multi Family | Existing | Miscellaneous | Natural Gas | Pool Heater | Technical Potential | Peak Demand (S) | 0 | 0 | 0 | 0 | 0 | 0 | 0 | 0 | 0 | 0 | 0 | 0 | 0 | 0 | 0 | 0 | 0 | 0 | 0 | 0 | 0 | 0 | 0 | 0 | 0 | 0 | 0 | 0 | 0 | 0
F4_Residential_CZ2 - Multi Family_Existing_Miscellaneous_Natural Gas_Pool Heater_Technical Potential | F4 | Residential | CZ2 - Multi Family | Existing | Miscellaneous | Natural Gas | Pool Heater | Technical Potential | Peak Demand (W) | 0 | 0 | 0 | 0 | 0 | 0 | 0 | 0 | 0 | 0 | 0 | 0 | 0 | 0 | 0 | 0 | 0 | 0 | 0 | 0 | 0 | 0 | 0 | 0 | 0 | 0 | 0 | 0 | 0 | 0
F5_Residential_CZ2 - Multi Family_Existing_Miscellaneous_Natural Gas_Pool Heater_Technical Potential | F5 | Residential | CZ2 - Multi Family | Existing | Miscellaneous | Natural Gas | Pool Heater | Technical Potential | Turnover | 0 | 0 | 0 | 0 | 0 | 0 | 0 | 0 | 0 | 0 | 0 | 0 | 0 | 0 | 0 | 0 | 0 | 0 | 0 | 0 | 0 | 0 | 0 | 0 | 0 | 0 | 0 | 0 | 0 | 0
F6_Residential_CZ2 - Multi Family_Existing_Miscellaneous_Natural Gas_Pool Heater_Technical Potential | F6 | Residential | CZ2 - Multi Family | Existing | Miscellaneous | Natural Gas | Pool Heater | Technical Potential | Avg. Replacement Usage | 0 | 0 | 0 | 0 | 0 | 0 | 0 | 0 | 0 | 0 | 0 | 0 | 0 | 0 | 0 | 0 | 0 | 0 | 0 | 0 | 0 | 0 | 0 | 0 | 0 | 0 | 0 | 0 | 0 | 0
F7_Residential_CZ2 - Multi Family_Existing_Miscellaneous_Natural Gas_Pool Heater_Technical Potential | F7 | Residential | CZ2 - Multi Family | Existing | Miscellaneous | Natural Gas | Pool Heater | Technical Potential | Avg. Replacement Demand (S) | 0 | 0 | 0 | 0 | 0 | 0 | 0 | 0 | 0 | 0 | 0 | 0 | 0 | 0 | 0 | 0 | 0 | 0 | 0 | 0 | 0 | 0 | 0 | 0 | 0 | 0 | 0 | 0 | 0 | 0
F8_Residential_CZ2 - Multi Family_Existing_Miscellaneous_Natural Gas_Pool Heater_Technical Potential | F8 | Residential | CZ2 - Multi Family | Existing | Miscellaneous | Natural Gas | Pool Heater | Technical Potential | Avg. Replacement Demand (W) | 0 | 0 | 0 | 0 | 0 | 0 | 0 | 0 | 0 | 0 | 0 | 0 | 0 | 0 | 0 | 0 | 0 | 0 | 0 | 0 | 0 | 0 | 0 | 0 | 0 | 0 | 0 | 0 | 0 | 0
F1_Residential_CZ2 - Multi Family_Existing_Miscellaneous_Natural Gas_Miscellaneous_Technical Potential | F1 | Residential | CZ2 - Multi Family | Existing | Miscellaneous | Natural Gas | Miscellaneous | Technical Potential | Units | 0 | 0 | 0 | 0 | 0 | 0 | 0 | 0 | 0 | 0 | 0 | 0 | 0 | 0 | 0 | 0 | 0 | 0 | 0 | 0 | 0 | 0 | 0 | 0 | 0 | 0 | 0 | 0 | 0 | 0
F2_Residential_CZ2 - Multi Family_Existing_Miscellaneous_Natural Gas_Miscellaneous_Technical Potential | F2 | Residential | CZ2 - Multi Family | Existing | Miscellaneous | Natural Gas | Miscellaneous | Technical Potential | Usage (MMtherm) | 0 | 0 | 0 | 0 | 0 | 0 | 0 | 0 | 0 | 0 | 0 | 0 | 0 | 0 | 0 | 0 | 0 | 0 | 0 | 0 | 0 | 0 | 0 | 0 | 0 | 0 | 0 | 0 | 0 | 0
F3_Residential_CZ2 - Multi Family_Existing_Miscellaneous_Natural Gas_Miscellaneous_Technical Potential | F3 | Residential | CZ2 - Multi Family | Existing | Miscellaneous | Natural Gas | Miscellaneous | Technical Potential | Peak Demand (S) | 0 | 0 | 0 | 0 | 0 | 0 | 0 | 0 | 0 | 0 | 0 | 0 | 0 | 0 | 0 | 0 | 0 | 0 | 0 | 0 | 0 | 0 | 0 | 0 | 0 | 0 | 0 | 0 | 0 | 0
F4_Residential_CZ2 - Multi Family_Existing_Miscellaneous_Natural Gas_Miscellaneous_Technical Potential | F4 | Residential | CZ2 - Multi Family | Existing | Miscellaneous | Natural Gas | Miscellaneous | Technical Potential | Peak Demand (W) | 0 | 0 | 0 | 0 | 0 | 0 | 0 | 0 | 0 | 0 | 0 | 0 | 0 | 0 | 0 | 0 | 0 | 0 | 0 | 0 | 0 | 0 | 0 | 0 | 0 | 0 | 0 | 0 | 0 | 0
F5_Residential_CZ2 - Multi Family_Existing_Miscellaneous_Natural Gas_Miscellaneous_Technical Potential | F5 | Residential | CZ2 - Multi Family | Existing | Miscellaneous | Natural Gas | Miscellaneous | Technical Potential | Turnover | 0 | 0 | 0 | 0 | 0 | 0 | 0 | 0 | 0 | 0 | 0 | 0 | 0 | 0 | 0 | 0 | 0 | 0 | 0 | 0 | 0 | 0 | 0 | 0 | 0 | 0 | 0 | 0 | 0 | 0
F6_Residential_CZ2 - Multi Family_Existing_Miscellaneous_Natural Gas_Miscellaneous_Technical Potential | F6 | Residential | CZ2 - Multi Family | Existing | Miscellaneous | Natural Gas | Miscellaneous | Technical Potential | Avg. Replacement Usage | 0 | 0 | 0 | 0 | 0 | 0 | 0 | 0 | 0 | 0 | 0 | 0 | 0 | 0 | 0 | 0 | 0 | 0 | 0 | 0 | 0 | 0 | 0 | 0 | 0 | 0 | 0 | 0 | 0 | 0
F7_Residential_CZ2 - Multi Family_Existing_Miscellaneous_Natural Gas_Miscellaneous_Technical Potential | F7 | Residential | CZ2 - Multi Family | Existing | Miscellaneous | Natural Gas | Miscellaneous | Technical Potential | Avg. Replacement Demand (S) | 0 | 0 | 0 | 0 | 0 | 0 | 0 | 0 | 0 | 0 | 0 | 0 | 0 | 0 | 0 | 0 | 0 | 0 | 0 | 0 | 0 | 0 | 0 | 0 | 0 | 0 | 0 | 0 | 0 | 0
F8_Residential_CZ2 - Multi Family_Existing_Miscellaneous_Natural Gas_Miscellaneous_Technical Potential | F8 | Residential | CZ2 - Multi Family | Existing | Miscellaneous | Natural Gas | Miscellaneous | Technical Potential | Avg. Replacement Demand (W) | 0 | 0 | 0 | 0 | 0 | 0 | 0 | 0 | 0 | 0 | 0 | 0 | 0 | 0 | 0 | 0 | 0 | 0 | 0 | 0 | 0 | 0 | 0 | 0 | 0 | 0 | 0 | 0 | 0 | 0
F1_Residential_CZ2 - Multi Family_New_Space Heating_Natural Gas_Furnace - Direct Fuel_Technical Potential | F1 | Residential | CZ2 - Multi Family | New | Space Heating | Natural Gas | Furnace - Direct Fuel | Technical Potential | Units | 0 | 0 | 0 | 0 | 0 | 0 | 0 | 0 | 0 | 0 | 0 | 0 | 0 | 0 | 0 | 0 | 0 | 0 | 0 | 0 | 0 | 0 | 0 | 0 | 0 | 0 | 0 | 0 | 0 | 0
F2_Residential_CZ2 - Multi Family_New_Space Heating_Natural Gas_Furnace - Direct Fuel_Technical Potential | F2 | Residential | CZ2 - Multi Family | New | Space Heating | Natural Gas | Furnace - Direct Fuel | Technical Potential | Usage (MMtherm) | 0 | 0 | 0 | 0 | 0 | 0 | 0 | 0 | 0 | 0 | 0 | 0 | 0 | 0 | 0 | 0 | 0 | 0 | 0 | 0 | 0 | 0 | 0 | 0 | 0 | 0 | 0 | 0 | 0 | 0
F3_Residential_CZ2 - Multi Family_New_Space Heating_Natural Gas_Furnace - Direct Fuel_Technical Potential | F3 | Residential | CZ2 - Multi Family | New | Space Heating | Natural Gas | Furnace - Direct Fuel | Technical Potential | Peak Demand (S) | 0 | 0 | 0 | 0 | 0 | 0 | 0 | 0 | 0 | 0 | 0 | 0 | 0 | 0 | 0 | 0 | 0 | 0 | 0 | 0 | 0 | 0 | 0 | 0 | 0 | 0 | 0 | 0 | 0 | 0
F4_Residential_CZ2 - Multi Family_New_Space Heating_Natural Gas_Furnace - Direct Fuel_Technical Potential | F4 | Residential | CZ2 - Multi Family | New | Space Heating | Natural Gas | Furnace - Direct Fuel | Technical Potential | Peak Demand (W) | 0 | 0 | 0 | 0 | 0 | 0 | 0 | 0 | 0 | 0 | 0 | 0 | 0 | 0 | 0 | 0 | 0 | 0 | 0 | 0 | 0 | 0 | 0 | 0 | 0 | 0 | 0 | 0 | 0 | 0
F5_Residential_CZ2 - Multi Family_New_Space Heating_Natural Gas_Furnace - Direct Fuel_Technical Potential | F5 | Residential | CZ2 - Multi Family | New | Space Heating | Natural Gas | Furnace - Direct Fuel | Technical Potential | Turnover | 0 | 0 | 0 | 0 | 0 | 0 | 0 | 0 | 0 | 0 | 0 | 0 | 0 | 0 | 0 | 0 | 0 | 0 | 0 | 0 | 0 | 0 | 0 | 0 | 0 | 0 | 0 | 0 | 0 | 0
F6_Residential_CZ2 - Multi Family_New_Space Heating_Natural Gas_Furnace - Direct Fuel_Technical Potential | F6 | Residential | CZ2 - Multi Family | New | Space Heating | Natural Gas | Furnace - Direct Fuel | Technical Potential | Avg. Replacement Usage | 0 | 0 | 0 | 0 | 0 | 0 | 0 | 0 | 0 | 0 | 0 | 0 | 0 | 0 | 0 | 0 | 0 | 0 | 0 | 0 | 0 | 0 | 0 | 0 | 0 | 0 | 0 | 0 | 0 | 0
F7_Residential_CZ2 - Multi Family_New_Space Heating_Natural Gas_Furnace - Direct Fuel_Technical Potential | F7 | Residential | CZ2 - Multi Family | New | Space Heating | Natural Gas | Furnace - Direct Fuel | Technical Potential | Avg. Replacement Demand (S) | 0 | 0 | 0 | 0 | 0 | 0 | 0 | 0 | 0 | 0 | 0 | 0 | 0 | 0 | 0 | 0 | 0 | 0 | 0 | 0 | 0 | 0 | 0 | 0 | 0 | 0 | 0 | 0 | 0 | 0
F8_Residential_CZ2 - Multi Family_New_Space Heating_Natural Gas_Furnace - Direct Fuel_Technical Potential | F8 | Residential | CZ2 - Multi Family | New | Space Heating | Natural Gas | Furnace - Direct Fuel | Technical Potential | Avg. Replacement Demand (W) | 0 | 0 | 0 | 0 | 0 | 0 | 0 | 0 | 0 | 0 | 0 | 0 | 0 | 0 | 0 | 0 | 0 | 0 | 0 | 0 | 0 | 0 | 0 | 0 | 0 | 0 | 0 | 0 | 0 | 0
F1_Residential_CZ2 - Multi Family_New_Space Heating_Natural Gas_Boiler - Direct Fuel_Technical Potential | F1 | Residential | CZ2 - Multi Family | New | Space Heating | Natural Gas | Boiler - Direct Fuel | Technical Potential | Units | 0 | 0 | 0 | 0 | 0 | 0 | 0 | 0 | 0 | 0 | 0 | 0 | 0 | 0 | 0 | 0 | 0 | 0 | 0 | 0 | 0 | 0 | 0 | 0 | 0 | 0 | 0 | 0 | 0 | 0
F2_Residential_CZ2 - Multi Family_New_Space Heating_Natural Gas_Boiler - Direct Fuel_Technical Potential | F2 | Residential | CZ2 - Multi Family | New | Space Heating | Natural Gas | Boiler - Direct Fuel | Technical Potential | Usage (MMtherm) | 0 | 0 | 0 | 0 | 0 | 0 | 0 | 0 | 0 | 0 | 0 | 0 | 0 | 0 | 0 | 0 | 0 | 0 | 0 | 0 | 0 | 0 | 0 | 0 | 0 | 0 | 0 | 0 | 0 | 0
F3_Residential_CZ2 - Multi Family_New_Space Heating_Natural Gas_Boiler - Direct Fuel_Technical Potential | F3 | Residential | CZ2 - Multi Family | New | Space Heating | Natural Gas | Boiler - Direct Fuel | Technical Potential | Peak Demand (S) | 0 | 0 | 0 | 0 | 0 | 0 | 0 | 0 | 0 | 0 | 0 | 0 | 0 | 0 | 0 | 0 | 0 | 0 | 0 | 0 | 0 | 0 | 0 | 0 | 0 | 0 | 0 | 0 | 0 | 0
F4_Residential_CZ2 - Multi Family_New_Space Heating_Natural Gas_Boiler - Direct Fuel_Technical Potential | F4 | Residential | CZ2 - Multi Family | New | Space Heating | Natural Gas | Boiler - Direct Fuel | Technical Potential | Peak Demand (W) | 0 | 0 | 0 | 0 | 0 | 0 | 0 | 0 | 0 | 0 | 0 | 0 | 0 | 0 | 0 | 0 | 0 | 0 | 0 | 0 | 0 | 0 | 0 | 0 | 0 | 0 | 0 | 0 | 0 | 0
F5_Residential_CZ2 - Multi Family_New_Space Heating_Natural Gas_Boiler - Direct Fuel_Technical Potential | F5 | Residential | CZ2 - Multi Family | New | Space Heating | Natural Gas | Boiler - Direct Fuel | Technical Potential | Turnover | 0 | 0 | 0 | 0 | 0 | 0 | 0 | 0 | 0 | 0 | 0 | 0 | 0 | 0 | 0 | 0 | 0 | 0 | 0 | 0 | 0 | 0 | 0 | 0 | 0 | 0 | 0 | 0 | 0 | 0
F6_Residential_CZ2 - Multi Family_New_Space Heating_Natural Gas_Boiler - Direct Fuel_Technical Potential | F6 | Residential | CZ2 - Multi Family | New | Space Heating | Natural Gas | Boiler - Direct Fuel | Technical Potential | Avg. Replacement Usage | 0 | 0 | 0 | 0 | 0 | 0 | 0 | 0 | 0 | 0 | 0 | 0 | 0 | 0 | 0 | 0 | 0 | 0 | 0 | 0 | 0 | 0 | 0 | 0 | 0 | 0 | 0 | 0 | 0 | 0
F7_Residential_CZ2 - Multi Family_New_Space Heating_Natural Gas_Boiler - Direct Fuel_Technical Potential | F7 | Residential | CZ2 - Multi Family | New | Space Heating | Natural Gas | Boiler - Direct Fuel | Technical Potential | Avg. Replacement Demand (S) | 0 | 0 | 0 | 0 | 0 | 0 | 0 | 0 | 0 | 0 | 0 | 0 | 0 | 0 | 0 | 0 | 0 | 0 | 0 | 0 | 0 | 0 | 0 | 0 | 0 | 0 | 0 | 0 | 0 | 0
F8_Residential_CZ2 - Multi Family_New_Space Heating_Natural Gas_Boiler - Direct Fuel_Technical Potential | F8 | Residential | CZ2 - Multi Family | New | Space Heating | Natural Gas | Boiler - Direct Fuel | Technical Potential | Avg. Replacement Demand (W) | 0 | 0 | 0 | 0 | 0 | 0 | 0 | 0 | 0 | 0 | 0 | 0 | 0 | 0 | 0 | 0 | 0 | 0 | 0 | 0 | 0 | 0 | 0 | 0 | 0 | 0 | 0 | 0 | 0 | 0
F1_Residential_CZ2 - Multi Family_New_Secondary Heating_Natural Gas_Fireplace_Technical Potential | F1 | Residential | CZ2 - Multi Family | New | Secondary Heating | Natural Gas | Fireplace | Technical Potential | Units | 0 | 0 | 0 | 0 | 0 | 0 | 0 | 0 | 0 | 0 | 0 | 0 | 0 | 0 | 0 | 0 | 0 | 0 | 0 | 0 | 0 | 0 | 0 | 0 | 0 | 0 | 0 | 0 | 0 | 0
F2_Residential_CZ2 - Multi Family_New_Secondary Heating_Natural Gas_Fireplace_Technical Potential | F2 | Residential | CZ2 - Multi Family | New | Secondary Heating | Natural Gas | Fireplace | Technical Potential | Usage (MMtherm) | 0 | 0 | 0 | 0 | 0 | 0 | 0 | 0 | 0 | 0 | 0 | 0 | 0 | 0 | 0 | 0 | 0 | 0 | 0 | 0 | 0 | 0 | 0 | 0 | 0 | 0 | 0 | 0 | 0 | 0
F3_Residential_CZ2 - Multi Family_New_Secondary Heating_Natural Gas_Fireplace_Technical Potential | F3 | Residential | CZ2 - Multi Family | New | Secondary Heating | Natural Gas | Fireplace | Technical Potential | Peak Demand (S) | 0 | 0 | 0 | 0 | 0 | 0 | 0 | 0 | 0 | 0 | 0 | 0 | 0 | 0 | 0 | 0 | 0 | 0 | 0 | 0 | 0 | 0 | 0 | 0 | 0 | 0 | 0 | 0 | 0 | 0
F4_Residential_CZ2 - Multi Family_New_Secondary Heating_Natural Gas_Fireplace_Technical Potential | F4 | Residential | CZ2 - Multi Family | New | Secondary Heating | Natural Gas | Fireplace | Technical Potential | Peak Demand (W) | 0 | 0 | 0 | 0 | 0 | 0 | 0 | 0 | 0 | 0 | 0 | 0 | 0 | 0 | 0 | 0 | 0 | 0 | 0 | 0 | 0 | 0 | 0 | 0 | 0 | 0 | 0 | 0 | 0 | 0
F5_Residential_CZ2 - Multi Family_New_Secondary Heating_Natural Gas_Fireplace_Technical Potential | F5 | Residential | CZ2 - Multi Family | New | Secondary Heating | Natural Gas | Fireplace | Technical Potential | Turnover | 0 | 0 | 0 | 0 | 0 | 0 | 0 | 0 | 0 | 0 | 0 | 0 | 0 | 0 | 0 | 0 | 0 | 0 | 0 | 0 | 0 | 0 | 0 | 0 | 0 | 0 | 0 | 0 | 0 | 0
F6_Residential_CZ2 - Multi Family_New_Secondary Heating_Natural Gas_Fireplace_Technical Potential | F6 | Residential | CZ2 - Multi Family | New | Secondary Heating | Natural Gas | Fireplace | Technical Potential | Avg. Replacement Usage | 0 | 0 | 0 | 0 | 0 | 0 | 0 | 0 | 0 | 0 | 0 | 0 | 0 | 0 | 0 | 0 | 0 | 0 | 0 | 0 | 0 | 0 | 0 | 0 | 0 | 0 | 0 | 0 | 0 | 0
F7_Residential_CZ2 - Multi Family_New_Secondary Heating_Natural Gas_Fireplace_Technical Potential | F7 | Residential | CZ2 - Multi Family | New | Secondary Heating | Natural Gas | Fireplace | Technical Potential | Avg. Replacement Demand (S) | 0 | 0 | 0 | 0 | 0 | 0 | 0 | 0 | 0 | 0 | 0 | 0 | 0 | 0 | 0 | 0 | 0 | 0 | 0 | 0 | 0 | 0 | 0 | 0 | 0 | 0 | 0 | 0 | 0 | 0
F8_Residential_CZ2 - Multi Family_New_Secondary Heating_Natural Gas_Fireplace_Technical Potential | F8 | Residential | CZ2 - Multi Family | New | Secondary Heating | Natural Gas | Fireplace | Technical Potential | Avg. Replacement Demand (W) | 0 | 0 | 0 | 0 | 0 | 0 | 0 | 0 | 0 | 0 | 0 | 0 | 0 | 0 | 0 | 0 | 0 | 0 | 0 | 0 | 0 | 0 | 0 | 0 | 0 | 0 | 0 | 0 | 0 | 0
F1_Residential_CZ2 - Multi Family_New_Water Heating_Natural Gas_Water Heater <= 55 gal._Technical Potential | F1 | Residential | CZ2 - Multi Family | New | Water Heating | Natural Gas | Water Heater <= 55 gal. | Technical Potential | Units | 0 | 0 | 0 | 0 | 0 | 0 | 0 | 0 | 0 | 0 | 0 | 0 | 0 | 0 | 0 | 0 | 0 | 0 | 0 | 0 | 0 | 0 | 0 | 0 | 0 | 0 | 0 | 0 | 0 | 0
F2_Residential_CZ2 - Multi Family_New_Water Heating_Natural Gas_Water Heater <= 55 gal._Technical Potential | F2 | Residential | CZ2 - Multi Family | New | Water Heating | Natural Gas | Water Heater <= 55 gal. | Technical Potential | Usage (MMtherm) | 0 | 0 | 0 | 0 | 0 | 0 | 0 | 0 | 0 | 0 | 0 | 0 | 0 | 0 | 0 | 0 | 0 | 0 | 0 | 0 | 0 | 0 | 0 | 0 | 0 | 0 | 0 | 0 | 0 | 0
F3_Residential_CZ2 - Multi Family_New_Water Heating_Natural Gas_Water Heater <= 55 gal._Technical Potential | F3 | Residential | CZ2 - Multi Family | New | Water Heating | Natural Gas | Water Heater <= 55 gal. | Technical Potential | Peak Demand (S) | 0 | 0 | 0 | 0 | 0 | 0 | 0 | 0 | 0 | 0 | 0 | 0 | 0 | 0 | 0 | 0 | 0 | 0 | 0 | 0 | 0 | 0 | 0 | 0 | 0 | 0 | 0 | 0 | 0 | 0
F4_Residential_CZ2 - Multi Family_New_Water Heating_Natural Gas_Water Heater <= 55 gal._Technical Potential | F4 | Residential | CZ2 - Multi Family | New | Water Heating | Natural Gas | Water Heater <= 55 gal. | Technical Potential | Peak Demand (W) | 0 | 0 | 0 | 0 | 0 | 0 | 0 | 0 | 0 | 0 | 0 | 0 | 0 | 0 | 0 | 0 | 0 | 0 | 0 | 0 | 0 | 0 | 0 | 0 | 0 | 0 | 0 | 0 | 0 | 0
F5_Residential_CZ2 - Multi Family_New_Water Heating_Natural Gas_Water Heater <= 55 gal._Technical Potential | F5 | Residential | CZ2 - Multi Family | New | Water Heating | Natural Gas | Water Heater <= 55 gal. | Technical Potential | Turnover | 0 | 0 | 0 | 0 | 0 | 0 | 0 | 0 | 0 | 0 | 0 | 0 | 0 | 0 | 0 | 0 | 0 | 0 | 0 | 0 | 0 | 0 | 0 | 0 | 0 | 0 | 0 | 0 | 0 | 0
F6_Residential_CZ2 - Multi Family_New_Water Heating_Natural Gas_Water Heater <= 55 gal._Technical Potential | F6 | Residential | CZ2 - Multi Family | New | Water Heating | Natural Gas | Water Heater <= 55 gal. | Technical Potential | Avg. Replacement Usage | 0 | 0 | 0 | 0 | 0 | 0 | 0 | 0 | 0 | 0 | 0 | 0 | 0 | 0 | 0 | 0 | 0 | 0 | 0 | 0 | 0 | 0 | 0 | 0 | 0 | 0 | 0 | 0 | 0 | 0
F7_Residential_CZ2 - Multi Family_New_Water Heating_Natural Gas_Water Heater <= 55 gal._Technical Potential | F7 | Residential | CZ2 - Multi Family | New | Water Heating | Natural Gas | Water Heater <= 55 gal. | Technical Potential | Avg. Replacement Demand (S) | 0 | 0 | 0 | 0 | 0 | 0 | 0 | 0 | 0 | 0 | 0 | 0 | 0 | 0 | 0 | 0 | 0 | 0 | 0 | 0 | 0 | 0 | 0 | 0 | 0 | 0 | 0 | 0 | 0 | 0
F8_Residential_CZ2 - Multi Family_New_Water Heating_Natural Gas_Water Heater <= 55 gal._Technical Potential | F8 | Residential | CZ2 - Multi Family | New | Water Heating | Natural Gas | Water Heater <= 55 gal. | Technical Potential | Avg. Replacement Demand (W) | 0 | 0 | 0 | 0 | 0 | 0 | 0 | 0 | 0 | 0 | 0 | 0 | 0 | 0 | 0 | 0 | 0 | 0 | 0 | 0 | 0 | 0 | 0 | 0 | 0 | 0 | 0 | 0 | 0 | 0
F1_Residential_CZ2 - Multi Family_New_Water Heating_Natural Gas_Water Heater > 55 gal._Technical Potential | F1 | Residential | CZ2 - Multi Family | New | Water Heating | Natural Gas | Water Heater > 55 gal. | Technical Potential | Units | 0 | 0 | 0 | 0 | 0 | 0 | 0 | 0 | 0 | 0 | 0 | 0 | 0 | 0 | 0 | 0 | 0 | 0 | 0 | 0 | 0 | 0 | 0 | 0 | 0 | 0 | 0 | 0 | 0 | 0
F2_Residential_CZ2 - Multi Family_New_Water Heating_Natural Gas_Water Heater > 55 gal._Technical Potential | F2 | Residential | CZ2 - Multi Family | New | Water Heating | Natural Gas | Water Heater > 55 gal. | Technical Potential | Usage (MMtherm) | 0 | 0 | 0 | 0 | 0 | 0 | 0 | 0 | 0 | 0 | 0 | 0 | 0 | 0 | 0 | 0 | 0 | 0 | 0 | 0 | 0 | 0 | 0 | 0 | 0 | 0 | 0 | 0 | 0 | 0
F3_Residential_CZ2 - Multi Family_New_Water Heating_Natural Gas_Water Heater > 55 gal._Technical Potential | F3 | Residential | CZ2 - Multi Family | New | Water Heating | Natural Gas | Water Heater > 55 gal. | Technical Potential | Peak Demand (S) | 0 | 0 | 0 | 0 | 0 | 0 | 0 | 0 | 0 | 0 | 0 | 0 | 0 | 0 | 0 | 0 | 0 | 0 | 0 | 0 | 0 | 0 | 0 | 0 | 0 | 0 | 0 | 0 | 0 | 0
F4_Residential_CZ2 - Multi Family_New_Water Heating_Natural Gas_Water Heater > 55 gal._Technical Potential | F4 | Residential | CZ2 - Multi Family | New | Water Heating | Natural Gas | Water Heater > 55 gal. | Technical Potential | Peak Demand (W) | 0 | 0 | 0 | 0 | 0 | 0 | 0 | 0 | 0 | 0 | 0 | 0 | 0 | 0 | 0 | 0 | 0 | 0 | 0 | 0 | 0 | 0 | 0 | 0 | 0 | 0 | 0 | 0 | 0 | 0
F5_Residential_CZ2 - Multi Family_New_Water Heating_Natural Gas_Water Heater > 55 gal._Technical Potential | F5 | Residential | CZ2 - Multi Family | New | Water Heating | Natural Gas | Water Heater > 55 gal. | Technical Potential | Turnover | 0 | 0 | 0 | 0 | 0 | 0 | 0 | 0 | 0 | 0 | 0 | 0 | 0 | 0 | 0 | 0 | 0 | 0 | 0 | 0 | 0 | 0 | 0 | 0 | 0 | 0 | 0 | 0 | 0 | 0
F6_Residential_CZ2 - Multi Family_New_Water Heating_Natural Gas_Water Heater > 55 gal._Technical Potential | F6 | Residential | CZ2 - Multi Family | New | Water Heating | Natural Gas | Water Heater > 55 gal. | Technical Potential | Avg. Replacement Usage | 0 | 0 | 0 | 0 | 0 | 0 | 0 | 0 | 0 | 0 | 0 | 0 | 0 | 0 | 0 | 0 | 0 | 0 | 0 | 0 | 0 | 0 | 0 | 0 | 0 | 0 | 0 | 0 | 0 | 0
F7_Residential_CZ2 - Multi Family_New_Water Heating_Natural Gas_Water Heater > 55 gal._Technical Potential | F7 | Residential | CZ2 - Multi Family | New | Water Heating | Natural Gas | Water Heater > 55 gal. | Technical Potential | Avg. Replacement Demand (S) | 0 | 0 | 0 | 0 | 0 | 0 | 0 | 0 | 0 | 0 | 0 | 0 | 0 | 0 | 0 | 0 | 0 | 0 | 0 | 0 | 0 | 0 | 0 | 0 | 0 | 0 | 0 | 0 | 0 | 0
F8_Residential_CZ2 - Multi Family_New_Water Heating_Natural Gas_Water Heater > 55 gal._Technical Potential | F8 | Residential | CZ2 - Multi Family | New | Water Heating | Natural Gas | Water Heater > 55 gal. | Technical Potential | Avg. Replacement Demand (W) | 0 | 0 | 0 | 0 | 0 | 0 | 0 | 0 | 0 | 0 | 0 | 0 | 0 | 0 | 0 | 0 | 0 | 0 | 0 | 0 | 0 | 0 | 0 | 0 | 0 | 0 | 0 | 0 | 0 | 0
F1_Residential_CZ2 - Multi Family_New_Appliances_Natural Gas_Clothes Dryer_Technical Potential | F1 | Residential | CZ2 - Multi Family | New | Appliances | Natural Gas | Clothes Dryer | Technical Potential | Units | 0 | 0 | 0 | 0 | 0 | 0 | 0 | 0 | 0 | 0 | 0 | 0 | 0 | 0 | 0 | 0 | 0 | 0 | 0 | 0 | 0 | 0 | 0 | 0 | 0 | 0 | 0 | 0 | 0 | 0
F2_Residential_CZ2 - Multi Family_New_Appliances_Natural Gas_Clothes Dryer_Technical Potential | F2 | Residential | CZ2 - Multi Family | New | Appliances | Natural Gas | Clothes Dryer | Technical Potential | Usage (MMtherm) | 0 | 0 | 0 | 0 | 0 | 0 | 0 | 0 | 0 | 0 | 0 | 0 | 0 | 0 | 0 | 0 | 0 | 0 | 0 | 0 | 0 | 0 | 0 | 0 | 0 | 0 | 0 | 0 | 0 | 0
F3_Residential_CZ2 - Multi Family_New_Appliances_Natural Gas_Clothes Dryer_Technical Potential | F3 | Residential | CZ2 - Multi Family | New | Appliances | Natural Gas | Clothes Dryer | Technical Potential | Peak Demand (S) | 0 | 0 | 0 | 0 | 0 | 0 | 0 | 0 | 0 | 0 | 0 | 0 | 0 | 0 | 0 | 0 | 0 | 0 | 0 | 0 | 0 | 0 | 0 | 0 | 0 | 0 | 0 | 0 | 0 | 0
F4_Residential_CZ2 - Multi Family_New_Appliances_Natural Gas_Clothes Dryer_Technical Potential | F4 | Residential | CZ2 - Multi Family | New | Appliances | Natural Gas | Clothes Dryer | Technical Potential | Peak Demand (W) | 0 | 0 | 0 | 0 | 0 | 0 | 0 | 0 | 0 | 0 | 0 | 0 | 0 | 0 | 0 | 0 | 0 | 0 | 0 | 0 | 0 | 0 | 0 | 0 | 0 | 0 | 0 | 0 | 0 | 0
F5_Residential_CZ2 - Multi Family_New_Appliances_Natural Gas_Clothes Dryer_Technical Potential | F5 | Residential | CZ2 - Multi Family | New | Appliances | Natural Gas | Clothes Dryer | Technical Potential | Turnover | 0 | 0 | 0 | 0 | 0 | 0 | 0 | 0 | 0 | 0 | 0 | 0 | 0 | 0 | 0 | 0 | 0 | 0 | 0 | 0 | 0 | 0 | 0 | 0 | 0 | 0 | 0 | 0 | 0 | 0
F6_Residential_CZ2 - Multi Family_New_Appliances_Natural Gas_Clothes Dryer_Technical Potential | F6 | Residential | CZ2 - Multi Family | New | Appliances | Natural Gas | Clothes Dryer | Technical Potential | Avg. Replacement Usage | 0 | 0 | 0 | 0 | 0 | 0 | 0 | 0 | 0 | 0 | 0 | 0 | 0 | 0 | 0 | 0 | 0 | 0 | 0 | 0 | 0 | 0 | 0 | 0 | 0 | 0 | 0 | 0 | 0 | 0
F7_Residential_CZ2 - Multi Family_New_Appliances_Natural Gas_Clothes Dryer_Technical Potential | F7 | Residential | CZ2 - Multi Family | New | Appliances | Natural Gas | Clothes Dryer | Technical Potential | Avg. Replacement Demand (S) | 0 | 0 | 0 | 0 | 0 | 0 | 0 | 0 | 0 | 0 | 0 | 0 | 0 | 0 | 0 | 0 | 0 | 0 | 0 | 0 | 0 | 0 | 0 | 0 | 0 | 0 | 0 | 0 | 0 | 0
F8_Residential_CZ2 - Multi Family_New_Appliances_Natural Gas_Clothes Dryer_Technical Potential | F8 | Residential | CZ2 - Multi Family | New | Appliances | Natural Gas | Clothes Dryer | Technical Potential | Avg. Replacement Demand (W) | 0 | 0 | 0 | 0 | 0 | 0 | 0 | 0 | 0 | 0 | 0 | 0 | 0 | 0 | 0 | 0 | 0 | 0 | 0 | 0 | 0 | 0 | 0 | 0 | 0 | 0 | 0 | 0 | 0 | 0
F1_Residential_CZ2 - Multi Family_New_Appliances_Natural Gas_Stove/Oven_Technical Potential | F1 | Residential | CZ2 - Multi Family | New | Appliances | Natural Gas | Stove/Oven | Technical Potential | Units | 0 | 0 | 0 | 0 | 0 | 0 | 0 | 0 | 0 | 0 | 0 | 0 | 0 | 0 | 0 | 0 | 0 | 0 | 0 | 0 | 0 | 0 | 0 | 0 | 0 | 0 | 0 | 0 | 0 | 0
F2_Residential_CZ2 - Multi Family_New_Appliances_Natural Gas_Stove/Oven_Technical Potential | F2 | Residential | CZ2 - Multi Family | New | Appliances | Natural Gas | Stove/Oven | Technical Potential | Usage (MMtherm) | 0 | 0 | 0 | 0 | 0 | 0 | 0 | 0 | 0 | 0 | 0 | 0 | 0 | 0 | 0 | 0 | 0 | 0 | 0 | 0 | 0 | 0 | 0 | 0 | 0 | 0 | 0 | 0 | 0 | 0
F3_Residential_CZ2 - Multi Family_New_Appliances_Natural Gas_Stove/Oven_Technical Potential | F3 | Residential | CZ2 - Multi Family | New | Appliances | Natural Gas | Stove/Oven | Technical Potential | Peak Demand (S) | 0 | 0 | 0 | 0 | 0 | 0 | 0 | 0 | 0 | 0 | 0 | 0 | 0 | 0 | 0 | 0 | 0 | 0 | 0 | 0 | 0 | 0 | 0 | 0 | 0 | 0 | 0 | 0 | 0 | 0
F4_Residential_CZ2 - Multi Family_New_Appliances_Natural Gas_Stove/Oven_Technical Potential | F4 | Residential | CZ2 - Multi Family | New | Appliances | Natural Gas | Stove/Oven | Technical Potential | Peak Demand (W) | 0 | 0 | 0 | 0 | 0 | 0 | 0 | 0 | 0 | 0 | 0 | 0 | 0 | 0 | 0 | 0 | 0 | 0 | 0 | 0 | 0 | 0 | 0 | 0 | 0 | 0 | 0 | 0 | 0 | 0
F5_Residential_CZ2 - Multi Family_New_Appliances_Natural Gas_Stove/Oven_Technical Potential | F5 | Residential | CZ2 - Multi Family | New | Appliances | Natural Gas | Stove/Oven | Technical Potential | Turnover | 0 | 0 | 0 | 0 | 0 | 0 | 0 | 0 | 0 | 0 | 0 | 0 | 0 | 0 | 0 | 0 | 0 | 0 | 0 | 0 | 0 | 0 | 0 | 0 | 0 | 0 | 0 | 0 | 0 | 0
F6_Residential_CZ2 - Multi Family_New_Appliances_Natural Gas_Stove/Oven_Technical Potential | F6 | Residential | CZ2 - Multi Family | New | Appliances | Natural Gas | Stove/Oven | Technical Potential | Avg. Replacement Usage | 0 | 0 | 0 | 0 | 0 | 0 | 0 | 0 | 0 | 0 | 0 | 0 | 0 | 0 | 0 | 0 | 0 | 0 | 0 | 0 | 0 | 0 | 0 | 0 | 0 | 0 | 0 | 0 | 0 | 0
F7_Residential_CZ2 - Multi Family_New_Appliances_Natural Gas_Stove/Oven_Technical Potential | F7 | Residential | CZ2 - Multi Family | New | Appliances | Natural Gas | Stove/Oven | Technical Potential | Avg. Replacement Demand (S) | 0 | 0 | 0 | 0 | 0 | 0 | 0 | 0 | 0 | 0 | 0 | 0 | 0 | 0 | 0 | 0 | 0 | 0 | 0 | 0 | 0 | 0 | 0 | 0 | 0 | 0 | 0 | 0 | 0 | 0
F8_Residential_CZ2 - Multi Family_New_Appliances_Natural Gas_Stove/Oven_Technical Potential | F8 | Residential | CZ2 - Multi Family | New | Appliances | Natural Gas | Stove/Oven | Technical Potential | Avg. Replacement Demand (W) | 0 | 0 | 0 | 0 | 0 | 0 | 0 | 0 | 0 | 0 | 0 | 0 | 0 | 0 | 0 | 0 | 0 | 0 | 0 | 0 | 0 | 0 | 0 | 0 | 0 | 0 | 0 | 0 | 0 | 0
F1_Residential_CZ2 - Multi Family_New_Miscellaneous_Natural Gas_Pool Heater_Technical Potential | F1 | Residential | CZ2 - Multi Family | New | Miscellaneous | Natural Gas | Pool Heater | Technical Potential | Units | 0 | 0 | 0 | 0 | 0 | 0 | 0 | 0 | 0 | 0 | 0 | 0 | 0 | 0 | 0 | 0 | 0 | 0 | 0 | 0 | 0 | 0 | 0 | 0 | 0 | 0 | 0 | 0 | 0 | 0
F2_Residential_CZ2 - Multi Family_New_Miscellaneous_Natural Gas_Pool Heater_Technical Potential | F2 | Residential | CZ2 - Multi Family | New | Miscellaneous | Natural Gas | Pool Heater | Technical Potential | Usage (MMtherm) | 0 | 0 | 0 | 0 | 0 | 0 | 0 | 0 | 0 | 0 | 0 | 0 | 0 | 0 | 0 | 0 | 0 | 0 | 0 | 0 | 0 | 0 | 0 | 0 | 0 | 0 | 0 | 0 | 0 | 0
F3_Residential_CZ2 - Multi Family_New_Miscellaneous_Natural Gas_Pool Heater_Technical Potential | F3 | Residential | CZ2 - Multi Family | New | Miscellaneous | Natural Gas | Pool Heater | Technical Potential | Peak Demand (S) | 0 | 0 | 0 | 0 | 0 | 0 | 0 | 0 | 0 | 0 | 0 | 0 | 0 | 0 | 0 | 0 | 0 | 0 | 0 | 0 | 0 | 0 | 0 | 0 | 0 | 0 | 0 | 0 | 0 | 0
F4_Residential_CZ2 - Multi Family_New_Miscellaneous_Natural Gas_Pool Heater_Technical Potential | F4 | Residential | CZ2 - Multi Family | New | Miscellaneous | Natural Gas | Pool Heater | Technical Potential | Peak Demand (W) | 0 | 0 | 0 | 0 | 0 | 0 | 0 | 0 | 0 | 0 | 0 | 0 | 0 | 0 | 0 | 0 | 0 | 0 | 0 | 0 | 0 | 0 | 0 | 0 | 0 | 0 | 0 | 0 | 0 | 0
F5_Residential_CZ2 - Multi Family_New_Miscellaneous_Natural Gas_Pool Heater_Technical Potential | F5 | Residential | CZ2 - Multi Family | New | Miscellaneous | Natural Gas | Pool Heater | Technical Potential | Turnover | 0 | 0 | 0 | 0 | 0 | 0 | 0 | 0 | 0 | 0 | 0 | 0 | 0 | 0 | 0 | 0 | 0 | 0 | 0 | 0 | 0 | 0 | 0 | 0 | 0 | 0 | 0 | 0 | 0 | 0
F6_Residential_CZ2 - Multi Family_New_Miscellaneous_Natural Gas_Pool Heater_Technical Potential | F6 | Residential | CZ2 - Multi Family | New | Miscellaneous | Natural Gas | Pool Heater | Technical Potential | Avg. Replacement Usage | 0 | 0 | 0 | 0 | 0 | 0 | 0 | 0 | 0 | 0 | 0 | 0 | 0 | 0 | 0 | 0 | 0 | 0 | 0 | 0 | 0 | 0 | 0 | 0 | 0 | 0 | 0 | 0 | 0 | 0
F7_Residential_CZ2 - Multi Family_New_Miscellaneous_Natural Gas_Pool Heater_Technical Potential | F7 | Residential | CZ2 - Multi Family | New | Miscellaneous | Natural Gas | Pool Heater | Technical Potential | Avg. Replacement Demand (S) | 0 | 0 | 0 | 0 | 0 | 0 | 0 | 0 | 0 | 0 | 0 | 0 | 0 | 0 | 0 | 0 | 0 | 0 | 0 | 0 | 0 | 0 | 0 | 0 | 0 | 0 | 0 | 0 | 0 | 0
F8_Residential_CZ2 - Multi Family_New_Miscellaneous_Natural Gas_Pool Heater_Technical Potential | F8 | Residential | CZ2 - Multi Family | New | Miscellaneous | Natural Gas | Pool Heater | Technical Potential | Avg. Replacement Demand (W) | 0 | 0 | 0 | 0 | 0 | 0 | 0 | 0 | 0 | 0 | 0 | 0 | 0 | 0 | 0 | 0 | 0 | 0 | 0 | 0 | 0 | 0 | 0 | 0 | 0 | 0 | 0 | 0 | 0 | 0
F1_Residential_CZ2 - Multi Family_New_Miscellaneous_Natural Gas_Miscellaneous_Technical Potential | F1 | Residential | CZ2 - Multi Family | New | Miscellaneous | Natural Gas | Miscellaneous | Technical Potential | Units | 0 | 0 | 0 | 0 | 0 | 0 | 0 | 0 | 0 | 0 | 0 | 0 | 0 | 0 | 0 | 0 | 0 | 0 | 0 | 0 | 0 | 0 | 0 | 0 | 0 | 0 | 0 | 0 | 0 | 0
F2_Residential_CZ2 - Multi Family_New_Miscellaneous_Natural Gas_Miscellaneous_Technical Potential | F2 | Residential | CZ2 - Multi Family | New | Miscellaneous | Natural Gas | Miscellaneous | Technical Potential | Usage (MMtherm) | 0 | 0 | 0 | 0 | 0 | 0 | 0 | 0 | 0 | 0 | 0 | 0 | 0 | 0 | 0 | 0 | 0 | 0 | 0 | 0 | 0 | 0 | 0 | 0 | 0 | 0 | 0 | 0 | 0 | 0
F3_Residential_CZ2 - Multi Family_New_Miscellaneous_Natural Gas_Miscellaneous_Technical Potential | F3 | Residential | CZ2 - Multi Family | New | Miscellaneous | Natural Gas | Miscellaneous | Technical Potential | Peak Demand (S) | 0 | 0 | 0 | 0 | 0 | 0 | 0 | 0 | 0 | 0 | 0 | 0 | 0 | 0 | 0 | 0 | 0 | 0 | 0 | 0 | 0 | 0 | 0 | 0 | 0 | 0 | 0 | 0 | 0 | 0
F4_Residential_CZ2 - Multi Family_New_Miscellaneous_Natural Gas_Miscellaneous_Technical Potential | F4 | Residential | CZ2 - Multi Family | New | Miscellaneous | Natural Gas | Miscellaneous | Technical Potential | Peak Demand (W) | 0 | 0 | 0 | 0 | 0 | 0 | 0 | 0 | 0 | 0 | 0 | 0 | 0 | 0 | 0 | 0 | 0 | 0 | 0 | 0 | 0 | 0 | 0 | 0 | 0 | 0 | 0 | 0 | 0 | 0
F5_Residential_CZ2 - Multi Family_New_Miscellaneous_Natural Gas_Miscellaneous_Technical Potential | F5 | Residential | CZ2 - Multi Family | New | Miscellaneous | Natural Gas | Miscellaneous | Technical Potential | Turnover | 0 | 0 | 0 | 0 | 0 | 0 | 0 | 0 | 0 | 0 | 0 | 0 | 0 | 0 | 0 | 0 | 0 | 0 | 0 | 0 | 0 | 0 | 0 | 0 | 0 | 0 | 0 | 0 | 0 | 0
F6_Residential_CZ2 - Multi Family_New_Miscellaneous_Natural Gas_Miscellaneous_Technical Potential | F6 | Residential | CZ2 - Multi Family | New | Miscellaneous | Natural Gas | Miscellaneous | Technical Potential | Avg. Replacement Usage | 0 | 0 | 0 | 0 | 0 | 0 | 0 | 0 | 0 | 0 | 0 | 0 | 0 | 0 | 0 | 0 | 0 | 0 | 0 | 0 | 0 | 0 | 0 | 0 | 0 | 0 | 0 | 0 | 0 | 0
F7_Residential_CZ2 - Multi Family_New_Miscellaneous_Natural Gas_Miscellaneous_Technical Potential | F7 | Residential | CZ2 - Multi Family | New | Miscellaneous | Natural Gas | Miscellaneous | Technical Potential | Avg. Replacement Demand (S) | 0 | 0 | 0 | 0 | 0 | 0 | 0 | 0 | 0 | 0 | 0 | 0 | 0 | 0 | 0 | 0 | 0 | 0 | 0 | 0 | 0 | 0 | 0 | 0 | 0 | 0 | 0 | 0 | 0 | 0
F8_Residential_CZ2 - Multi Family_New_Miscellaneous_Natural Gas_Miscellaneous_Technical Potential | F8 | Residential | CZ2 - Multi Family | New | Miscellaneous | Natural Gas | Miscellaneous | Technical Potential | Avg. Replacement Demand (W) | 0 | 0 | 0 | 0 | 0 | 0 | 0 | 0 | 0 | 0 | 0 | 0 | 0 | 0 | 0 | 0 | 0 | 0 | 0 | 0 | 0 | 0 | 0 | 0 | 0 | 0 | 0 | 0 | 0 | 0
F1_Residential_CZ3 - Single Family_Existing_Space Heating_Natural Gas_Furnace - Direct Fuel_Technical Potential | F1 | Residential | CZ3 - Single Family | Existing | Space Heating | Natural Gas | Furnace - Direct Fuel | Technical Potential | Units | 0 | 0 | 0 | 0 | 0 | 0 | 0 | 0 | 0 | 0 | 0 | 0 | 0 | 0 | 0 | 0 | 0 | 0 | 0 | 0 | 0 | 0 | 0 | 0 | 0 | 0 | 0 | 0 | 0 | 0
F2_Residential_CZ3 - Single Family_Existing_Space Heating_Natural Gas_Furnace - Direct Fuel_Technical Potential | F2 | Residential | CZ3 - Single Family | Existing | Space Heating | Natural Gas | Furnace - Direct Fuel | Technical Potential | Usage (MMtherm) | 0 | 0 | 0 | 0 | 0 | 0 | 0 | 0 | 0 | 0 | 0 | 0 | 0 | 0 | 0 | 0 | 0 | 0 | 0 | 0 | 0 | 0 | 0 | 0 | 0 | 0 | 0 | 0 | 0 | 0
F3_Residential_CZ3 - Single Family_Existing_Space Heating_Natural Gas_Furnace - Direct Fuel_Technical Potential | F3 | Residential | CZ3 - Single Family | Existing | Space Heating | Natural Gas | Furnace - Direct Fuel | Technical Potential | Peak Demand (S) | 0 | 0 | 0 | 0 | 0 | 0 | 0 | 0 | 0 | 0 | 0 | 0 | 0 | 0 | 0 | 0 | 0 | 0 | 0 | 0 | 0 | 0 | 0 | 0 | 0 | 0 | 0 | 0 | 0 | 0
F4_Residential_CZ3 - Single Family_Existing_Space Heating_Natural Gas_Furnace - Direct Fuel_Technical Potential | F4 | Residential | CZ3 - Single Family | Existing | Space Heating | Natural Gas | Furnace - Direct Fuel | Technical Potential | Peak Demand (W) | 0 | 0 | 0 | 0 | 0 | 0 | 0 | 0 | 0 | 0 | 0 | 0 | 0 | 0 | 0 | 0 | 0 | 0 | 0 | 0 | 0 | 0 | 0 | 0 | 0 | 0 | 0 | 0 | 0 | 0
F5_Residential_CZ3 - Single Family_Existing_Space Heating_Natural Gas_Furnace - Direct Fuel_Technical Potential | F5 | Residential | CZ3 - Single Family | Existing | Space Heating | Natural Gas | Furnace - Direct Fuel | Technical Potential | Turnover | 0 | 0 | 0 | 0 | 0 | 0 | 0 | 0 | 0 | 0 | 0 | 0 | 0 | 0 | 0 | 0 | 0 | 0 | 0 | 0 | 0 | 0 | 0 | 0 | 0 | 0 | 0 | 0 | 0 | 0
F6_Residential_CZ3 - Single Family_Existing_Space Heating_Natural Gas_Furnace - Direct Fuel_Technical Potential | F6 | Residential | CZ3 - Single Family | Existing | Space Heating | Natural Gas | Furnace - Direct Fuel | Technical Potential | Avg. Replacement Usage | 0 | 0 | 0 | 0 | 0 | 0 | 0 | 0 | 0 | 0 | 0 | 0 | 0 | 0 | 0 | 0 | 0 | 0 | 0 | 0 | 0 | 0 | 0 | 0 | 0 | 0 | 0 | 0 | 0 | 0
F7_Residential_CZ3 - Single Family_Existing_Space Heating_Natural Gas_Furnace - Direct Fuel_Technical Potential | F7 | Residential | CZ3 - Single Family | Existing | Space Heating | Natural Gas | Furnace - Direct Fuel | Technical Potential | Avg. Replacement Demand (S) | 0 | 0 | 0 | 0 | 0 | 0 | 0 | 0 | 0 | 0 | 0 | 0 | 0 | 0 | 0 | 0 | 0 | 0 | 0 | 0 | 0 | 0 | 0 | 0 | 0 | 0 | 0 | 0 | 0 | 0
F8_Residential_CZ3 - Single Family_Existing_Space Heating_Natural Gas_Furnace - Direct Fuel_Technical Potential | F8 | Residential | CZ3 - Single Family | Existing | Space Heating | Natural Gas | Furnace - Direct Fuel | Technical Potential | Avg. Replacement Demand (W) | 0 | 0 | 0 | 0 | 0 | 0 | 0 | 0 | 0 | 0 | 0 | 0 | 0 | 0 | 0 | 0 | 0 | 0 | 0 | 0 | 0 | 0 | 0 | 0 | 0 | 0 | 0 | 0 | 0 | 0
F1_Residential_CZ3 - Single Family_Existing_Space Heating_Natural Gas_Boiler - Direct Fuel_Technical Potential | F1 | Residential | CZ3 - Single Family | Existing | Space Heating | Natural Gas | Boiler - Direct Fuel | Technical Potential | Units | 0 | 0 | 0 | 0 | 0 | 0 | 0 | 0 | 0 | 0 | 0 | 0 | 0 | 0 | 0 | 0 | 0 | 0 | 0 | 0 | 0 | 0 | 0 | 0 | 0 | 0 | 0 | 0 | 0 | 0
F2_Residential_CZ3 - Single Family_Existing_Space Heating_Natural Gas_Boiler - Direct Fuel_Technical Potential | F2 | Residential | CZ3 - Single Family | Existing | Space Heating | Natural Gas | Boiler - Direct Fuel | Technical Potential | Usage (MMtherm) | 0 | 0 | 0 | 0 | 0 | 0 | 0 | 0 | 0 | 0 | 0 | 0 | 0 | 0 | 0 | 0 | 0 | 0 | 0 | 0 | 0 | 0 | 0 | 0 | 0 | 0 | 0 | 0 | 0 | 0
F3_Residential_CZ3 - Single Family_Existing_Space Heating_Natural Gas_Boiler - Direct Fuel_Technical Potential | F3 | Residential | CZ3 - Single Family | Existing | Space Heating | Natural Gas | Boiler - Direct Fuel | Technical Potential | Peak Demand (S) | 0 | 0 | 0 | 0 | 0 | 0 | 0 | 0 | 0 | 0 | 0 | 0 | 0 | 0 | 0 | 0 | 0 | 0 | 0 | 0 | 0 | 0 | 0 | 0 | 0 | 0 | 0 | 0 | 0 | 0
F4_Residential_CZ3 - Single Family_Existing_Space Heating_Natural Gas_Boiler - Direct Fuel_Technical Potential | F4 | Residential | CZ3 - Single Family | Existing | Space Heating | Natural Gas | Boiler - Direct Fuel | Technical Potential | Peak Demand (W) | 0 | 0 | 0 | 0 | 0 | 0 | 0 | 0 | 0 | 0 | 0 | 0 | 0 | 0 | 0 | 0 | 0 | 0 | 0 | 0 | 0 | 0 | 0 | 0 | 0 | 0 | 0 | 0 | 0 | 0
F5_Residential_CZ3 - Single Family_Existing_Space Heating_Natural Gas_Boiler - Direct Fuel_Technical Potential | F5 | Residential | CZ3 - Single Family | Existing | Space Heating | Natural Gas | Boiler - Direct Fuel | Technical Potential | Turnover | 0 | 0 | 0 | 0 | 0 | 0 | 0 | 0 | 0 | 0 | 0 | 0 | 0 | 0 | 0 | 0 | 0 | 0 | 0 | 0 | 0 | 0 | 0 | 0 | 0 | 0 | 0 | 0 | 0 | 0
F6_Residential_CZ3 - Single Family_Existing_Space Heating_Natural Gas_Boiler - Direct Fuel_Technical Potential | F6 | Residential | CZ3 - Single Family | Existing | Space Heating | Natural Gas | Boiler - Direct Fuel | Technical Potential | Avg. Replacement Usage | 0 | 0 | 0 | 0 | 0 | 0 | 0 | 0 | 0 | 0 | 0 | 0 | 0 | 0 | 0 | 0 | 0 | 0 | 0 | 0 | 0 | 0 | 0 | 0 | 0 | 0 | 0 | 0 | 0 | 0
F7_Residential_CZ3 - Single Family_Existing_Space Heating_Natural Gas_Boiler - Direct Fuel_Technical Potential | F7 | Residential | CZ3 - Single Family | Existing | Space Heating | Natural Gas | Boiler - Direct Fuel | Technical Potential | Avg. Replacement Demand (S) | 0 | 0 | 0 | 0 | 0 | 0 | 0 | 0 | 0 | 0 | 0 | 0 | 0 | 0 | 0 | 0 | 0 | 0 | 0 | 0 | 0 | 0 | 0 | 0 | 0 | 0 | 0 | 0 | 0 | 0
F8_Residential_CZ3 - Single Family_Existing_Space Heating_Natural Gas_Boiler - Direct Fuel_Technical Potential | F8 | Residential | CZ3 - Single Family | Existing | Space Heating | Natural Gas | Boiler - Direct Fuel | Technical Potential | Avg. Replacement Demand (W) | 0 | 0 | 0 | 0 | 0 | 0 | 0 | 0 | 0 | 0 | 0 | 0 | 0 | 0 | 0 | 0 | 0 | 0 | 0 | 0 | 0 | 0 | 0 | 0 | 0 | 0 | 0 | 0 | 0 | 0
F1_Residential_CZ3 - Single Family_Existing_Secondary Heating_Natural Gas_Fireplace_Technical Potential | F1 | Residential | CZ3 - Single Family | Existing | Secondary Heating | Natural Gas | Fireplace | Technical Potential | Units | 0 | 0 | 0 | 0 | 0 | 0 | 0 | 0 | 0 | 0 | 0 | 0 | 0 | 0 | 0 | 0 | 0 | 0 | 0 | 0 | 0 | 0 | 0 | 0 | 0 | 0 | 0 | 0 | 0 | 0
F2_Residential_CZ3 - Single Family_Existing_Secondary Heating_Natural Gas_Fireplace_Technical Potential | F2 | Residential | CZ3 - Single Family | Existing | Secondary Heating | Natural Gas | Fireplace | Technical Potential | Usage (MMtherm) | 0 | 0 | 0 | 0 | 0 | 0 | 0 | 0 | 0 | 0 | 0 | 0 | 0 | 0 | 0 | 0 | 0 | 0 | 0 | 0 | 0 | 0 | 0 | 0 | 0 | 0 | 0 | 0 | 0 | 0
F3_Residential_CZ3 - Single Family_Existing_Secondary Heating_Natural Gas_Fireplace_Technical Potential | F3 | Residential | CZ3 - Single Family | Existing | Secondary Heating | Natural Gas | Fireplace | Technical Potential | Peak Demand (S) | 0 | 0 | 0 | 0 | 0 | 0 | 0 | 0 | 0 | 0 | 0 | 0 | 0 | 0 | 0 | 0 | 0 | 0 | 0 | 0 | 0 | 0 | 0 | 0 | 0 | 0 | 0 | 0 | 0 | 0
F4_Residential_CZ3 - Single Family_Existing_Secondary Heating_Natural Gas_Fireplace_Technical Potential | F4 | Residential | CZ3 - Single Family | Existing | Secondary Heating | Natural Gas | Fireplace | Technical Potential | Peak Demand (W) | 0 | 0 | 0 | 0 | 0 | 0 | 0 | 0 | 0 | 0 | 0 | 0 | 0 | 0 | 0 | 0 | 0 | 0 | 0 | 0 | 0 | 0 | 0 | 0 | 0 | 0 | 0 | 0 | 0 | 0
F5_Residential_CZ3 - Single Family_Existing_Secondary Heating_Natural Gas_Fireplace_Technical Potential | F5 | Residential | CZ3 - Single Family | Existing | Secondary Heating | Natural Gas | Fireplace | Technical Potential | Turnover | 0 | 0 | 0 | 0 | 0 | 0 | 0 | 0 | 0 | 0 | 0 | 0 | 0 | 0 | 0 | 0 | 0 | 0 | 0 | 0 | 0 | 0 | 0 | 0 | 0 | 0 | 0 | 0 | 0 | 0
F6_Residential_CZ3 - Single Family_Existing_Secondary Heating_Natural Gas_Fireplace_Technical Potential | F6 | Residential | CZ3 - Single Family | Existing | Secondary Heating | Natural Gas | Fireplace | Technical Potential | Avg. Replacement Usage | 0 | 0 | 0 | 0 | 0 | 0 | 0 | 0 | 0 | 0 | 0 | 0 | 0 | 0 | 0 | 0 | 0 | 0 | 0 | 0 | 0 | 0 | 0 | 0 | 0 | 0 | 0 | 0 | 0 | 0
F7_Residential_CZ3 - Single Family_Existing_Secondary Heating_Natural Gas_Fireplace_Technical Potential | F7 | Residential | CZ3 - Single Family | Existing | Secondary Heating | Natural Gas | Fireplace | Technical Potential | Avg. Replacement Demand (S) | 0 | 0 | 0 | 0 | 0 | 0 | 0 | 0 | 0 | 0 | 0 | 0 | 0 | 0 | 0 | 0 | 0 | 0 | 0 | 0 | 0 | 0 | 0 | 0 | 0 | 0 | 0 | 0 | 0 | 0
F8_Residential_CZ3 - Single Family_Existing_Secondary Heating_Natural Gas_Fireplace_Technical Potential | F8 | Residential | CZ3 - Single Family | Existing | Secondary Heating | Natural Gas | Fireplace | Technical Potential | Avg. Replacement Demand (W) | 0 | 0 | 0 | 0 | 0 | 0 | 0 | 0 | 0 | 0 | 0 | 0 | 0 | 0 | 0 | 0 | 0 | 0 | 0 | 0 | 0 | 0 | 0 | 0 | 0 | 0 | 0 | 0 | 0 | 0
F1_Residential_CZ3 - Single Family_Existing_Water Heating_Natural Gas_Water Heater <= 55 gal._Technical Potential | F1 | Residential | CZ3 - Single Family | Existing | Water Heating | Natural Gas | Water Heater <= 55 gal. | Technical Potential | Units | 0 | 0 | 0 | 0 | 0 | 0 | 0 | 0 | 0 | 0 | 0 | 0 | 0 | 0 | 0 | 0 | 0 | 0 | 0 | 0 | 0 | 0 | 0 | 0 | 0 | 0 | 0 | 0 | 0 | 0
F2_Residential_CZ3 - Single Family_Existing_Water Heating_Natural Gas_Water Heater <= 55 gal._Technical Potential | F2 | Residential | CZ3 - Single Family | Existing | Water Heating | Natural Gas | Water Heater <= 55 gal. | Technical Potential | Usage (MMtherm) | 0 | 0 | 0 | 0 | 0 | 0 | 0 | 0 | 0 | 0 | 0 | 0 | 0 | 0 | 0 | 0 | 0 | 0 | 0 | 0 | 0 | 0 | 0 | 0 | 0 | 0 | 0 | 0 | 0 | 0
F3_Residential_CZ3 - Single Family_Existing_Water Heating_Natural Gas_Water Heater <= 55 gal._Technical Potential | F3 | Residential | CZ3 - Single Family | Existing | Water Heating | Natural Gas | Water Heater <= 55 gal. | Technical Potential | Peak Demand (S) | 0 | 0 | 0 | 0 | 0 | 0 | 0 | 0 | 0 | 0 | 0 | 0 | 0 | 0 | 0 | 0 | 0 | 0 | 0 | 0 | 0 | 0 | 0 | 0 | 0 | 0 | 0 | 0 | 0 | 0
F4_Residential_CZ3 - Single Family_Existing_Water Heating_Natural Gas_Water Heater <= 55 gal._Technical Potential | F4 | Residential | CZ3 - Single Family | Existing | Water Heating | Natural Gas | Water Heater <= 55 gal. | Technical Potential | Peak Demand (W) | 0 | 0 | 0 | 0 | 0 | 0 | 0 | 0 | 0 | 0 | 0 | 0 | 0 | 0 | 0 | 0 | 0 | 0 | 0 | 0 | 0 | 0 | 0 | 0 | 0 | 0 | 0 | 0 | 0 | 0
F5_Residential_CZ3 - Single Family_Existing_Water Heating_Natural Gas_Water Heater <= 55 gal._Technical Potential | F5 | Residential | CZ3 - Single Family | Existing | Water Heating | Natural Gas | Water Heater <= 55 gal. | Technical Potential | Turnover | 0 | 0 | 0 | 0 | 0 | 0 | 0 | 0 | 0 | 0 | 0 | 0 | 0 | 0 | 0 | 0 | 0 | 0 | 0 | 0 | 0 | 0 | 0 | 0 | 0 | 0 | 0 | 0 | 0 | 0
F6_Residential_CZ3 - Single Family_Existing_Water Heating_Natural Gas_Water Heater <= 55 gal._Technical Potential | F6 | Residential | CZ3 - Single Family | Existing | Water Heating | Natural Gas | Water Heater <= 55 gal. | Technical Potential | Avg. Replacement Usage | 0 | 0 | 0 | 0 | 0 | 0 | 0 | 0 | 0 | 0 | 0 | 0 | 0 | 0 | 0 | 0 | 0 | 0 | 0 | 0 | 0 | 0 | 0 | 0 | 0 | 0 | 0 | 0 | 0 | 0
F7_Residential_CZ3 - Single Family_Existing_Water Heating_Natural Gas_Water Heater <= 55 gal._Technical Potential | F7 | Residential | CZ3 - Single Family | Existing | Water Heating | Natural Gas | Water Heater <= 55 gal. | Technical Potential | Avg. Replacement Demand (S) | 0 | 0 | 0 | 0 | 0 | 0 | 0 | 0 | 0 | 0 | 0 | 0 | 0 | 0 | 0 | 0 | 0 | 0 | 0 | 0 | 0 | 0 | 0 | 0 | 0 | 0 | 0 | 0 | 0 | 0
F8_Residential_CZ3 - Single Family_Existing_Water Heating_Natural Gas_Water Heater <= 55 gal._Technical Potential | F8 | Residential | CZ3 - Single Family | Existing | Water Heating | Natural Gas | Water Heater <= 55 gal. | Technical Potential | Avg. Replacement Demand (W) | 0 | 0 | 0 | 0 | 0 | 0 | 0 | 0 | 0 | 0 | 0 | 0 | 0 | 0 | 0 | 0 | 0 | 0 | 0 | 0 | 0 | 0 | 0 | 0 | 0 | 0 | 0 | 0 | 0 | 0
F1_Residential_CZ3 - Single Family_Existing_Water Heating_Natural Gas_Water Heater > 55 gal._Technical Potential | F1 | Residential | CZ3 - Single Family | Existing | Water Heating | Natural Gas | Water Heater > 55 gal. | Technical Potential | Units | 0 | 0 | 0 | 0 | 0 | 0 | 0 | 0 | 0 | 0 | 0 | 0 | 0 | 0 | 0 | 0 | 0 | 0 | 0 | 0 | 0 | 0 | 0 | 0 | 0 | 0 | 0 | 0 | 0 | 0
F2_Residential_CZ3 - Single Family_Existing_Water Heating_Natural Gas_Water Heater > 55 gal._Technical Potential | F2 | Residential | CZ3 - Single Family | Existing | Water Heating | Natural Gas | Water Heater > 55 gal. | Technical Potential | Usage (MMtherm) | 0 | 0 | 0 | 0 | 0 | 0 | 0 | 0 | 0 | 0 | 0 | 0 | 0 | 0 | 0 | 0 | 0 | 0 | 0 | 0 | 0 | 0 | 0 | 0 | 0 | 0 | 0 | 0 | 0 | 0
F3_Residential_CZ3 - Single Family_Existing_Water Heating_Natural Gas_Water Heater > 55 gal._Technical Potential | F3 | Residential | CZ3 - Single Family | Existing | Water Heating | Natural Gas | Water Heater > 55 gal. | Technical Potential | Peak Demand (S) | 0 | 0 | 0 | 0 | 0 | 0 | 0 | 0 | 0 | 0 | 0 | 0 | 0 | 0 | 0 | 0 | 0 | 0 | 0 | 0 | 0 | 0 | 0 | 0 | 0 | 0 | 0 | 0 | 0 | 0
F4_Residential_CZ3 - Single Family_Existing_Water Heating_Natural Gas_Water Heater > 55 gal._Technical Potential | F4 | Residential | CZ3 - Single Family | Existing | Water Heating | Natural Gas | Water Heater > 55 gal. | Technical Potential | Peak Demand (W) | 0 | 0 | 0 | 0 | 0 | 0 | 0 | 0 | 0 | 0 | 0 | 0 | 0 | 0 | 0 | 0 | 0 | 0 | 0 | 0 | 0 | 0 | 0 | 0 | 0 | 0 | 0 | 0 | 0 | 0
F5_Residential_CZ3 - Single Family_Existing_Water Heating_Natural Gas_Water Heater > 55 gal._Technical Potential | F5 | Residential | CZ3 - Single Family | Existing | Water Heating | Natural Gas | Water Heater > 55 gal. | Technical Potential | Turnover | 0 | 0 | 0 | 0 | 0 | 0 | 0 | 0 | 0 | 0 | 0 | 0 | 0 | 0 | 0 | 0 | 0 | 0 | 0 | 0 | 0 | 0 | 0 | 0 | 0 | 0 | 0 | 0 | 0 | 0
F6_Residential_CZ3 - Single Family_Existing_Water Heating_Natural Gas_Water Heater > 55 gal._Technical Potential | F6 | Residential | CZ3 - Single Family | Existing | Water Heating | Natural Gas | Water Heater > 55 gal. | Technical Potential | Avg. Replacement Usage | 0 | 0 | 0 | 0 | 0 | 0 | 0 | 0 | 0 | 0 | 0 | 0 | 0 | 0 | 0 | 0 | 0 | 0 | 0 | 0 | 0 | 0 | 0 | 0 | 0 | 0 | 0 | 0 | 0 | 0
F7_Residential_CZ3 - Single Family_Existing_Water Heating_Natural Gas_Water Heater > 55 gal._Technical Potential | F7 | Residential | CZ3 - Single Family | Existing | Water Heating | Natural Gas | Water Heater > 55 gal. | Technical Potential | Avg. Replacement Demand (S) | 0 | 0 | 0 | 0 | 0 | 0 | 0 | 0 | 0 | 0 | 0 | 0 | 0 | 0 | 0 | 0 | 0 | 0 | 0 | 0 | 0 | 0 | 0 | 0 | 0 | 0 | 0 | 0 | 0 | 0
F8_Residential_CZ3 - Single Family_Existing_Water Heating_Natural Gas_Water Heater > 55 gal._Technical Potential | F8 | Residential | CZ3 - Single Family | Existing | Water Heating | Natural Gas | Water Heater > 55 gal. | Technical Potential | Avg. Replacement Demand (W) | 0 | 0 | 0 | 0 | 0 | 0 | 0 | 0 | 0 | 0 | 0 | 0 | 0 | 0 | 0 | 0 | 0 | 0 | 0 | 0 | 0 | 0 | 0 | 0 | 0 | 0 | 0 | 0 | 0 | 0
F1_Residential_CZ3 - Single Family_Existing_Appliances_Natural Gas_Clothes Dryer_Technical Potential | F1 | Residential | CZ3 - Single Family | Existing | Appliances | Natural Gas | Clothes Dryer | Technical Potential | Units | 0 | 0 | 0 | 0 | 0 | 0 | 0 | 0 | 0 | 0 | 0 | 0 | 0 | 0 | 0 | 0 | 0 | 0 | 0 | 0 | 0 | 0 | 0 | 0 | 0 | 0 | 0 | 0 | 0 | 0
F2_Residential_CZ3 - Single Family_Existing_Appliances_Natural Gas_Clothes Dryer_Technical Potential | F2 | Residential | CZ3 - Single Family | Existing | Appliances | Natural Gas | Clothes Dryer | Technical Potential | Usage (MMtherm) | 0 | 0 | 0 | 0 | 0 | 0 | 0 | 0 | 0 | 0 | 0 | 0 | 0 | 0 | 0 | 0 | 0 | 0 | 0 | 0 | 0 | 0 | 0 | 0 | 0 | 0 | 0 | 0 | 0 | 0
F3_Residential_CZ3 - Single Family_Existing_Appliances_Natural Gas_Clothes Dryer_Technical Potential | F3 | Residential | CZ3 - Single Family | Existing | Appliances | Natural Gas | Clothes Dryer | Technical Potential | Peak Demand (S) | 0 | 0 | 0 | 0 | 0 | 0 | 0 | 0 | 0 | 0 | 0 | 0 | 0 | 0 | 0 | 0 | 0 | 0 | 0 | 0 | 0 | 0 | 0 | 0 | 0 | 0 | 0 | 0 | 0 | 0
F4_Residential_CZ3 - Single Family_Existing_Appliances_Natural Gas_Clothes Dryer_Technical Potential | F4 | Residential | CZ3 - Single Family | Existing | Appliances | Natural Gas | Clothes Dryer | Technical Potential | Peak Demand (W) | 0 | 0 | 0 | 0 | 0 | 0 | 0 | 0 | 0 | 0 | 0 | 0 | 0 | 0 | 0 | 0 | 0 | 0 | 0 | 0 | 0 | 0 | 0 | 0 | 0 | 0 | 0 | 0 | 0 | 0
F5_Residential_CZ3 - Single Family_Existing_Appliances_Natural Gas_Clothes Dryer_Technical Potential | F5 | Residential | CZ3 - Single Family | Existing | Appliances | Natural Gas | Clothes Dryer | Technical Potential | Turnover | 0 | 0 | 0 | 0 | 0 | 0 | 0 | 0 | 0 | 0 | 0 | 0 | 0 | 0 | 0 | 0 | 0 | 0 | 0 | 0 | 0 | 0 | 0 | 0 | 0 | 0 | 0 | 0 | 0 | 0
F6_Residential_CZ3 - Single Family_Existing_Appliances_Natural Gas_Clothes Dryer_Technical Potential | F6 | Residential | CZ3 - Single Family | Existing | Appliances | Natural Gas | Clothes Dryer | Technical Potential | Avg. Replacement Usage | 0 | 0 | 0 | 0 | 0 | 0 | 0 | 0 | 0 | 0 | 0 | 0 | 0 | 0 | 0 | 0 | 0 | 0 | 0 | 0 | 0 | 0 | 0 | 0 | 0 | 0 | 0 | 0 | 0 | 0
F7_Residential_CZ3 - Single Family_Existing_Appliances_Natural Gas_Clothes Dryer_Technical Potential | F7 | Residential | CZ3 - Single Family | Existing | Appliances | Natural Gas | Clothes Dryer | Technical Potential | Avg. Replacement Demand (S) | 0 | 0 | 0 | 0 | 0 | 0 | 0 | 0 | 0 | 0 | 0 | 0 | 0 | 0 | 0 | 0 | 0 | 0 | 0 | 0 | 0 | 0 | 0 | 0 | 0 | 0 | 0 | 0 | 0 | 0
F8_Residential_CZ3 - Single Family_Existing_Appliances_Natural Gas_Clothes Dryer_Technical Potential | F8 | Residential | CZ3 - Single Family | Existing | Appliances | Natural Gas | Clothes Dryer | Technical Potential | Avg. Replacement Demand (W) | 0 | 0 | 0 | 0 | 0 | 0 | 0 | 0 | 0 | 0 | 0 | 0 | 0 | 0 | 0 | 0 | 0 | 0 | 0 | 0 | 0 | 0 | 0 | 0 | 0 | 0 | 0 | 0 | 0 | 0
F1_Residential_CZ3 - Single Family_Existing_Appliances_Natural Gas_Stove/Oven_Technical Potential | F1 | Residential | CZ3 - Single Family | Existing | Appliances | Natural Gas | Stove/Oven | Technical Potential | Units | 0 | 0 | 0 | 0 | 0 | 0 | 0 | 0 | 0 | 0 | 0 | 0 | 0 | 0 | 0 | 0 | 0 | 0 | 0 | 0 | 0 | 0 | 0 | 0 | 0 | 0 | 0 | 0 | 0 | 0
F2_Residential_CZ3 - Single Family_Existing_Appliances_Natural Gas_Stove/Oven_Technical Potential | F2 | Residential | CZ3 - Single Family | Existing | Appliances | Natural Gas | Stove/Oven | Technical Potential | Usage (MMtherm) | 0 | 0 | 0 | 0 | 0 | 0 | 0 | 0 | 0 | 0 | 0 | 0 | 0 | 0 | 0 | 0 | 0 | 0 | 0 | 0 | 0 | 0 | 0 | 0 | 0 | 0 | 0 | 0 | 0 | 0
F3_Residential_CZ3 - Single Family_Existing_Appliances_Natural Gas_Stove/Oven_Technical Potential | F3 | Residential | CZ3 - Single Family | Existing | Appliances | Natural Gas | Stove/Oven | Technical Potential | Peak Demand (S) | 0 | 0 | 0 | 0 | 0 | 0 | 0 | 0 | 0 | 0 | 0 | 0 | 0 | 0 | 0 | 0 | 0 | 0 | 0 | 0 | 0 | 0 | 0 | 0 | 0 | 0 | 0 | 0 | 0 | 0
F4_Residential_CZ3 - Single Family_Existing_Appliances_Natural Gas_Stove/Oven_Technical Potential | F4 | Residential | CZ3 - Single Family | Existing | Appliances | Natural Gas | Stove/Oven | Technical Potential | Peak Demand (W) | 0 | 0 | 0 | 0 | 0 | 0 | 0 | 0 | 0 | 0 | 0 | 0 | 0 | 0 | 0 | 0 | 0 | 0 | 0 | 0 | 0 | 0 | 0 | 0 | 0 | 0 | 0 | 0 | 0 | 0
F5_Residential_CZ3 - Single Family_Existing_Appliances_Natural Gas_Stove/Oven_Technical Potential | F5 | Residential | CZ3 - Single Family | Existing | Appliances | Natural Gas | Stove/Oven | Technical Potential | Turnover | 0 | 0 | 0 | 0 | 0 | 0 | 0 | 0 | 0 | 0 | 0 | 0 | 0 | 0 | 0 | 0 | 0 | 0 | 0 | 0 | 0 | 0 | 0 | 0 | 0 | 0 | 0 | 0 | 0 | 0
F6_Residential_CZ3 - Single Family_Existing_Appliances_Natural Gas_Stove/Oven_Technical Potential | F6 | Residential | CZ3 - Single Family | Existing | Appliances | Natural Gas | Stove/Oven | Technical Potential | Avg. Replacement Usage | 0 | 0 | 0 | 0 | 0 | 0 | 0 | 0 | 0 | 0 | 0 | 0 | 0 | 0 | 0 | 0 | 0 | 0 | 0 | 0 | 0 | 0 | 0 | 0 | 0 | 0 | 0 | 0 | 0 | 0
F7_Residential_CZ3 - Single Family_Existing_Appliances_Natural Gas_Stove/Oven_Technical Potential | F7 | Residential | CZ3 - Single Family | Existing | Appliances | Natural Gas | Stove/Oven | Technical Potential | Avg. Replacement Demand (S) | 0 | 0 | 0 | 0 | 0 | 0 | 0 | 0 | 0 | 0 | 0 | 0 | 0 | 0 | 0 | 0 | 0 | 0 | 0 | 0 | 0 | 0 | 0 | 0 | 0 | 0 | 0 | 0 | 0 | 0
F8_Residential_CZ3 - Single Family_Existing_Appliances_Natural Gas_Stove/Oven_Technical Potential | F8 | Residential | CZ3 - Single Family | Existing | Appliances | Natural Gas | Stove/Oven | Technical Potential | Avg. Replacement Demand (W) | 0 | 0 | 0 | 0 | 0 | 0 | 0 | 0 | 0 | 0 | 0 | 0 | 0 | 0 | 0 | 0 | 0 | 0 | 0 | 0 | 0 | 0 | 0 | 0 | 0 | 0 | 0 | 0 | 0 | 0
F1_Residential_CZ3 - Single Family_Existing_Miscellaneous_Natural Gas_Pool Heater_Technical Potential | F1 | Residential | CZ3 - Single Family | Existing | Miscellaneous | Natural Gas | Pool Heater | Technical Potential | Units | 0 | 0 | 0 | 0 | 0 | 0 | 0 | 0 | 0 | 0 | 0 | 0 | 0 | 0 | 0 | 0 | 0 | 0 | 0 | 0 | 0 | 0 | 0 | 0 | 0 | 0 | 0 | 0 | 0 | 0
F2_Residential_CZ3 - Single Family_Existing_Miscellaneous_Natural Gas_Pool Heater_Technical Potential | F2 | Residential | CZ3 - Single Family | Existing | Miscellaneous | Natural Gas | Pool Heater | Technical Potential | Usage (MMtherm) | 0 | 0 | 0 | 0 | 0 | 0 | 0 | 0 | 0 | 0 | 0 | 0 | 0 | 0 | 0 | 0 | 0 | 0 | 0 | 0 | 0 | 0 | 0 | 0 | 0 | 0 | 0 | 0 | 0 | 0
F3_Residential_CZ3 - Single Family_Existing_Miscellaneous_Natural Gas_Pool Heater_Technical Potential | F3 | Residential | CZ3 - Single Family | Existing | Miscellaneous | Natural Gas | Pool Heater | Technical Potential | Peak Demand (S) | 0 | 0 | 0 | 0 | 0 | 0 | 0 | 0 | 0 | 0 | 0 | 0 | 0 | 0 | 0 | 0 | 0 | 0 | 0 | 0 | 0 | 0 | 0 | 0 | 0 | 0 | 0 | 0 | 0 | 0
F4_Residential_CZ3 - Single Family_Existing_Miscellaneous_Natural Gas_Pool Heater_Technical Potential | F4 | Residential | CZ3 - Single Family | Existing | Miscellaneous | Natural Gas | Pool Heater | Technical Potential | Peak Demand (W) | 0 | 0 | 0 | 0 | 0 | 0 | 0 | 0 | 0 | 0 | 0 | 0 | 0 | 0 | 0 | 0 | 0 | 0 | 0 | 0 | 0 | 0 | 0 | 0 | 0 | 0 | 0 | 0 | 0 | 0
F5_Residential_CZ3 - Single Family_Existing_Miscellaneous_Natural Gas_Pool Heater_Technical Potential | F5 | Residential | CZ3 - Single Family | Existing | Miscellaneous | Natural Gas | Pool Heater | Technical Potential | Turnover | 0 | 0 | 0 | 0 | 0 | 0 | 0 | 0 | 0 | 0 | 0 | 0 | 0 | 0 | 0 | 0 | 0 | 0 | 0 | 0 | 0 | 0 | 0 | 0 | 0 | 0 | 0 | 0 | 0 | 0
F6_Residential_CZ3 - Single Family_Existing_Miscellaneous_Natural Gas_Pool Heater_Technical Potential | F6 | Residential | CZ3 - Single Family | Existing | Miscellaneous | Natural Gas | Pool Heater | Technical Potential | Avg. Replacement Usage | 0 | 0 | 0 | 0 | 0 | 0 | 0 | 0 | 0 | 0 | 0 | 0 | 0 | 0 | 0 | 0 | 0 | 0 | 0 | 0 | 0 | 0 | 0 | 0 | 0 | 0 | 0 | 0 | 0 | 0
F7_Residential_CZ3 - Single Family_Existing_Miscellaneous_Natural Gas_Pool Heater_Technical Potential | F7 | Residential | CZ3 - Single Family | Existing | Miscellaneous | Natural Gas | Pool Heater | Technical Potential | Avg. Replacement Demand (S) | 0 | 0 | 0 | 0 | 0 | 0 | 0 | 0 | 0 | 0 | 0 | 0 | 0 | 0 | 0 | 0 | 0 | 0 | 0 | 0 | 0 | 0 | 0 | 0 | 0 | 0 | 0 | 0 | 0 | 0
F8_Residential_CZ3 - Single Family_Existing_Miscellaneous_Natural Gas_Pool Heater_Technical Potential | F8 | Residential | CZ3 - Single Family | Existing | Miscellaneous | Natural Gas | Pool Heater | Technical Potential | Avg. Replacement Demand (W) | 0 | 0 | 0 | 0 | 0 | 0 | 0 | 0 | 0 | 0 | 0 | 0 | 0 | 0 | 0 | 0 | 0 | 0 | 0 | 0 | 0 | 0 | 0 | 0 | 0 | 0 | 0 | 0 | 0 | 0
F1_Residential_CZ3 - Single Family_Existing_Miscellaneous_Natural Gas_Miscellaneous_Technical Potential | F1 | Residential | CZ3 - Single Family | Existing | Miscellaneous | Natural Gas | Miscellaneous | Technical Potential | Units | 0 | 0 | 0 | 0 | 0 | 0 | 0 | 0 | 0 | 0 | 0 | 0 | 0 | 0 | 0 | 0 | 0 | 0 | 0 | 0 | 0 | 0 | 0 | 0 | 0 | 0 | 0 | 0 | 0 | 0
F2_Residential_CZ3 - Single Family_Existing_Miscellaneous_Natural Gas_Miscellaneous_Technical Potential | F2 | Residential | CZ3 - Single Family | Existing | Miscellaneous | Natural Gas | Miscellaneous | Technical Potential | Usage (MMtherm) | 0 | 0 | 0 | 0 | 0 | 0 | 0 | 0 | 0 | 0 | 0 | 0 | 0 | 0 | 0 | 0 | 0 | 0 | 0 | 0 | 0 | 0 | 0 | 0 | 0 | 0 | 0 | 0 | 0 | 0
F3_Residential_CZ3 - Single Family_Existing_Miscellaneous_Natural Gas_Miscellaneous_Technical Potential | F3 | Residential | CZ3 - Single Family | Existing | Miscellaneous | Natural Gas | Miscellaneous | Technical Potential | Peak Demand (S) | 0 | 0 | 0 | 0 | 0 | 0 | 0 | 0 | 0 | 0 | 0 | 0 | 0 | 0 | 0 | 0 | 0 | 0 | 0 | 0 | 0 | 0 | 0 | 0 | 0 | 0 | 0 | 0 | 0 | 0
F4_Residential_CZ3 - Single Family_Existing_Miscellaneous_Natural Gas_Miscellaneous_Technical Potential | F4 | Residential | CZ3 - Single Family | Existing | Miscellaneous | Natural Gas | Miscellaneous | Technical Potential | Peak Demand (W) | 0 | 0 | 0 | 0 | 0 | 0 | 0 | 0 | 0 | 0 | 0 | 0 | 0 | 0 | 0 | 0 | 0 | 0 | 0 | 0 | 0 | 0 | 0 | 0 | 0 | 0 | 0 | 0 | 0 | 0
F5_Residential_CZ3 - Single Family_Existing_Miscellaneous_Natural Gas_Miscellaneous_Technical Potential | F5 | Residential | CZ3 - Single Family | Existing | Miscellaneous | Natural Gas | Miscellaneous | Technical Potential | Turnover | 0 | 0 | 0 | 0 | 0 | 0 | 0 | 0 | 0 | 0 | 0 | 0 | 0 | 0 | 0 | 0 | 0 | 0 | 0 | 0 | 0 | 0 | 0 | 0 | 0 | 0 | 0 | 0 | 0 | 0
F6_Residential_CZ3 - Single Family_Existing_Miscellaneous_Natural Gas_Miscellaneous_Technical Potential | F6 | Residential | CZ3 - Single Family | Existing | Miscellaneous | Natural Gas | Miscellaneous | Technical Potential | Avg. Replacement Usage | 0 | 0 | 0 | 0 | 0 | 0 | 0 | 0 | 0 | 0 | 0 | 0 | 0 | 0 | 0 | 0 | 0 | 0 | 0 | 0 | 0 | 0 | 0 | 0 | 0 | 0 | 0 | 0 | 0 | 0
F7_Residential_CZ3 - Single Family_Existing_Miscellaneous_Natural Gas_Miscellaneous_Technical Potential | F7 | Residential | CZ3 - Single Family | Existing | Miscellaneous | Natural Gas | Miscellaneous | Technical Potential | Avg. Replacement Demand (S) | 0 | 0 | 0 | 0 | 0 | 0 | 0 | 0 | 0 | 0 | 0 | 0 | 0 | 0 | 0 | 0 | 0 | 0 | 0 | 0 | 0 | 0 | 0 | 0 | 0 | 0 | 0 | 0 | 0 | 0
F8_Residential_CZ3 - Single Family_Existing_Miscellaneous_Natural Gas_Miscellaneous_Technical Potential | F8 | Residential | CZ3 - Single Family | Existing | Miscellaneous | Natural Gas | Miscellaneous | Technical Potential | Avg. Replacement Demand (W) | 0 | 0 | 0 | 0 | 0 | 0 | 0 | 0 | 0 | 0 | 0 | 0 | 0 | 0 | 0 | 0 | 0 | 0 | 0 | 0 | 0 | 0 | 0 | 0 | 0 | 0 | 0 | 0 | 0 | 0
F1_Residential_CZ3 - Single Family_New_Space Heating_Natural Gas_Furnace - Direct Fuel_Technical Potential | F1 | Residential | CZ3 - Single Family | New | Space Heating | Natural Gas | Furnace - Direct Fuel | Technical Potential | Units | 0 | 0 | 0 | 0 | 0 | 0 | 0 | 0 | 0 | 0 | 0 | 0 | 0 | 0 | 0 | 0 | 0 | 0 | 0 | 0 | 0 | 0 | 0 | 0 | 0 | 0 | 0 | 0 | 0 | 0
F2_Residential_CZ3 - Single Family_New_Space Heating_Natural Gas_Furnace - Direct Fuel_Technical Potential | F2 | Residential | CZ3 - Single Family | New | Space Heating | Natural Gas | Furnace - Direct Fuel | Technical Potential | Usage (MMtherm) | 0 | 0 | 0 | 0 | 0 | 0 | 0 | 0 | 0 | 0 | 0 | 0 | 0 | 0 | 0 | 0 | 0 | 0 | 0 | 0 | 0 | 0 | 0 | 0 | 0 | 0 | 0 | 0 | 0 | 0
F3_Residential_CZ3 - Single Family_New_Space Heating_Natural Gas_Furnace - Direct Fuel_Technical Potential | F3 | Residential | CZ3 - Single Family | New | Space Heating | Natural Gas | Furnace - Direct Fuel | Technical Potential | Peak Demand (S) | 0 | 0 | 0 | 0 | 0 | 0 | 0 | 0 | 0 | 0 | 0 | 0 | 0 | 0 | 0 | 0 | 0 | 0 | 0 | 0 | 0 | 0 | 0 | 0 | 0 | 0 | 0 | 0 | 0 | 0
F4_Residential_CZ3 - Single Family_New_Space Heating_Natural Gas_Furnace - Direct Fuel_Technical Potential | F4 | Residential | CZ3 - Single Family | New | Space Heating | Natural Gas | Furnace - Direct Fuel | Technical Potential | Peak Demand (W) | 0 | 0 | 0 | 0 | 0 | 0 | 0 | 0 | 0 | 0 | 0 | 0 | 0 | 0 | 0 | 0 | 0 | 0 | 0 | 0 | 0 | 0 | 0 | 0 | 0 | 0 | 0 | 0 | 0 | 0
F5_Residential_CZ3 - Single Family_New_Space Heating_Natural Gas_Furnace - Direct Fuel_Technical Potential | F5 | Residential | CZ3 - Single Family | New | Space Heating | Natural Gas | Furnace - Direct Fuel | Technical Potential | Turnover | 0 | 0 | 0 | 0 | 0 | 0 | 0 | 0 | 0 | 0 | 0 | 0 | 0 | 0 | 0 | 0 | 0 | 0 | 0 | 0 | 0 | 0 | 0 | 0 | 0 | 0 | 0 | 0 | 0 | 0
F6_Residential_CZ3 - Single Family_New_Space Heating_Natural Gas_Furnace - Direct Fuel_Technical Potential | F6 | Residential | CZ3 - Single Family | New | Space Heating | Natural Gas | Furnace - Direct Fuel | Technical Potential | Avg. Replacement Usage | 0 | 0 | 0 | 0 | 0 | 0 | 0 | 0 | 0 | 0 | 0 | 0 | 0 | 0 | 0 | 0 | 0 | 0 | 0 | 0 | 0 | 0 | 0 | 0 | 0 | 0 | 0 | 0 | 0 | 0
F7_Residential_CZ3 - Single Family_New_Space Heating_Natural Gas_Furnace - Direct Fuel_Technical Potential | F7 | Residential | CZ3 - Single Family | New | Space Heating | Natural Gas | Furnace - Direct Fuel | Technical Potential | Avg. Replacement Demand (S) | 0 | 0 | 0 | 0 | 0 | 0 | 0 | 0 | 0 | 0 | 0 | 0 | 0 | 0 | 0 | 0 | 0 | 0 | 0 | 0 | 0 | 0 | 0 | 0 | 0 | 0 | 0 | 0 | 0 | 0
F8_Residential_CZ3 - Single Family_New_Space Heating_Natural Gas_Furnace - Direct Fuel_Technical Potential | F8 | Residential | CZ3 - Single Family | New | Space Heating | Natural Gas | Furnace - Direct Fuel | Technical Potential | Avg. Replacement Demand (W) | 0 | 0 | 0 | 0 | 0 | 0 | 0 | 0 | 0 | 0 | 0 | 0 | 0 | 0 | 0 | 0 | 0 | 0 | 0 | 0 | 0 | 0 | 0 | 0 | 0 | 0 | 0 | 0 | 0 | 0
F1_Residential_CZ3 - Single Family_New_Space Heating_Natural Gas_Boiler - Direct Fuel_Technical Potential | F1 | Residential | CZ3 - Single Family | New | Space Heating | Natural Gas | Boiler - Direct Fuel | Technical Potential | Units | 0 | 0 | 0 | 0 | 0 | 0 | 0 | 0 | 0 | 0 | 0 | 0 | 0 | 0 | 0 | 0 | 0 | 0 | 0 | 0 | 0 | 0 | 0 | 0 | 0 | 0 | 0 | 0 | 0 | 0
F2_Residential_CZ3 - Single Family_New_Space Heating_Natural Gas_Boiler - Direct Fuel_Technical Potential | F2 | Residential | CZ3 - Single Family | New | Space Heating | Natural Gas | Boiler - Direct Fuel | Technical Potential | Usage (MMtherm) | 0 | 0 | 0 | 0 | 0 | 0 | 0 | 0 | 0 | 0 | 0 | 0 | 0 | 0 | 0 | 0 | 0 | 0 | 0 | 0 | 0 | 0 | 0 | 0 | 0 | 0 | 0 | 0 | 0 | 0
F3_Residential_CZ3 - Single Family_New_Space Heating_Natural Gas_Boiler - Direct Fuel_Technical Potential | F3 | Residential | CZ3 - Single Family | New | Space Heating | Natural Gas | Boiler - Direct Fuel | Technical Potential | Peak Demand (S) | 0 | 0 | 0 | 0 | 0 | 0 | 0 | 0 | 0 | 0 | 0 | 0 | 0 | 0 | 0 | 0 | 0 | 0 | 0 | 0 | 0 | 0 | 0 | 0 | 0 | 0 | 0 | 0 | 0 | 0
F4_Residential_CZ3 - Single Family_New_Space Heating_Natural Gas_Boiler - Direct Fuel_Technical Potential | F4 | Residential | CZ3 - Single Family | New | Space Heating | Natural Gas | Boiler - Direct Fuel | Technical Potential | Peak Demand (W) | 0 | 0 | 0 | 0 | 0 | 0 | 0 | 0 | 0 | 0 | 0 | 0 | 0 | 0 | 0 | 0 | 0 | 0 | 0 | 0 | 0 | 0 | 0 | 0 | 0 | 0 | 0 | 0 | 0 | 0
F5_Residential_CZ3 - Single Family_New_Space Heating_Natural Gas_Boiler - Direct Fuel_Technical Potential | F5 | Residential | CZ3 - Single Family | New | Space Heating | Natural Gas | Boiler - Direct Fuel | Technical Potential | Turnover | 0 | 0 | 0 | 0 | 0 | 0 | 0 | 0 | 0 | 0 | 0 | 0 | 0 | 0 | 0 | 0 | 0 | 0 | 0 | 0 | 0 | 0 | 0 | 0 | 0 | 0 | 0 | 0 | 0 | 0
F6_Residential_CZ3 - Single Family_New_Space Heating_Natural Gas_Boiler - Direct Fuel_Technical Potential | F6 | Residential | CZ3 - Single Family | New | Space Heating | Natural Gas | Boiler - Direct Fuel | Technical Potential | Avg. Replacement Usage | 0 | 0 | 0 | 0 | 0 | 0 | 0 | 0 | 0 | 0 | 0 | 0 | 0 | 0 | 0 | 0 | 0 | 0 | 0 | 0 | 0 | 0 | 0 | 0 | 0 | 0 | 0 | 0 | 0 | 0
F7_Residential_CZ3 - Single Family_New_Space Heating_Natural Gas_Boiler - Direct Fuel_Technical Potential | F7 | Residential | CZ3 - Single Family | New | Space Heating | Natural Gas | Boiler - Direct Fuel | Technical Potential | Avg. Replacement Demand (S) | 0 | 0 | 0 | 0 | 0 | 0 | 0 | 0 | 0 | 0 | 0 | 0 | 0 | 0 | 0 | 0 | 0 | 0 | 0 | 0 | 0 | 0 | 0 | 0 | 0 | 0 | 0 | 0 | 0 | 0
F8_Residential_CZ3 - Single Family_New_Space Heating_Natural Gas_Boiler - Direct Fuel_Technical Potential | F8 | Residential | CZ3 - Single Family | New | Space Heating | Natural Gas | Boiler - Direct Fuel | Technical Potential | Avg. Replacement Demand (W) | 0 | 0 | 0 | 0 | 0 | 0 | 0 | 0 | 0 | 0 | 0 | 0 | 0 | 0 | 0 | 0 | 0 | 0 | 0 | 0 | 0 | 0 | 0 | 0 | 0 | 0 | 0 | 0 | 0 | 0
F1_Residential_CZ3 - Single Family_New_Secondary Heating_Natural Gas_Fireplace_Technical Potential | F1 | Residential | CZ3 - Single Family | New | Secondary Heating | Natural Gas | Fireplace | Technical Potential | Units | 0 | 0 | 0 | 0 | 0 | 0 | 0 | 0 | 0 | 0 | 0 | 0 | 0 | 0 | 0 | 0 | 0 | 0 | 0 | 0 | 0 | 0 | 0 | 0 | 0 | 0 | 0 | 0 | 0 | 0
F2_Residential_CZ3 - Single Family_New_Secondary Heating_Natural Gas_Fireplace_Technical Potential | F2 | Residential | CZ3 - Single Family | New | Secondary Heating | Natural Gas | Fireplace | Technical Potential | Usage (MMtherm) | 0 | 0 | 0 | 0 | 0 | 0 | 0 | 0 | 0 | 0 | 0 | 0 | 0 | 0 | 0 | 0 | 0 | 0 | 0 | 0 | 0 | 0 | 0 | 0 | 0 | 0 | 0 | 0 | 0 | 0
F3_Residential_CZ3 - Single Family_New_Secondary Heating_Natural Gas_Fireplace_Technical Potential | F3 | Residential | CZ3 - Single Family | New | Secondary Heating | Natural Gas | Fireplace | Technical Potential | Peak Demand (S) | 0 | 0 | 0 | 0 | 0 | 0 | 0 | 0 | 0 | 0 | 0 | 0 | 0 | 0 | 0 | 0 | 0 | 0 | 0 | 0 | 0 | 0 | 0 | 0 | 0 | 0 | 0 | 0 | 0 | 0
F4_Residential_CZ3 - Single Family_New_Secondary Heating_Natural Gas_Fireplace_Technical Potential | F4 | Residential | CZ3 - Single Family | New | Secondary Heating | Natural Gas | Fireplace | Technical Potential | Peak Demand (W) | 0 | 0 | 0 | 0 | 0 | 0 | 0 | 0 | 0 | 0 | 0 | 0 | 0 | 0 | 0 | 0 | 0 | 0 | 0 | 0 | 0 | 0 | 0 | 0 | 0 | 0 | 0 | 0 | 0 | 0
F5_Residential_CZ3 - Single Family_New_Secondary Heating_Natural Gas_Fireplace_Technical Potential | F5 | Residential | CZ3 - Single Family | New | Secondary Heating | Natural Gas | Fireplace | Technical Potential | Turnover | 0 | 0 | 0 | 0 | 0 | 0 | 0 | 0 | 0 | 0 | 0 | 0 | 0 | 0 | 0 | 0 | 0 | 0 | 0 | 0 | 0 | 0 | 0 | 0 | 0 | 0 | 0 | 0 | 0 | 0
F6_Residential_CZ3 - Single Family_New_Secondary Heating_Natural Gas_Fireplace_Technical Potential | F6 | Residential | CZ3 - Single Family | New | Secondary Heating | Natural Gas | Fireplace | Technical Potential | Avg. Replacement Usage | 0 | 0 | 0 | 0 | 0 | 0 | 0 | 0 | 0 | 0 | 0 | 0 | 0 | 0 | 0 | 0 | 0 | 0 | 0 | 0 | 0 | 0 | 0 | 0 | 0 | 0 | 0 | 0 | 0 | 0
F7_Residential_CZ3 - Single Family_New_Secondary Heating_Natural Gas_Fireplace_Technical Potential | F7 | Residential | CZ3 - Single Family | New | Secondary Heating | Natural Gas | Fireplace | Technical Potential | Avg. Replacement Demand (S) | 0 | 0 | 0 | 0 | 0 | 0 | 0 | 0 | 0 | 0 | 0 | 0 | 0 | 0 | 0 | 0 | 0 | 0 | 0 | 0 | 0 | 0 | 0 | 0 | 0 | 0 | 0 | 0 | 0 | 0
F8_Residential_CZ3 - Single Family_New_Secondary Heating_Natural Gas_Fireplace_Technical Potential | F8 | Residential | CZ3 - Single Family | New | Secondary Heating | Natural Gas | Fireplace | Technical Potential | Avg. Replacement Demand (W) | 0 | 0 | 0 | 0 | 0 | 0 | 0 | 0 | 0 | 0 | 0 | 0 | 0 | 0 | 0 | 0 | 0 | 0 | 0 | 0 | 0 | 0 | 0 | 0 | 0 | 0 | 0 | 0 | 0 | 0
F1_Residential_CZ3 - Single Family_New_Water Heating_Natural Gas_Water Heater <= 55 gal._Technical Potential | F1 | Residential | CZ3 - Single Family | New | Water Heating | Natural Gas | Water Heater <= 55 gal. | Technical Potential | Units | 0 | 0 | 0 | 0 | 0 | 0 | 0 | 0 | 0 | 0 | 0 | 0 | 0 | 0 | 0 | 0 | 0 | 0 | 0 | 0 | 0 | 0 | 0 | 0 | 0 | 0 | 0 | 0 | 0 | 0
F2_Residential_CZ3 - Single Family_New_Water Heating_Natural Gas_Water Heater <= 55 gal._Technical Potential | F2 | Residential | CZ3 - Single Family | New | Water Heating | Natural Gas | Water Heater <= 55 gal. | Technical Potential | Usage (MMtherm) | 0 | 0 | 0 | 0 | 0 | 0 | 0 | 0 | 0 | 0 | 0 | 0 | 0 | 0 | 0 | 0 | 0 | 0 | 0 | 0 | 0 | 0 | 0 | 0 | 0 | 0 | 0 | 0 | 0 | 0
F3_Residential_CZ3 - Single Family_New_Water Heating_Natural Gas_Water Heater <= 55 gal._Technical Potential | F3 | Residential | CZ3 - Single Family | New | Water Heating | Natural Gas | Water Heater <= 55 gal. | Technical Potential | Peak Demand (S) | 0 | 0 | 0 | 0 | 0 | 0 | 0 | 0 | 0 | 0 | 0 | 0 | 0 | 0 | 0 | 0 | 0 | 0 | 0 | 0 | 0 | 0 | 0 | 0 | 0 | 0 | 0 | 0 | 0 | 0
F4_Residential_CZ3 - Single Family_New_Water Heating_Natural Gas_Water Heater <= 55 gal._Technical Potential | F4 | Residential | CZ3 - Single Family | New | Water Heating | Natural Gas | Water Heater <= 55 gal. | Technical Potential | Peak Demand (W) | 0 | 0 | 0 | 0 | 0 | 0 | 0 | 0 | 0 | 0 | 0 | 0 | 0 | 0 | 0 | 0 | 0 | 0 | 0 | 0 | 0 | 0 | 0 | 0 | 0 | 0 | 0 | 0 | 0 | 0
F5_Residential_CZ3 - Single Family_New_Water Heating_Natural Gas_Water Heater <= 55 gal._Technical Potential | F5 | Residential | CZ3 - Single Family | New | Water Heating | Natural Gas | Water Heater <= 55 gal. | Technical Potential | Turnover | 0 | 0 | 0 | 0 | 0 | 0 | 0 | 0 | 0 | 0 | 0 | 0 | 0 | 0 | 0 | 0 | 0 | 0 | 0 | 0 | 0 | 0 | 0 | 0 | 0 | 0 | 0 | 0 | 0 | 0
F6_Residential_CZ3 - Single Family_New_Water Heating_Natural Gas_Water Heater <= 55 gal._Technical Potential | F6 | Residential | CZ3 - Single Family | New | Water Heating | Natural Gas | Water Heater <= 55 gal. | Technical Potential | Avg. Replacement Usage | 0 | 0 | 0 | 0 | 0 | 0 | 0 | 0 | 0 | 0 | 0 | 0 | 0 | 0 | 0 | 0 | 0 | 0 | 0 | 0 | 0 | 0 | 0 | 0 | 0 | 0 | 0 | 0 | 0 | 0
F7_Residential_CZ3 - Single Family_New_Water Heating_Natural Gas_Water Heater <= 55 gal._Technical Potential | F7 | Residential | CZ3 - Single Family | New | Water Heating | Natural Gas | Water Heater <= 55 gal. | Technical Potential | Avg. Replacement Demand (S) | 0 | 0 | 0 | 0 | 0 | 0 | 0 | 0 | 0 | 0 | 0 | 0 | 0 | 0 | 0 | 0 | 0 | 0 | 0 | 0 | 0 | 0 | 0 | 0 | 0 | 0 | 0 | 0 | 0 | 0
F8_Residential_CZ3 - Single Family_New_Water Heating_Natural Gas_Water Heater <= 55 gal._Technical Potential | F8 | Residential | CZ3 - Single Family | New | Water Heating | Natural Gas | Water Heater <= 55 gal. | Technical Potential | Avg. Replacement Demand (W) | 0 | 0 | 0 | 0 | 0 | 0 | 0 | 0 | 0 | 0 | 0 | 0 | 0 | 0 | 0 | 0 | 0 | 0 | 0 | 0 | 0 | 0 | 0 | 0 | 0 | 0 | 0 | 0 | 0 | 0
F1_Residential_CZ3 - Single Family_New_Water Heating_Natural Gas_Water Heater > 55 gal._Technical Potential | F1 | Residential | CZ3 - Single Family | New | Water Heating | Natural Gas | Water Heater > 55 gal. | Technical Potential | Units | 0 | 0 | 0 | 0 | 0 | 0 | 0 | 0 | 0 | 0 | 0 | 0 | 0 | 0 | 0 | 0 | 0 | 0 | 0 | 0 | 0 | 0 | 0 | 0 | 0 | 0 | 0 | 0 | 0 | 0
F2_Residential_CZ3 - Single Family_New_Water Heating_Natural Gas_Water Heater > 55 gal._Technical Potential | F2 | Residential | CZ3 - Single Family | New | Water Heating | Natural Gas | Water Heater > 55 gal. | Technical Potential | Usage (MMtherm) | 0 | 0 | 0 | 0 | 0 | 0 | 0 | 0 | 0 | 0 | 0 | 0 | 0 | 0 | 0 | 0 | 0 | 0 | 0 | 0 | 0 | 0 | 0 | 0 | 0 | 0 | 0 | 0 | 0 | 0
F3_Residential_CZ3 - Single Family_New_Water Heating_Natural Gas_Water Heater > 55 gal._Technical Potential | F3 | Residential | CZ3 - Single Family | New | Water Heating | Natural Gas | Water Heater > 55 gal. | Technical Potential | Peak Demand (S) | 0 | 0 | 0 | 0 | 0 | 0 | 0 | 0 | 0 | 0 | 0 | 0 | 0 | 0 | 0 | 0 | 0 | 0 | 0 | 0 | 0 | 0 | 0 | 0 | 0 | 0 | 0 | 0 | 0 | 0
F4_Residential_CZ3 - Single Family_New_Water Heating_Natural Gas_Water Heater > 55 gal._Technical Potential | F4 | Residential | CZ3 - Single Family | New | Water Heating | Natural Gas | Water Heater > 55 gal. | Technical Potential | Peak Demand (W) | 0 | 0 | 0 | 0 | 0 | 0 | 0 | 0 | 0 | 0 | 0 | 0 | 0 | 0 | 0 | 0 | 0 | 0 | 0 | 0 | 0 | 0 | 0 | 0 | 0 | 0 | 0 | 0 | 0 | 0
F5_Residential_CZ3 - Single Family_New_Water Heating_Natural Gas_Water Heater > 55 gal._Technical Potential | F5 | Residential | CZ3 - Single Family | New | Water Heating | Natural Gas | Water Heater > 55 gal. | Technical Potential | Turnover | 0 | 0 | 0 | 0 | 0 | 0 | 0 | 0 | 0 | 0 | 0 | 0 | 0 | 0 | 0 | 0 | 0 | 0 | 0 | 0 | 0 | 0 | 0 | 0 | 0 | 0 | 0 | 0 | 0 | 0
F6_Residential_CZ3 - Single Family_New_Water Heating_Natural Gas_Water Heater > 55 gal._Technical Potential | F6 | Residential | CZ3 - Single Family | New | Water Heating | Natural Gas | Water Heater > 55 gal. | Technical Potential | Avg. Replacement Usage | 0 | 0 | 0 | 0 | 0 | 0 | 0 | 0 | 0 | 0 | 0 | 0 | 0 | 0 | 0 | 0 | 0 | 0 | 0 | 0 | 0 | 0 | 0 | 0 | 0 | 0 | 0 | 0 | 0 | 0
F7_Residential_CZ3 - Single Family_New_Water Heating_Natural Gas_Water Heater > 55 gal._Technical Potential | F7 | Residential | CZ3 - Single Family | New | Water Heating | Natural Gas | Water Heater > 55 gal. | Technical Potential | Avg. Replacement Demand (S) | 0 | 0 | 0 | 0 | 0 | 0 | 0 | 0 | 0 | 0 | 0 | 0 | 0 | 0 | 0 | 0 | 0 | 0 | 0 | 0 | 0 | 0 | 0 | 0 | 0 | 0 | 0 | 0 | 0 | 0
F8_Residential_CZ3 - Single Family_New_Water Heating_Natural Gas_Water Heater > 55 gal._Technical Potential | F8 | Residential | CZ3 - Single Family | New | Water Heating | Natural Gas | Water Heater > 55 gal. | Technical Potential | Avg. Replacement Demand (W) | 0 | 0 | 0 | 0 | 0 | 0 | 0 | 0 | 0 | 0 | 0 | 0 | 0 | 0 | 0 | 0 | 0 | 0 | 0 | 0 | 0 | 0 | 0 | 0 | 0 | 0 | 0 | 0 | 0 | 0
F1_Residential_CZ3 - Single Family_New_Appliances_Natural Gas_Clothes Dryer_Technical Potential | F1 | Residential | CZ3 - Single Family | New | Appliances | Natural Gas | Clothes Dryer | Technical Potential | Units | 0 | 0 | 0 | 0 | 0 | 0 | 0 | 0 | 0 | 0 | 0 | 0 | 0 | 0 | 0 | 0 | 0 | 0 | 0 | 0 | 0 | 0 | 0 | 0 | 0 | 0 | 0 | 0 | 0 | 0
F2_Residential_CZ3 - Single Family_New_Appliances_Natural Gas_Clothes Dryer_Technical Potential | F2 | Residential | CZ3 - Single Family | New | Appliances | Natural Gas | Clothes Dryer | Technical Potential | Usage (MMtherm) | 0 | 0 | 0 | 0 | 0 | 0 | 0 | 0 | 0 | 0 | 0 | 0 | 0 | 0 | 0 | 0 | 0 | 0 | 0 | 0 | 0 | 0 | 0 | 0 | 0 | 0 | 0 | 0 | 0 | 0
F3_Residential_CZ3 - Single Family_New_Appliances_Natural Gas_Clothes Dryer_Technical Potential | F3 | Residential | CZ3 - Single Family | New | Appliances | Natural Gas | Clothes Dryer | Technical Potential | Peak Demand (S) | 0 | 0 | 0 | 0 | 0 | 0 | 0 | 0 | 0 | 0 | 0 | 0 | 0 | 0 | 0 | 0 | 0 | 0 | 0 | 0 | 0 | 0 | 0 | 0 | 0 | 0 | 0 | 0 | 0 | 0
F4_Residential_CZ3 - Single Family_New_Appliances_Natural Gas_Clothes Dryer_Technical Potential | F4 | Residential | CZ3 - Single Family | New | Appliances | Natural Gas | Clothes Dryer | Technical Potential | Peak Demand (W) | 0 | 0 | 0 | 0 | 0 | 0 | 0 | 0 | 0 | 0 | 0 | 0 | 0 | 0 | 0 | 0 | 0 | 0 | 0 | 0 | 0 | 0 | 0 | 0 | 0 | 0 | 0 | 0 | 0 | 0
F5_Residential_CZ3 - Single Family_New_Appliances_Natural Gas_Clothes Dryer_Technical Potential | F5 | Residential | CZ3 - Single Family | New | Appliances | Natural Gas | Clothes Dryer | Technical Potential | Turnover | 0 | 0 | 0 | 0 | 0 | 0 | 0 | 0 | 0 | 0 | 0 | 0 | 0 | 0 | 0 | 0 | 0 | 0 | 0 | 0 | 0 | 0 | 0 | 0 | 0 | 0 | 0 | 0 | 0 | 0
F6_Residential_CZ3 - Single Family_New_Appliances_Natural Gas_Clothes Dryer_Technical Potential | F6 | Residential | CZ3 - Single Family | New | Appliances | Natural Gas | Clothes Dryer | Technical Potential | Avg. Replacement Usage | 0 | 0 | 0 | 0 | 0 | 0 | 0 | 0 | 0 | 0 | 0 | 0 | 0 | 0 | 0 | 0 | 0 | 0 | 0 | 0 | 0 | 0 | 0 | 0 | 0 | 0 | 0 | 0 | 0 | 0
F7_Residential_CZ3 - Single Family_New_Appliances_Natural Gas_Clothes Dryer_Technical Potential | F7 | Residential | CZ3 - Single Family | New | Appliances | Natural Gas | Clothes Dryer | Technical Potential | Avg. Replacement Demand (S) | 0 | 0 | 0 | 0 | 0 | 0 | 0 | 0 | 0 | 0 | 0 | 0 | 0 | 0 | 0 | 0 | 0 | 0 | 0 | 0 | 0 | 0 | 0 | 0 | 0 | 0 | 0 | 0 | 0 | 0
F8_Residential_CZ3 - Single Family_New_Appliances_Natural Gas_Clothes Dryer_Technical Potential | F8 | Residential | CZ3 - Single Family | New | Appliances | Natural Gas | Clothes Dryer | Technical Potential | Avg. Replacement Demand (W) | 0 | 0 | 0 | 0 | 0 | 0 | 0 | 0 | 0 | 0 | 0 | 0 | 0 | 0 | 0 | 0 | 0 | 0 | 0 | 0 | 0 | 0 | 0 | 0 | 0 | 0 | 0 | 0 | 0 | 0
F1_Residential_CZ3 - Single Family_New_Appliances_Natural Gas_Stove/Oven_Technical Potential | F1 | Residential | CZ3 - Single Family | New | Appliances | Natural Gas | Stove/Oven | Technical Potential | Units | 0 | 0 | 0 | 0 | 0 | 0 | 0 | 0 | 0 | 0 | 0 | 0 | 0 | 0 | 0 | 0 | 0 | 0 | 0 | 0 | 0 | 0 | 0 | 0 | 0 | 0 | 0 | 0 | 0 | 0
F2_Residential_CZ3 - Single Family_New_Appliances_Natural Gas_Stove/Oven_Technical Potential | F2 | Residential | CZ3 - Single Family | New | Appliances | Natural Gas | Stove/Oven | Technical Potential | Usage (MMtherm) | 0 | 0 | 0 | 0 | 0 | 0 | 0 | 0 | 0 | 0 | 0 | 0 | 0 | 0 | 0 | 0 | 0 | 0 | 0 | 0 | 0 | 0 | 0 | 0 | 0 | 0 | 0 | 0 | 0 | 0
F3_Residential_CZ3 - Single Family_New_Appliances_Natural Gas_Stove/Oven_Technical Potential | F3 | Residential | CZ3 - Single Family | New | Appliances | Natural Gas | Stove/Oven | Technical Potential | Peak Demand (S) | 0 | 0 | 0 | 0 | 0 | 0 | 0 | 0 | 0 | 0 | 0 | 0 | 0 | 0 | 0 | 0 | 0 | 0 | 0 | 0 | 0 | 0 | 0 | 0 | 0 | 0 | 0 | 0 | 0 | 0
F4_Residential_CZ3 - Single Family_New_Appliances_Natural Gas_Stove/Oven_Technical Potential | F4 | Residential | CZ3 - Single Family | New | Appliances | Natural Gas | Stove/Oven | Technical Potential | Peak Demand (W) | 0 | 0 | 0 | 0 | 0 | 0 | 0 | 0 | 0 | 0 | 0 | 0 | 0 | 0 | 0 | 0 | 0 | 0 | 0 | 0 | 0 | 0 | 0 | 0 | 0 | 0 | 0 | 0 | 0 | 0
F5_Residential_CZ3 - Single Family_New_Appliances_Natural Gas_Stove/Oven_Technical Potential | F5 | Residential | CZ3 - Single Family | New | Appliances | Natural Gas | Stove/Oven | Technical Potential | Turnover | 0 | 0 | 0 | 0 | 0 | 0 | 0 | 0 | 0 | 0 | 0 | 0 | 0 | 0 | 0 | 0 | 0 | 0 | 0 | 0 | 0 | 0 | 0 | 0 | 0 | 0 | 0 | 0 | 0 | 0
F6_Residential_CZ3 - Single Family_New_Appliances_Natural Gas_Stove/Oven_Technical Potential | F6 | Residential | CZ3 - Single Family | New | Appliances | Natural Gas | Stove/Oven | Technical Potential | Avg. Replacement Usage | 0 | 0 | 0 | 0 | 0 | 0 | 0 | 0 | 0 | 0 | 0 | 0 | 0 | 0 | 0 | 0 | 0 | 0 | 0 | 0 | 0 | 0 | 0 | 0 | 0 | 0 | 0 | 0 | 0 | 0
F7_Residential_CZ3 - Single Family_New_Appliances_Natural Gas_Stove/Oven_Technical Potential | F7 | Residential | CZ3 - Single Family | New | Appliances | Natural Gas | Stove/Oven | Technical Potential | Avg. Replacement Demand (S) | 0 | 0 | 0 | 0 | 0 | 0 | 0 | 0 | 0 | 0 | 0 | 0 | 0 | 0 | 0 | 0 | 0 | 0 | 0 | 0 | 0 | 0 | 0 | 0 | 0 | 0 | 0 | 0 | 0 | 0
F8_Residential_CZ3 - Single Family_New_Appliances_Natural Gas_Stove/Oven_Technical Potential | F8 | Residential | CZ3 - Single Family | New | Appliances | Natural Gas | Stove/Oven | Technical Potential | Avg. Replacement Demand (W) | 0 | 0 | 0 | 0 | 0 | 0 | 0 | 0 | 0 | 0 | 0 | 0 | 0 | 0 | 0 | 0 | 0 | 0 | 0 | 0 | 0 | 0 | 0 | 0 | 0 | 0 | 0 | 0 | 0 | 0
F1_Residential_CZ3 - Single Family_New_Miscellaneous_Natural Gas_Pool Heater_Technical Potential | F1 | Residential | CZ3 - Single Family | New | Miscellaneous | Natural Gas | Pool Heater | Technical Potential | Units | 0 | 0 | 0 | 0 | 0 | 0 | 0 | 0 | 0 | 0 | 0 | 0 | 0 | 0 | 0 | 0 | 0 | 0 | 0 | 0 | 0 | 0 | 0 | 0 | 0 | 0 | 0 | 0 | 0 | 0
F2_Residential_CZ3 - Single Family_New_Miscellaneous_Natural Gas_Pool Heater_Technical Potential | F2 | Residential | CZ3 - Single Family | New | Miscellaneous | Natural Gas | Pool Heater | Technical Potential | Usage (MMtherm) | 0 | 0 | 0 | 0 | 0 | 0 | 0 | 0 | 0 | 0 | 0 | 0 | 0 | 0 | 0 | 0 | 0 | 0 | 0 | 0 | 0 | 0 | 0 | 0 | 0 | 0 | 0 | 0 | 0 | 0
F3_Residential_CZ3 - Single Family_New_Miscellaneous_Natural Gas_Pool Heater_Technical Potential | F3 | Residential | CZ3 - Single Family | New | Miscellaneous | Natural Gas | Pool Heater | Technical Potential | Peak Demand (S) | 0 | 0 | 0 | 0 | 0 | 0 | 0 | 0 | 0 | 0 | 0 | 0 | 0 | 0 | 0 | 0 | 0 | 0 | 0 | 0 | 0 | 0 | 0 | 0 | 0 | 0 | 0 | 0 | 0 | 0
F4_Residential_CZ3 - Single Family_New_Miscellaneous_Natural Gas_Pool Heater_Technical Potential | F4 | Residential | CZ3 - Single Family | New | Miscellaneous | Natural Gas | Pool Heater | Technical Potential | Peak Demand (W) | 0 | 0 | 0 | 0 | 0 | 0 | 0 | 0 | 0 | 0 | 0 | 0 | 0 | 0 | 0 | 0 | 0 | 0 | 0 | 0 | 0 | 0 | 0 | 0 | 0 | 0 | 0 | 0 | 0 | 0
F5_Residential_CZ3 - Single Family_New_Miscellaneous_Natural Gas_Pool Heater_Technical Potential | F5 | Residential | CZ3 - Single Family | New | Miscellaneous | Natural Gas | Pool Heater | Technical Potential | Turnover | 0 | 0 | 0 | 0 | 0 | 0 | 0 | 0 | 0 | 0 | 0 | 0 | 0 | 0 | 0 | 0 | 0 | 0 | 0 | 0 | 0 | 0 | 0 | 0 | 0 | 0 | 0 | 0 | 0 | 0
F6_Residential_CZ3 - Single Family_New_Miscellaneous_Natural Gas_Pool Heater_Technical Potential | F6 | Residential | CZ3 - Single Family | New | Miscellaneous | Natural Gas | Pool Heater | Technical Potential | Avg. Replacement Usage | 0 | 0 | 0 | 0 | 0 | 0 | 0 | 0 | 0 | 0 | 0 | 0 | 0 | 0 | 0 | 0 | 0 | 0 | 0 | 0 | 0 | 0 | 0 | 0 | 0 | 0 | 0 | 0 | 0 | 0
F7_Residential_CZ3 - Single Family_New_Miscellaneous_Natural Gas_Pool Heater_Technical Potential | F7 | Residential | CZ3 - Single Family | New | Miscellaneous | Natural Gas | Pool Heater | Technical Potential | Avg. Replacement Demand (S) | 0 | 0 | 0 | 0 | 0 | 0 | 0 | 0 | 0 | 0 | 0 | 0 | 0 | 0 | 0 | 0 | 0 | 0 | 0 | 0 | 0 | 0 | 0 | 0 | 0 | 0 | 0 | 0 | 0 | 0
F8_Residential_CZ3 - Single Family_New_Miscellaneous_Natural Gas_Pool Heater_Technical Potential | F8 | Residential | CZ3 - Single Family | New | Miscellaneous | Natural Gas | Pool Heater | Technical Potential | Avg. Replacement Demand (W) | 0 | 0 | 0 | 0 | 0 | 0 | 0 | 0 | 0 | 0 | 0 | 0 | 0 | 0 | 0 | 0 | 0 | 0 | 0 | 0 | 0 | 0 | 0 | 0 | 0 | 0 | 0 | 0 | 0 | 0
F1_Residential_CZ3 - Single Family_New_Miscellaneous_Natural Gas_Miscellaneous_Technical Potential | F1 | Residential | CZ3 - Single Family | New | Miscellaneous | Natural Gas | Miscellaneous | Technical Potential | Units | 0 | 0 | 0 | 0 | 0 | 0 | 0 | 0 | 0 | 0 | 0 | 0 | 0 | 0 | 0 | 0 | 0 | 0 | 0 | 0 | 0 | 0 | 0 | 0 | 0 | 0 | 0 | 0 | 0 | 0
F2_Residential_CZ3 - Single Family_New_Miscellaneous_Natural Gas_Miscellaneous_Technical Potential | F2 | Residential | CZ3 - Single Family | New | Miscellaneous | Natural Gas | Miscellaneous | Technical Potential | Usage (MMtherm) | 0 | 0 | 0 | 0 | 0 | 0 | 0 | 0 | 0 | 0 | 0 | 0 | 0 | 0 | 0 | 0 | 0 | 0 | 0 | 0 | 0 | 0 | 0 | 0 | 0 | 0 | 0 | 0 | 0 | 0
F3_Residential_CZ3 - Single Family_New_Miscellaneous_Natural Gas_Miscellaneous_Technical Potential | F3 | Residential | CZ3 - Single Family | New | Miscellaneous | Natural Gas | Miscellaneous | Technical Potential | Peak Demand (S) | 0 | 0 | 0 | 0 | 0 | 0 | 0 | 0 | 0 | 0 | 0 | 0 | 0 | 0 | 0 | 0 | 0 | 0 | 0 | 0 | 0 | 0 | 0 | 0 | 0 | 0 | 0 | 0 | 0 | 0
F4_Residential_CZ3 - Single Family_New_Miscellaneous_Natural Gas_Miscellaneous_Technical Potential | F4 | Residential | CZ3 - Single Family | New | Miscellaneous | Natural Gas | Miscellaneous | Technical Potential | Peak Demand (W) | 0 | 0 | 0 | 0 | 0 | 0 | 0 | 0 | 0 | 0 | 0 | 0 | 0 | 0 | 0 | 0 | 0 | 0 | 0 | 0 | 0 | 0 | 0 | 0 | 0 | 0 | 0 | 0 | 0 | 0
F5_Residential_CZ3 - Single Family_New_Miscellaneous_Natural Gas_Miscellaneous_Technical Potential | F5 | Residential | CZ3 - Single Family | New | Miscellaneous | Natural Gas | Miscellaneous | Technical Potential | Turnover | 0 | 0 | 0 | 0 | 0 | 0 | 0 | 0 | 0 | 0 | 0 | 0 | 0 | 0 | 0 | 0 | 0 | 0 | 0 | 0 | 0 | 0 | 0 | 0 | 0 | 0 | 0 | 0 | 0 | 0
F6_Residential_CZ3 - Single Family_New_Miscellaneous_Natural Gas_Miscellaneous_Technical Potential | F6 | Residential | CZ3 - Single Family | New | Miscellaneous | Natural Gas | Miscellaneous | Technical Potential | Avg. Replacement Usage | 0 | 0 | 0 | 0 | 0 | 0 | 0 | 0 | 0 | 0 | 0 | 0 | 0 | 0 | 0 | 0 | 0 | 0 | 0 | 0 | 0 | 0 | 0 | 0 | 0 | 0 | 0 | 0 | 0 | 0
F7_Residential_CZ3 - Single Family_New_Miscellaneous_Natural Gas_Miscellaneous_Technical Potential | F7 | Residential | CZ3 - Single Family | New | Miscellaneous | Natural Gas | Miscellaneous | Technical Potential | Avg. Replacement Demand (S) | 0 | 0 | 0 | 0 | 0 | 0 | 0 | 0 | 0 | 0 | 0 | 0 | 0 | 0 | 0 | 0 | 0 | 0 | 0 | 0 | 0 | 0 | 0 | 0 | 0 | 0 | 0 | 0 | 0 | 0
F8_Residential_CZ3 - Single Family_New_Miscellaneous_Natural Gas_Miscellaneous_Technical Potential | F8 | Residential | CZ3 - Single Family | New | Miscellaneous | Natural Gas | Miscellaneous | Technical Potential | Avg. Replacement Demand (W) | 0 | 0 | 0 | 0 | 0 | 0 | 0 | 0 | 0 | 0 | 0 | 0 | 0 | 0 | 0 | 0 | 0 | 0 | 0 | 0 | 0 | 0 | 0 | 0 | 0 | 0 | 0 | 0 | 0 | 0
F1_Residential_CZ3 - Multi Family_Existing_Space Heating_Natural Gas_Furnace - Direct Fuel_Technical Potential | F1 | Residential | CZ3 - Multi Family | Existing | Space Heating | Natural Gas | Furnace - Direct Fuel | Technical Potential | Units | 0 | 0 | 0 | 0 | 0 | 0 | 0 | 0 | 0 | 0 | 0 | 0 | 0 | 0 | 0 | 0 | 0 | 0 | 0 | 0 | 0 | 0 | 0 | 0 | 0 | 0 | 0 | 0 | 0 | 0
F2_Residential_CZ3 - Multi Family_Existing_Space Heating_Natural Gas_Furnace - Direct Fuel_Technical Potential | F2 | Residential | CZ3 - Multi Family | Existing | Space Heating | Natural Gas | Furnace - Direct Fuel | Technical Potential | Usage (MMtherm) | 0 | 0 | 0 | 0 | 0 | 0 | 0 | 0 | 0 | 0 | 0 | 0 | 0 | 0 | 0 | 0 | 0 | 0 | 0 | 0 | 0 | 0 | 0 | 0 | 0 | 0 | 0 | 0 | 0 | 0
F3_Residential_CZ3 - Multi Family_Existing_Space Heating_Natural Gas_Furnace - Direct Fuel_Technical Potential | F3 | Residential | CZ3 - Multi Family | Existing | Space Heating | Natural Gas | Furnace - Direct Fuel | Technical Potential | Peak Demand (S) | 0 | 0 | 0 | 0 | 0 | 0 | 0 | 0 | 0 | 0 | 0 | 0 | 0 | 0 | 0 | 0 | 0 | 0 | 0 | 0 | 0 | 0 | 0 | 0 | 0 | 0 | 0 | 0 | 0 | 0
F4_Residential_CZ3 - Multi Family_Existing_Space Heating_Natural Gas_Furnace - Direct Fuel_Technical Potential | F4 | Residential | CZ3 - Multi Family | Existing | Space Heating | Natural Gas | Furnace - Direct Fuel | Technical Potential | Peak Demand (W) | 0 | 0 | 0 | 0 | 0 | 0 | 0 | 0 | 0 | 0 | 0 | 0 | 0 | 0 | 0 | 0 | 0 | 0 | 0 | 0 | 0 | 0 | 0 | 0 | 0 | 0 | 0 | 0 | 0 | 0
F5_Residential_CZ3 - Multi Family_Existing_Space Heating_Natural Gas_Furnace - Direct Fuel_Technical Potential | F5 | Residential | CZ3 - Multi Family | Existing | Space Heating | Natural Gas | Furnace - Direct Fuel | Technical Potential | Turnover | 0 | 0 | 0 | 0 | 0 | 0 | 0 | 0 | 0 | 0 | 0 | 0 | 0 | 0 | 0 | 0 | 0 | 0 | 0 | 0 | 0 | 0 | 0 | 0 | 0 | 0 | 0 | 0 | 0 | 0
F6_Residential_CZ3 - Multi Family_Existing_Space Heating_Natural Gas_Furnace - Direct Fuel_Technical Potential | F6 | Residential | CZ3 - Multi Family | Existing | Space Heating | Natural Gas | Furnace - Direct Fuel | Technical Potential | Avg. Replacement Usage | 0 | 0 | 0 | 0 | 0 | 0 | 0 | 0 | 0 | 0 | 0 | 0 | 0 | 0 | 0 | 0 | 0 | 0 | 0 | 0 | 0 | 0 | 0 | 0 | 0 | 0 | 0 | 0 | 0 | 0
F7_Residential_CZ3 - Multi Family_Existing_Space Heating_Natural Gas_Furnace - Direct Fuel_Technical Potential | F7 | Residential | CZ3 - Multi Family | Existing | Space Heating | Natural Gas | Furnace - Direct Fuel | Technical Potential | Avg. Replacement Demand (S) | 0 | 0 | 0 | 0 | 0 | 0 | 0 | 0 | 0 | 0 | 0 | 0 | 0 | 0 | 0 | 0 | 0 | 0 | 0 | 0 | 0 | 0 | 0 | 0 | 0 | 0 | 0 | 0 | 0 | 0
F8_Residential_CZ3 - Multi Family_Existing_Space Heating_Natural Gas_Furnace - Direct Fuel_Technical Potential | F8 | Residential | CZ3 - Multi Family | Existing | Space Heating | Natural Gas | Furnace - Direct Fuel | Technical Potential | Avg. Replacement Demand (W) | 0 | 0 | 0 | 0 | 0 | 0 | 0 | 0 | 0 | 0 | 0 | 0 | 0 | 0 | 0 | 0 | 0 | 0 | 0 | 0 | 0 | 0 | 0 | 0 | 0 | 0 | 0 | 0 | 0 | 0
F1_Residential_CZ3 - Multi Family_Existing_Space Heating_Natural Gas_Boiler - Direct Fuel_Technical Potential | F1 | Residential | CZ3 - Multi Family | Existing | Space Heating | Natural Gas | Boiler - Direct Fuel | Technical Potential | Units | 0 | 0 | 0 | 0 | 0 | 0 | 0 | 0 | 0 | 0 | 0 | 0 | 0 | 0 | 0 | 0 | 0 | 0 | 0 | 0 | 0 | 0 | 0 | 0 | 0 | 0 | 0 | 0 | 0 | 0
F2_Residential_CZ3 - Multi Family_Existing_Space Heating_Natural Gas_Boiler - Direct Fuel_Technical Potential | F2 | Residential | CZ3 - Multi Family | Existing | Space Heating | Natural Gas | Boiler - Direct Fuel | Technical Potential | Usage (MMtherm) | 0 | 0 | 0 | 0 | 0 | 0 | 0 | 0 | 0 | 0 | 0 | 0 | 0 | 0 | 0 | 0 | 0 | 0 | 0 | 0 | 0 | 0 | 0 | 0 | 0 | 0 | 0 | 0 | 0 | 0
F3_Residential_CZ3 - Multi Family_Existing_Space Heating_Natural Gas_Boiler - Direct Fuel_Technical Potential | F3 | Residential | CZ3 - Multi Family | Existing | Space Heating | Natural Gas | Boiler - Direct Fuel | Technical Potential | Peak Demand (S) | 0 | 0 | 0 | 0 | 0 | 0 | 0 | 0 | 0 | 0 | 0 | 0 | 0 | 0 | 0 | 0 | 0 | 0 | 0 | 0 | 0 | 0 | 0 | 0 | 0 | 0 | 0 | 0 | 0 | 0
F4_Residential_CZ3 - Multi Family_Existing_Space Heating_Natural Gas_Boiler - Direct Fuel_Technical Potential | F4 | Residential | CZ3 - Multi Family | Existing | Space Heating | Natural Gas | Boiler - Direct Fuel | Technical Potential | Peak Demand (W) | 0 | 0 | 0 | 0 | 0 | 0 | 0 | 0 | 0 | 0 | 0 | 0 | 0 | 0 | 0 | 0 | 0 | 0 | 0 | 0 | 0 | 0 | 0 | 0 | 0 | 0 | 0 | 0 | 0 | 0
F5_Residential_CZ3 - Multi Family_Existing_Space Heating_Natural Gas_Boiler - Direct Fuel_Technical Potential | F5 | Residential | CZ3 - Multi Family | Existing | Space Heating | Natural Gas | Boiler - Direct Fuel | Technical Potential | Turnover | 0 | 0 | 0 | 0 | 0 | 0 | 0 | 0 | 0 | 0 | 0 | 0 | 0 | 0 | 0 | 0 | 0 | 0 | 0 | 0 | 0 | 0 | 0 | 0 | 0 | 0 | 0 | 0 | 0 | 0
F6_Residential_CZ3 - Multi Family_Existing_Space Heating_Natural Gas_Boiler - Direct Fuel_Technical Potential | F6 | Residential | CZ3 - Multi Family | Existing | Space Heating | Natural Gas | Boiler - Direct Fuel | Technical Potential | Avg. Replacement Usage | 0 | 0 | 0 | 0 | 0 | 0 | 0 | 0 | 0 | 0 | 0 | 0 | 0 | 0 | 0 | 0 | 0 | 0 | 0 | 0 | 0 | 0 | 0 | 0 | 0 | 0 | 0 | 0 | 0 | 0
F7_Residential_CZ3 - Multi Family_Existing_Space Heating_Natural Gas_Boiler - Direct Fuel_Technical Potential | F7 | Residential | CZ3 - Multi Family | Existing | Space Heating | Natural Gas | Boiler - Direct Fuel | Technical Potential | Avg. Replacement Demand (S) | 0 | 0 | 0 | 0 | 0 | 0 | 0 | 0 | 0 | 0 | 0 | 0 | 0 | 0 | 0 | 0 | 0 | 0 | 0 | 0 | 0 | 0 | 0 | 0 | 0 | 0 | 0 | 0 | 0 | 0
F8_Residential_CZ3 - Multi Family_Existing_Space Heating_Natural Gas_Boiler - Direct Fuel_Technical Potential | F8 | Residential | CZ3 - Multi Family | Existing | Space Heating | Natural Gas | Boiler - Direct Fuel | Technical Potential | Avg. Replacement Demand (W) | 0 | 0 | 0 | 0 | 0 | 0 | 0 | 0 | 0 | 0 | 0 | 0 | 0 | 0 | 0 | 0 | 0 | 0 | 0 | 0 | 0 | 0 | 0 | 0 | 0 | 0 | 0 | 0 | 0 | 0
F1_Residential_CZ3 - Multi Family_Existing_Secondary Heating_Natural Gas_Fireplace_Technical Potential | F1 | Residential | CZ3 - Multi Family | Existing | Secondary Heating | Natural Gas | Fireplace | Technical Potential | Units | 0 | 0 | 0 | 0 | 0 | 0 | 0 | 0 | 0 | 0 | 0 | 0 | 0 | 0 | 0 | 0 | 0 | 0 | 0 | 0 | 0 | 0 | 0 | 0 | 0 | 0 | 0 | 0 | 0 | 0
F2_Residential_CZ3 - Multi Family_Existing_Secondary Heating_Natural Gas_Fireplace_Technical Potential | F2 | Residential | CZ3 - Multi Family | Existing | Secondary Heating | Natural Gas | Fireplace | Technical Potential | Usage (MMtherm) | 0 | 0 | 0 | 0 | 0 | 0 | 0 | 0 | 0 | 0 | 0 | 0 | 0 | 0 | 0 | 0 | 0 | 0 | 0 | 0 | 0 | 0 | 0 | 0 | 0 | 0 | 0 | 0 | 0 | 0
F3_Residential_CZ3 - Multi Family_Existing_Secondary Heating_Natural Gas_Fireplace_Technical Potential | F3 | Residential | CZ3 - Multi Family | Existing | Secondary Heating | Natural Gas | Fireplace | Technical Potential | Peak Demand (S) | 0 | 0 | 0 | 0 | 0 | 0 | 0 | 0 | 0 | 0 | 0 | 0 | 0 | 0 | 0 | 0 | 0 | 0 | 0 | 0 | 0 | 0 | 0 | 0 | 0 | 0 | 0 | 0 | 0 | 0
F4_Residential_CZ3 - Multi Family_Existing_Secondary Heating_Natural Gas_Fireplace_Technical Potential | F4 | Residential | CZ3 - Multi Family | Existing | Secondary Heating | Natural Gas | Fireplace | Technical Potential | Peak Demand (W) | 0 | 0 | 0 | 0 | 0 | 0 | 0 | 0 | 0 | 0 | 0 | 0 | 0 | 0 | 0 | 0 | 0 | 0 | 0 | 0 | 0 | 0 | 0 | 0 | 0 | 0 | 0 | 0 | 0 | 0
F5_Residential_CZ3 - Multi Family_Existing_Secondary Heating_Natural Gas_Fireplace_Technical Potential | F5 | Residential | CZ3 - Multi Family | Existing | Secondary Heating | Natural Gas | Fireplace | Technical Potential | Turnover | 0 | 0 | 0 | 0 | 0 | 0 | 0 | 0 | 0 | 0 | 0 | 0 | 0 | 0 | 0 | 0 | 0 | 0 | 0 | 0 | 0 | 0 | 0 | 0 | 0 | 0 | 0 | 0 | 0 | 0
F6_Residential_CZ3 - Multi Family_Existing_Secondary Heating_Natural Gas_Fireplace_Technical Potential | F6 | Residential | CZ3 - Multi Family | Existing | Secondary Heating | Natural Gas | Fireplace | Technical Potential | Avg. Replacement Usage | 0 | 0 | 0 | 0 | 0 | 0 | 0 | 0 | 0 | 0 | 0 | 0 | 0 | 0 | 0 | 0 | 0 | 0 | 0 | 0 | 0 | 0 | 0 | 0 | 0 | 0 | 0 | 0 | 0 | 0
F7_Residential_CZ3 - Multi Family_Existing_Secondary Heating_Natural Gas_Fireplace_Technical Potential | F7 | Residential | CZ3 - Multi Family | Existing | Secondary Heating | Natural Gas | Fireplace | Technical Potential | Avg. Replacement Demand (S) | 0 | 0 | 0 | 0 | 0 | 0 | 0 | 0 | 0 | 0 | 0 | 0 | 0 | 0 | 0 | 0 | 0 | 0 | 0 | 0 | 0 | 0 | 0 | 0 | 0 | 0 | 0 | 0 | 0 | 0
F8_Residential_CZ3 - Multi Family_Existing_Secondary Heating_Natural Gas_Fireplace_Technical Potential | F8 | Residential | CZ3 - Multi Family | Existing | Secondary Heating | Natural Gas | Fireplace | Technical Potential | Avg. Replacement Demand (W) | 0 | 0 | 0 | 0 | 0 | 0 | 0 | 0 | 0 | 0 | 0 | 0 | 0 | 0 | 0 | 0 | 0 | 0 | 0 | 0 | 0 | 0 | 0 | 0 | 0 | 0 | 0 | 0 | 0 | 0
F1_Residential_CZ3 - Multi Family_Existing_Water Heating_Natural Gas_Water Heater <= 55 gal._Technical Potential | F1 | Residential | CZ3 - Multi Family | Existing | Water Heating | Natural Gas | Water Heater <= 55 gal. | Technical Potential | Units | 0 | 0 | 0 | 0 | 0 | 0 | 0 | 0 | 0 | 0 | 0 | 0 | 0 | 0 | 0 | 0 | 0 | 0 | 0 | 0 | 0 | 0 | 0 | 0 | 0 | 0 | 0 | 0 | 0 | 0
F2_Residential_CZ3 - Multi Family_Existing_Water Heating_Natural Gas_Water Heater <= 55 gal._Technical Potential | F2 | Residential | CZ3 - Multi Family | Existing | Water Heating | Natural Gas | Water Heater <= 55 gal. | Technical Potential | Usage (MMtherm) | 0 | 0 | 0 | 0 | 0 | 0 | 0 | 0 | 0 | 0 | 0 | 0 | 0 | 0 | 0 | 0 | 0 | 0 | 0 | 0 | 0 | 0 | 0 | 0 | 0 | 0 | 0 | 0 | 0 | 0
F3_Residential_CZ3 - Multi Family_Existing_Water Heating_Natural Gas_Water Heater <= 55 gal._Technical Potential | F3 | Residential | CZ3 - Multi Family | Existing | Water Heating | Natural Gas | Water Heater <= 55 gal. | Technical Potential | Peak Demand (S) | 0 | 0 | 0 | 0 | 0 | 0 | 0 | 0 | 0 | 0 | 0 | 0 | 0 | 0 | 0 | 0 | 0 | 0 | 0 | 0 | 0 | 0 | 0 | 0 | 0 | 0 | 0 | 0 | 0 | 0
F4_Residential_CZ3 - Multi Family_Existing_Water Heating_Natural Gas_Water Heater <= 55 gal._Technical Potential | F4 | Residential | CZ3 - Multi Family | Existing | Water Heating | Natural Gas | Water Heater <= 55 gal. | Technical Potential | Peak Demand (W) | 0 | 0 | 0 | 0 | 0 | 0 | 0 | 0 | 0 | 0 | 0 | 0 | 0 | 0 | 0 | 0 | 0 | 0 | 0 | 0 | 0 | 0 | 0 | 0 | 0 | 0 | 0 | 0 | 0 | 0
F5_Residential_CZ3 - Multi Family_Existing_Water Heating_Natural Gas_Water Heater <= 55 gal._Technical Potential | F5 | Residential | CZ3 - Multi Family | Existing | Water Heating | Natural Gas | Water Heater <= 55 gal. | Technical Potential | Turnover | 0 | 0 | 0 | 0 | 0 | 0 | 0 | 0 | 0 | 0 | 0 | 0 | 0 | 0 | 0 | 0 | 0 | 0 | 0 | 0 | 0 | 0 | 0 | 0 | 0 | 0 | 0 | 0 | 0 | 0
F6_Residential_CZ3 - Multi Family_Existing_Water Heating_Natural Gas_Water Heater <= 55 gal._Technical Potential | F6 | Residential | CZ3 - Multi Family | Existing | Water Heating | Natural Gas | Water Heater <= 55 gal. | Technical Potential | Avg. Replacement Usage | 0 | 0 | 0 | 0 | 0 | 0 | 0 | 0 | 0 | 0 | 0 | 0 | 0 | 0 | 0 | 0 | 0 | 0 | 0 | 0 | 0 | 0 | 0 | 0 | 0 | 0 | 0 | 0 | 0 | 0
F7_Residential_CZ3 - Multi Family_Existing_Water Heating_Natural Gas_Water Heater <= 55 gal._Technical Potential | F7 | Residential | CZ3 - Multi Family | Existing | Water Heating | Natural Gas | Water Heater <= 55 gal. | Technical Potential | Avg. Replacement Demand (S) | 0 | 0 | 0 | 0 | 0 | 0 | 0 | 0 | 0 | 0 | 0 | 0 | 0 | 0 | 0 | 0 | 0 | 0 | 0 | 0 | 0 | 0 | 0 | 0 | 0 | 0 | 0 | 0 | 0 | 0
F8_Residential_CZ3 - Multi Family_Existing_Water Heating_Natural Gas_Water Heater <= 55 gal._Technical Potential | F8 | Residential | CZ3 - Multi Family | Existing | Water Heating | Natural Gas | Water Heater <= 55 gal. | Technical Potential | Avg. Replacement Demand (W) | 0 | 0 | 0 | 0 | 0 | 0 | 0 | 0 | 0 | 0 | 0 | 0 | 0 | 0 | 0 | 0 | 0 | 0 | 0 | 0 | 0 | 0 | 0 | 0 | 0 | 0 | 0 | 0 | 0 | 0
F1_Residential_CZ3 - Multi Family_Existing_Water Heating_Natural Gas_Water Heater > 55 gal._Technical Potential | F1 | Residential | CZ3 - Multi Family | Existing | Water Heating | Natural Gas | Water Heater > 55 gal. | Technical Potential | Units | 0 | 0 | 0 | 0 | 0 | 0 | 0 | 0 | 0 | 0 | 0 | 0 | 0 | 0 | 0 | 0 | 0 | 0 | 0 | 0 | 0 | 0 | 0 | 0 | 0 | 0 | 0 | 0 | 0 | 0
F2_Residential_CZ3 - Multi Family_Existing_Water Heating_Natural Gas_Water Heater > 55 gal._Technical Potential | F2 | Residential | CZ3 - Multi Family | Existing | Water Heating | Natural Gas | Water Heater > 55 gal. | Technical Potential | Usage (MMtherm) | 0 | 0 | 0 | 0 | 0 | 0 | 0 | 0 | 0 | 0 | 0 | 0 | 0 | 0 | 0 | 0 | 0 | 0 | 0 | 0 | 0 | 0 | 0 | 0 | 0 | 0 | 0 | 0 | 0 | 0
F3_Residential_CZ3 - Multi Family_Existing_Water Heating_Natural Gas_Water Heater > 55 gal._Technical Potential | F3 | Residential | CZ3 - Multi Family | Existing | Water Heating | Natural Gas | Water Heater > 55 gal. | Technical Potential | Peak Demand (S) | 0 | 0 | 0 | 0 | 0 | 0 | 0 | 0 | 0 | 0 | 0 | 0 | 0 | 0 | 0 | 0 | 0 | 0 | 0 | 0 | 0 | 0 | 0 | 0 | 0 | 0 | 0 | 0 | 0 | 0
F4_Residential_CZ3 - Multi Family_Existing_Water Heating_Natural Gas_Water Heater > 55 gal._Technical Potential | F4 | Residential | CZ3 - Multi Family | Existing | Water Heating | Natural Gas | Water Heater > 55 gal. | Technical Potential | Peak Demand (W) | 0 | 0 | 0 | 0 | 0 | 0 | 0 | 0 | 0 | 0 | 0 | 0 | 0 | 0 | 0 | 0 | 0 | 0 | 0 | 0 | 0 | 0 | 0 | 0 | 0 | 0 | 0 | 0 | 0 | 0
F5_Residential_CZ3 - Multi Family_Existing_Water Heating_Natural Gas_Water Heater > 55 gal._Technical Potential | F5 | Residential | CZ3 - Multi Family | Existing | Water Heating | Natural Gas | Water Heater > 55 gal. | Technical Potential | Turnover | 0 | 0 | 0 | 0 | 0 | 0 | 0 | 0 | 0 | 0 | 0 | 0 | 0 | 0 | 0 | 0 | 0 | 0 | 0 | 0 | 0 | 0 | 0 | 0 | 0 | 0 | 0 | 0 | 0 | 0
F6_Residential_CZ3 - Multi Family_Existing_Water Heating_Natural Gas_Water Heater > 55 gal._Technical Potential | F6 | Residential | CZ3 - Multi Family | Existing | Water Heating | Natural Gas | Water Heater > 55 gal. | Technical Potential | Avg. Replacement Usage | 0 | 0 | 0 | 0 | 0 | 0 | 0 | 0 | 0 | 0 | 0 | 0 | 0 | 0 | 0 | 0 | 0 | 0 | 0 | 0 | 0 | 0 | 0 | 0 | 0 | 0 | 0 | 0 | 0 | 0
F7_Residential_CZ3 - Multi Family_Existing_Water Heating_Natural Gas_Water Heater > 55 gal._Technical Potential | F7 | Residential | CZ3 - Multi Family | Existing | Water Heating | Natural Gas | Water Heater > 55 gal. | Technical Potential | Avg. Replacement Demand (S) | 0 | 0 | 0 | 0 | 0 | 0 | 0 | 0 | 0 | 0 | 0 | 0 | 0 | 0 | 0 | 0 | 0 | 0 | 0 | 0 | 0 | 0 | 0 | 0 | 0 | 0 | 0 | 0 | 0 | 0
F8_Residential_CZ3 - Multi Family_Existing_Water Heating_Natural Gas_Water Heater > 55 gal._Technical Potential | F8 | Residential | CZ3 - Multi Family | Existing | Water Heating | Natural Gas | Water Heater > 55 gal. | Technical Potential | Avg. Replacement Demand (W) | 0 | 0 | 0 | 0 | 0 | 0 | 0 | 0 | 0 | 0 | 0 | 0 | 0 | 0 | 0 | 0 | 0 | 0 | 0 | 0 | 0 | 0 | 0 | 0 | 0 | 0 | 0 | 0 | 0 | 0
F1_Residential_CZ3 - Multi Family_Existing_Appliances_Natural Gas_Clothes Dryer_Technical Potential | F1 | Residential | CZ3 - Multi Family | Existing | Appliances | Natural Gas | Clothes Dryer | Technical Potential | Units | 0 | 0 | 0 | 0 | 0 | 0 | 0 | 0 | 0 | 0 | 0 | 0 | 0 | 0 | 0 | 0 | 0 | 0 | 0 | 0 | 0 | 0 | 0 | 0 | 0 | 0 | 0 | 0 | 0 | 0
F2_Residential_CZ3 - Multi Family_Existing_Appliances_Natural Gas_Clothes Dryer_Technical Potential | F2 | Residential | CZ3 - Multi Family | Existing | Appliances | Natural Gas | Clothes Dryer | Technical Potential | Usage (MMtherm) | 0 | 0 | 0 | 0 | 0 | 0 | 0 | 0 | 0 | 0 | 0 | 0 | 0 | 0 | 0 | 0 | 0 | 0 | 0 | 0 | 0 | 0 | 0 | 0 | 0 | 0 | 0 | 0 | 0 | 0
F3_Residential_CZ3 - Multi Family_Existing_Appliances_Natural Gas_Clothes Dryer_Technical Potential | F3 | Residential | CZ3 - Multi Family | Existing | Appliances | Natural Gas | Clothes Dryer | Technical Potential | Peak Demand (S) | 0 | 0 | 0 | 0 | 0 | 0 | 0 | 0 | 0 | 0 | 0 | 0 | 0 | 0 | 0 | 0 | 0 | 0 | 0 | 0 | 0 | 0 | 0 | 0 | 0 | 0 | 0 | 0 | 0 | 0
F4_Residential_CZ3 - Multi Family_Existing_Appliances_Natural Gas_Clothes Dryer_Technical Potential | F4 | Residential | CZ3 - Multi Family | Existing | Appliances | Natural Gas | Clothes Dryer | Technical Potential | Peak Demand (W) | 0 | 0 | 0 | 0 | 0 | 0 | 0 | 0 | 0 | 0 | 0 | 0 | 0 | 0 | 0 | 0 | 0 | 0 | 0 | 0 | 0 | 0 | 0 | 0 | 0 | 0 | 0 | 0 | 0 | 0
F5_Residential_CZ3 - Multi Family_Existing_Appliances_Natural Gas_Clothes Dryer_Technical Potential | F5 | Residential | CZ3 - Multi Family | Existing | Appliances | Natural Gas | Clothes Dryer | Technical Potential | Turnover | 0 | 0 | 0 | 0 | 0 | 0 | 0 | 0 | 0 | 0 | 0 | 0 | 0 | 0 | 0 | 0 | 0 | 0 | 0 | 0 | 0 | 0 | 0 | 0 | 0 | 0 | 0 | 0 | 0 | 0
F6_Residential_CZ3 - Multi Family_Existing_Appliances_Natural Gas_Clothes Dryer_Technical Potential | F6 | Residential | CZ3 - Multi Family | Existing | Appliances | Natural Gas | Clothes Dryer | Technical Potential | Avg. Replacement Usage | 0 | 0 | 0 | 0 | 0 | 0 | 0 | 0 | 0 | 0 | 0 | 0 | 0 | 0 | 0 | 0 | 0 | 0 | 0 | 0 | 0 | 0 | 0 | 0 | 0 | 0 | 0 | 0 | 0 | 0
F7_Residential_CZ3 - Multi Family_Existing_Appliances_Natural Gas_Clothes Dryer_Technical Potential | F7 | Residential | CZ3 - Multi Family | Existing | Appliances | Natural Gas | Clothes Dryer | Technical Potential | Avg. Replacement Demand (S) | 0 | 0 | 0 | 0 | 0 | 0 | 0 | 0 | 0 | 0 | 0 | 0 | 0 | 0 | 0 | 0 | 0 | 0 | 0 | 0 | 0 | 0 | 0 | 0 | 0 | 0 | 0 | 0 | 0 | 0
F8_Residential_CZ3 - Multi Family_Existing_Appliances_Natural Gas_Clothes Dryer_Technical Potential | F8 | Residential | CZ3 - Multi Family | Existing | Appliances | Natural Gas | Clothes Dryer | Technical Potential | Avg. Replacement Demand (W) | 0 | 0 | 0 | 0 | 0 | 0 | 0 | 0 | 0 | 0 | 0 | 0 | 0 | 0 | 0 | 0 | 0 | 0 | 0 | 0 | 0 | 0 | 0 | 0 | 0 | 0 | 0 | 0 | 0 | 0
F1_Residential_CZ3 - Multi Family_Existing_Appliances_Natural Gas_Stove/Oven_Technical Potential | F1 | Residential | CZ3 - Multi Family | Existing | Appliances | Natural Gas | Stove/Oven | Technical Potential | Units | 0 | 0 | 0 | 0 | 0 | 0 | 0 | 0 | 0 | 0 | 0 | 0 | 0 | 0 | 0 | 0 | 0 | 0 | 0 | 0 | 0 | 0 | 0 | 0 | 0 | 0 | 0 | 0 | 0 | 0
F2_Residential_CZ3 - Multi Family_Existing_Appliances_Natural Gas_Stove/Oven_Technical Potential | F2 | Residential | CZ3 - Multi Family | Existing | Appliances | Natural Gas | Stove/Oven | Technical Potential | Usage (MMtherm) | 0 | 0 | 0 | 0 | 0 | 0 | 0 | 0 | 0 | 0 | 0 | 0 | 0 | 0 | 0 | 0 | 0 | 0 | 0 | 0 | 0 | 0 | 0 | 0 | 0 | 0 | 0 | 0 | 0 | 0
F3_Residential_CZ3 - Multi Family_Existing_Appliances_Natural Gas_Stove/Oven_Technical Potential | F3 | Residential | CZ3 - Multi Family | Existing | Appliances | Natural Gas | Stove/Oven | Technical Potential | Peak Demand (S) | 0 | 0 | 0 | 0 | 0 | 0 | 0 | 0 | 0 | 0 | 0 | 0 | 0 | 0 | 0 | 0 | 0 | 0 | 0 | 0 | 0 | 0 | 0 | 0 | 0 | 0 | 0 | 0 | 0 | 0
F4_Residential_CZ3 - Multi Family_Existing_Appliances_Natural Gas_Stove/Oven_Technical Potential | F4 | Residential | CZ3 - Multi Family | Existing | Appliances | Natural Gas | Stove/Oven | Technical Potential | Peak Demand (W) | 0 | 0 | 0 | 0 | 0 | 0 | 0 | 0 | 0 | 0 | 0 | 0 | 0 | 0 | 0 | 0 | 0 | 0 | 0 | 0 | 0 | 0 | 0 | 0 | 0 | 0 | 0 | 0 | 0 | 0
F5_Residential_CZ3 - Multi Family_Existing_Appliances_Natural Gas_Stove/Oven_Technical Potential | F5 | Residential | CZ3 - Multi Family | Existing | Appliances | Natural Gas | Stove/Oven | Technical Potential | Turnover | 0 | 0 | 0 | 0 | 0 | 0 | 0 | 0 | 0 | 0 | 0 | 0 | 0 | 0 | 0 | 0 | 0 | 0 | 0 | 0 | 0 | 0 | 0 | 0 | 0 | 0 | 0 | 0 | 0 | 0
F6_Residential_CZ3 - Multi Family_Existing_Appliances_Natural Gas_Stove/Oven_Technical Potential | F6 | Residential | CZ3 - Multi Family | Existing | Appliances | Natural Gas | Stove/Oven | Technical Potential | Avg. Replacement Usage | 0 | 0 | 0 | 0 | 0 | 0 | 0 | 0 | 0 | 0 | 0 | 0 | 0 | 0 | 0 | 0 | 0 | 0 | 0 | 0 | 0 | 0 | 0 | 0 | 0 | 0 | 0 | 0 | 0 | 0
F7_Residential_CZ3 - Multi Family_Existing_Appliances_Natural Gas_Stove/Oven_Technical Potential | F7 | Residential | CZ3 - Multi Family | Existing | Appliances | Natural Gas | Stove/Oven | Technical Potential | Avg. Replacement Demand (S) | 0 | 0 | 0 | 0 | 0 | 0 | 0 | 0 | 0 | 0 | 0 | 0 | 0 | 0 | 0 | 0 | 0 | 0 | 0 | 0 | 0 | 0 | 0 | 0 | 0 | 0 | 0 | 0 | 0 | 0
F8_Residential_CZ3 - Multi Family_Existing_Appliances_Natural Gas_Stove/Oven_Technical Potential | F8 | Residential | CZ3 - Multi Family | Existing | Appliances | Natural Gas | Stove/Oven | Technical Potential | Avg. Replacement Demand (W) | 0 | 0 | 0 | 0 | 0 | 0 | 0 | 0 | 0 | 0 | 0 | 0 | 0 | 0 | 0 | 0 | 0 | 0 | 0 | 0 | 0 | 0 | 0 | 0 | 0 | 0 | 0 | 0 | 0 | 0
F1_Residential_CZ3 - Multi Family_Existing_Miscellaneous_Natural Gas_Pool Heater_Technical Potential | F1 | Residential | CZ3 - Multi Family | Existing | Miscellaneous | Natural Gas | Pool Heater | Technical Potential | Units | 0 | 0 | 0 | 0 | 0 | 0 | 0 | 0 | 0 | 0 | 0 | 0 | 0 | 0 | 0 | 0 | 0 | 0 | 0 | 0 | 0 | 0 | 0 | 0 | 0 | 0 | 0 | 0 | 0 | 0
F2_Residential_CZ3 - Multi Family_Existing_Miscellaneous_Natural Gas_Pool Heater_Technical Potential | F2 | Residential | CZ3 - Multi Family | Existing | Miscellaneous | Natural Gas | Pool Heater | Technical Potential | Usage (MMtherm) | 0 | 0 | 0 | 0 | 0 | 0 | 0 | 0 | 0 | 0 | 0 | 0 | 0 | 0 | 0 | 0 | 0 | 0 | 0 | 0 | 0 | 0 | 0 | 0 | 0 | 0 | 0 | 0 | 0 | 0
F3_Residential_CZ3 - Multi Family_Existing_Miscellaneous_Natural Gas_Pool Heater_Technical Potential | F3 | Residential | CZ3 - Multi Family | Existing | Miscellaneous | Natural Gas | Pool Heater | Technical Potential | Peak Demand (S) | 0 | 0 | 0 | 0 | 0 | 0 | 0 | 0 | 0 | 0 | 0 | 0 | 0 | 0 | 0 | 0 | 0 | 0 | 0 | 0 | 0 | 0 | 0 | 0 | 0 | 0 | 0 | 0 | 0 | 0
F4_Residential_CZ3 - Multi Family_Existing_Miscellaneous_Natural Gas_Pool Heater_Technical Potential | F4 | Residential | CZ3 - Multi Family | Existing | Miscellaneous | Natural Gas | Pool Heater | Technical Potential | Peak Demand (W) | 0 | 0 | 0 | 0 | 0 | 0 | 0 | 0 | 0 | 0 | 0 | 0 | 0 | 0 | 0 | 0 | 0 | 0 | 0 | 0 | 0 | 0 | 0 | 0 | 0 | 0 | 0 | 0 | 0 | 0
F5_Residential_CZ3 - Multi Family_Existing_Miscellaneous_Natural Gas_Pool Heater_Technical Potential | F5 | Residential | CZ3 - Multi Family | Existing | Miscellaneous | Natural Gas | Pool Heater | Technical Potential | Turnover | 0 | 0 | 0 | 0 | 0 | 0 | 0 | 0 | 0 | 0 | 0 | 0 | 0 | 0 | 0 | 0 | 0 | 0 | 0 | 0 | 0 | 0 | 0 | 0 | 0 | 0 | 0 | 0 | 0 | 0
F6_Residential_CZ3 - Multi Family_Existing_Miscellaneous_Natural Gas_Pool Heater_Technical Potential | F6 | Residential | CZ3 - Multi Family | Existing | Miscellaneous | Natural Gas | Pool Heater | Technical Potential | Avg. Replacement Usage | 0 | 0 | 0 | 0 | 0 | 0 | 0 | 0 | 0 | 0 | 0 | 0 | 0 | 0 | 0 | 0 | 0 | 0 | 0 | 0 | 0 | 0 | 0 | 0 | 0 | 0 | 0 | 0 | 0 | 0
F7_Residential_CZ3 - Multi Family_Existing_Miscellaneous_Natural Gas_Pool Heater_Technical Potential | F7 | Residential | CZ3 - Multi Family | Existing | Miscellaneous | Natural Gas | Pool Heater | Technical Potential | Avg. Replacement Demand (S) | 0 | 0 | 0 | 0 | 0 | 0 | 0 | 0 | 0 | 0 | 0 | 0 | 0 | 0 | 0 | 0 | 0 | 0 | 0 | 0 | 0 | 0 | 0 | 0 | 0 | 0 | 0 | 0 | 0 | 0
F8_Residential_CZ3 - Multi Family_Existing_Miscellaneous_Natural Gas_Pool Heater_Technical Potential | F8 | Residential | CZ3 - Multi Family | Existing | Miscellaneous | Natural Gas | Pool Heater | Technical Potential | Avg. Replacement Demand (W) | 0 | 0 | 0 | 0 | 0 | 0 | 0 | 0 | 0 | 0 | 0 | 0 | 0 | 0 | 0 | 0 | 0 | 0 | 0 | 0 | 0 | 0 | 0 | 0 | 0 | 0 | 0 | 0 | 0 | 0
F1_Residential_CZ3 - Multi Family_Existing_Miscellaneous_Natural Gas_Miscellaneous_Technical Potential | F1 | Residential | CZ3 - Multi Family | Existing | Miscellaneous | Natural Gas | Miscellaneous | Technical Potential | Units | 0 | 0 | 0 | 0 | 0 | 0 | 0 | 0 | 0 | 0 | 0 | 0 | 0 | 0 | 0 | 0 | 0 | 0 | 0 | 0 | 0 | 0 | 0 | 0 | 0 | 0 | 0 | 0 | 0 | 0
F2_Residential_CZ3 - Multi Family_Existing_Miscellaneous_Natural Gas_Miscellaneous_Technical Potential | F2 | Residential | CZ3 - Multi Family | Existing | Miscellaneous | Natural Gas | Miscellaneous | Technical Potential | Usage (MMtherm) | 0 | 0 | 0 | 0 | 0 | 0 | 0 | 0 | 0 | 0 | 0 | 0 | 0 | 0 | 0 | 0 | 0 | 0 | 0 | 0 | 0 | 0 | 0 | 0 | 0 | 0 | 0 | 0 | 0 | 0
F3_Residential_CZ3 - Multi Family_Existing_Miscellaneous_Natural Gas_Miscellaneous_Technical Potential | F3 | Residential | CZ3 - Multi Family | Existing | Miscellaneous | Natural Gas | Miscellaneous | Technical Potential | Peak Demand (S) | 0 | 0 | 0 | 0 | 0 | 0 | 0 | 0 | 0 | 0 | 0 | 0 | 0 | 0 | 0 | 0 | 0 | 0 | 0 | 0 | 0 | 0 | 0 | 0 | 0 | 0 | 0 | 0 | 0 | 0
F4_Residential_CZ3 - Multi Family_Existing_Miscellaneous_Natural Gas_Miscellaneous_Technical Potential | F4 | Residential | CZ3 - Multi Family | Existing | Miscellaneous | Natural Gas | Miscellaneous | Technical Potential | Peak Demand (W) | 0 | 0 | 0 | 0 | 0 | 0 | 0 | 0 | 0 | 0 | 0 | 0 | 0 | 0 | 0 | 0 | 0 | 0 | 0 | 0 | 0 | 0 | 0 | 0 | 0 | 0 | 0 | 0 | 0 | 0
F5_Residential_CZ3 - Multi Family_Existing_Miscellaneous_Natural Gas_Miscellaneous_Technical Potential | F5 | Residential | CZ3 - Multi Family | Existing | Miscellaneous | Natural Gas | Miscellaneous | Technical Potential | Turnover | 0 | 0 | 0 | 0 | 0 | 0 | 0 | 0 | 0 | 0 | 0 | 0 | 0 | 0 | 0 | 0 | 0 | 0 | 0 | 0 | 0 | 0 | 0 | 0 | 0 | 0 | 0 | 0 | 0 | 0
F6_Residential_CZ3 - Multi Family_Existing_Miscellaneous_Natural Gas_Miscellaneous_Technical Potential | F6 | Residential | CZ3 - Multi Family | Existing | Miscellaneous | Natural Gas | Miscellaneous | Technical Potential | Avg. Replacement Usage | 0 | 0 | 0 | 0 | 0 | 0 | 0 | 0 | 0 | 0 | 0 | 0 | 0 | 0 | 0 | 0 | 0 | 0 | 0 | 0 | 0 | 0 | 0 | 0 | 0 | 0 | 0 | 0 | 0 | 0
F7_Residential_CZ3 - Multi Family_Existing_Miscellaneous_Natural Gas_Miscellaneous_Technical Potential | F7 | Residential | CZ3 - Multi Family | Existing | Miscellaneous | Natural Gas | Miscellaneous | Technical Potential | Avg. Replacement Demand (S) | 0 | 0 | 0 | 0 | 0 | 0 | 0 | 0 | 0 | 0 | 0 | 0 | 0 | 0 | 0 | 0 | 0 | 0 | 0 | 0 | 0 | 0 | 0 | 0 | 0 | 0 | 0 | 0 | 0 | 0
F8_Residential_CZ3 - Multi Family_Existing_Miscellaneous_Natural Gas_Miscellaneous_Technical Potential | F8 | Residential | CZ3 - Multi Family | Existing | Miscellaneous | Natural Gas | Miscellaneous | Technical Potential | Avg. Replacement Demand (W) | 0 | 0 | 0 | 0 | 0 | 0 | 0 | 0 | 0 | 0 | 0 | 0 | 0 | 0 | 0 | 0 | 0 | 0 | 0 | 0 | 0 | 0 | 0 | 0 | 0 | 0 | 0 | 0 | 0 | 0
F1_Residential_CZ3 - Multi Family_New_Space Heating_Natural Gas_Furnace - Direct Fuel_Technical Potential | F1 | Residential | CZ3 - Multi Family | New | Space Heating | Natural Gas | Furnace - Direct Fuel | Technical Potential | Units | 0 | 0 | 0 | 0 | 0 | 0 | 0 | 0 | 0 | 0 | 0 | 0 | 0 | 0 | 0 | 0 | 0 | 0 | 0 | 0 | 0 | 0 | 0 | 0 | 0 | 0 | 0 | 0 | 0 | 0
F2_Residential_CZ3 - Multi Family_New_Space Heating_Natural Gas_Furnace - Direct Fuel_Technical Potential | F2 | Residential | CZ3 - Multi Family | New | Space Heating | Natural Gas | Furnace - Direct Fuel | Technical Potential | Usage (MMtherm) | 0 | 0 | 0 | 0 | 0 | 0 | 0 | 0 | 0 | 0 | 0 | 0 | 0 | 0 | 0 | 0 | 0 | 0 | 0 | 0 | 0 | 0 | 0 | 0 | 0 | 0 | 0 | 0 | 0 | 0
F3_Residential_CZ3 - Multi Family_New_Space Heating_Natural Gas_Furnace - Direct Fuel_Technical Potential | F3 | Residential | CZ3 - Multi Family | New | Space Heating | Natural Gas | Furnace - Direct Fuel | Technical Potential | Peak Demand (S) | 0 | 0 | 0 | 0 | 0 | 0 | 0 | 0 | 0 | 0 | 0 | 0 | 0 | 0 | 0 | 0 | 0 | 0 | 0 | 0 | 0 | 0 | 0 | 0 | 0 | 0 | 0 | 0 | 0 | 0
F4_Residential_CZ3 - Multi Family_New_Space Heating_Natural Gas_Furnace - Direct Fuel_Technical Potential | F4 | Residential | CZ3 - Multi Family | New | Space Heating | Natural Gas | Furnace - Direct Fuel | Technical Potential | Peak Demand (W) | 0 | 0 | 0 | 0 | 0 | 0 | 0 | 0 | 0 | 0 | 0 | 0 | 0 | 0 | 0 | 0 | 0 | 0 | 0 | 0 | 0 | 0 | 0 | 0 | 0 | 0 | 0 | 0 | 0 | 0
F5_Residential_CZ3 - Multi Family_New_Space Heating_Natural Gas_Furnace - Direct Fuel_Technical Potential | F5 | Residential | CZ3 - Multi Family | New | Space Heating | Natural Gas | Furnace - Direct Fuel | Technical Potential | Turnover | 0 | 0 | 0 | 0 | 0 | 0 | 0 | 0 | 0 | 0 | 0 | 0 | 0 | 0 | 0 | 0 | 0 | 0 | 0 | 0 | 0 | 0 | 0 | 0 | 0 | 0 | 0 | 0 | 0 | 0
F6_Residential_CZ3 - Multi Family_New_Space Heating_Natural Gas_Furnace - Direct Fuel_Technical Potential | F6 | Residential | CZ3 - Multi Family | New | Space Heating | Natural Gas | Furnace - Direct Fuel | Technical Potential | Avg. Replacement Usage | 0 | 0 | 0 | 0 | 0 | 0 | 0 | 0 | 0 | 0 | 0 | 0 | 0 | 0 | 0 | 0 | 0 | 0 | 0 | 0 | 0 | 0 | 0 | 0 | 0 | 0 | 0 | 0 | 0 | 0
F7_Residential_CZ3 - Multi Family_New_Space Heating_Natural Gas_Furnace - Direct Fuel_Technical Potential | F7 | Residential | CZ3 - Multi Family | New | Space Heating | Natural Gas | Furnace - Direct Fuel | Technical Potential | Avg. Replacement Demand (S) | 0 | 0 | 0 | 0 | 0 | 0 | 0 | 0 | 0 | 0 | 0 | 0 | 0 | 0 | 0 | 0 | 0 | 0 | 0 | 0 | 0 | 0 | 0 | 0 | 0 | 0 | 0 | 0 | 0 | 0
F8_Residential_CZ3 - Multi Family_New_Space Heating_Natural Gas_Furnace - Direct Fuel_Technical Potential | F8 | Residential | CZ3 - Multi Family | New | Space Heating | Natural Gas | Furnace - Direct Fuel | Technical Potential | Avg. Replacement Demand (W) | 0 | 0 | 0 | 0 | 0 | 0 | 0 | 0 | 0 | 0 | 0 | 0 | 0 | 0 | 0 | 0 | 0 | 0 | 0 | 0 | 0 | 0 | 0 | 0 | 0 | 0 | 0 | 0 | 0 | 0
F1_Residential_CZ3 - Multi Family_New_Space Heating_Natural Gas_Boiler - Direct Fuel_Technical Potential | F1 | Residential | CZ3 - Multi Family | New | Space Heating | Natural Gas | Boiler - Direct Fuel | Technical Potential | Units | 0 | 0 | 0 | 0 | 0 | 0 | 0 | 0 | 0 | 0 | 0 | 0 | 0 | 0 | 0 | 0 | 0 | 0 | 0 | 0 | 0 | 0 | 0 | 0 | 0 | 0 | 0 | 0 | 0 | 0
F2_Residential_CZ3 - Multi Family_New_Space Heating_Natural Gas_Boiler - Direct Fuel_Technical Potential | F2 | Residential | CZ3 - Multi Family | New | Space Heating | Natural Gas | Boiler - Direct Fuel | Technical Potential | Usage (MMtherm) | 0 | 0 | 0 | 0 | 0 | 0 | 0 | 0 | 0 | 0 | 0 | 0 | 0 | 0 | 0 | 0 | 0 | 0 | 0 | 0 | 0 | 0 | 0 | 0 | 0 | 0 | 0 | 0 | 0 | 0
F3_Residential_CZ3 - Multi Family_New_Space Heating_Natural Gas_Boiler - Direct Fuel_Technical Potential | F3 | Residential | CZ3 - Multi Family | New | Space Heating | Natural Gas | Boiler - Direct Fuel | Technical Potential | Peak Demand (S) | 0 | 0 | 0 | 0 | 0 | 0 | 0 | 0 | 0 | 0 | 0 | 0 | 0 | 0 | 0 | 0 | 0 | 0 | 0 | 0 | 0 | 0 | 0 | 0 | 0 | 0 | 0 | 0 | 0 | 0
F4_Residential_CZ3 - Multi Family_New_Space Heating_Natural Gas_Boiler - Direct Fuel_Technical Potential | F4 | Residential | CZ3 - Multi Family | New | Space Heating | Natural Gas | Boiler - Direct Fuel | Technical Potential | Peak Demand (W) | 0 | 0 | 0 | 0 | 0 | 0 | 0 | 0 | 0 | 0 | 0 | 0 | 0 | 0 | 0 | 0 | 0 | 0 | 0 | 0 | 0 | 0 | 0 | 0 | 0 | 0 | 0 | 0 | 0 | 0
F5_Residential_CZ3 - Multi Family_New_Space Heating_Natural Gas_Boiler - Direct Fuel_Technical Potential | F5 | Residential | CZ3 - Multi Family | New | Space Heating | Natural Gas | Boiler - Direct Fuel | Technical Potential | Turnover | 0 | 0 | 0 | 0 | 0 | 0 | 0 | 0 | 0 | 0 | 0 | 0 | 0 | 0 | 0 | 0 | 0 | 0 | 0 | 0 | 0 | 0 | 0 | 0 | 0 | 0 | 0 | 0 | 0 | 0
F6_Residential_CZ3 - Multi Family_New_Space Heating_Natural Gas_Boiler - Direct Fuel_Technical Potential | F6 | Residential | CZ3 - Multi Family | New | Space Heating | Natural Gas | Boiler - Direct Fuel | Technical Potential | Avg. Replacement Usage | 0 | 0 | 0 | 0 | 0 | 0 | 0 | 0 | 0 | 0 | 0 | 0 | 0 | 0 | 0 | 0 | 0 | 0 | 0 | 0 | 0 | 0 | 0 | 0 | 0 | 0 | 0 | 0 | 0 | 0
F7_Residential_CZ3 - Multi Family_New_Space Heating_Natural Gas_Boiler - Direct Fuel_Technical Potential | F7 | Residential | CZ3 - Multi Family | New | Space Heating | Natural Gas | Boiler - Direct Fuel | Technical Potential | Avg. Replacement Demand (S) | 0 | 0 | 0 | 0 | 0 | 0 | 0 | 0 | 0 | 0 | 0 | 0 | 0 | 0 | 0 | 0 | 0 | 0 | 0 | 0 | 0 | 0 | 0 | 0 | 0 | 0 | 0 | 0 | 0 | 0
F8_Residential_CZ3 - Multi Family_New_Space Heating_Natural Gas_Boiler - Direct Fuel_Technical Potential | F8 | Residential | CZ3 - Multi Family | New | Space Heating | Natural Gas | Boiler - Direct Fuel | Technical Potential | Avg. Replacement Demand (W) | 0 | 0 | 0 | 0 | 0 | 0 | 0 | 0 | 0 | 0 | 0 | 0 | 0 | 0 | 0 | 0 | 0 | 0 | 0 | 0 | 0 | 0 | 0 | 0 | 0 | 0 | 0 | 0 | 0 | 0
F1_Residential_CZ3 - Multi Family_New_Secondary Heating_Natural Gas_Fireplace_Technical Potential | F1 | Residential | CZ3 - Multi Family | New | Secondary Heating | Natural Gas | Fireplace | Technical Potential | Units | 0 | 0 | 0 | 0 | 0 | 0 | 0 | 0 | 0 | 0 | 0 | 0 | 0 | 0 | 0 | 0 | 0 | 0 | 0 | 0 | 0 | 0 | 0 | 0 | 0 | 0 | 0 | 0 | 0 | 0
F2_Residential_CZ3 - Multi Family_New_Secondary Heating_Natural Gas_Fireplace_Technical Potential | F2 | Residential | CZ3 - Multi Family | New | Secondary Heating | Natural Gas | Fireplace | Technical Potential | Usage (MMtherm) | 0 | 0 | 0 | 0 | 0 | 0 | 0 | 0 | 0 | 0 | 0 | 0 | 0 | 0 | 0 | 0 | 0 | 0 | 0 | 0 | 0 | 0 | 0 | 0 | 0 | 0 | 0 | 0 | 0 | 0
F3_Residential_CZ3 - Multi Family_New_Secondary Heating_Natural Gas_Fireplace_Technical Potential | F3 | Residential | CZ3 - Multi Family | New | Secondary Heating | Natural Gas | Fireplace | Technical Potential | Peak Demand (S) | 0 | 0 | 0 | 0 | 0 | 0 | 0 | 0 | 0 | 0 | 0 | 0 | 0 | 0 | 0 | 0 | 0 | 0 | 0 | 0 | 0 | 0 | 0 | 0 | 0 | 0 | 0 | 0 | 0 | 0
F4_Residential_CZ3 - Multi Family_New_Secondary Heating_Natural Gas_Fireplace_Technical Potential | F4 | Residential | CZ3 - Multi Family | New | Secondary Heating | Natural Gas | Fireplace | Technical Potential | Peak Demand (W) | 0 | 0 | 0 | 0 | 0 | 0 | 0 | 0 | 0 | 0 | 0 | 0 | 0 | 0 | 0 | 0 | 0 | 0 | 0 | 0 | 0 | 0 | 0 | 0 | 0 | 0 | 0 | 0 | 0 | 0
F5_Residential_CZ3 - Multi Family_New_Secondary Heating_Natural Gas_Fireplace_Technical Potential | F5 | Residential | CZ3 - Multi Family | New | Secondary Heating | Natural Gas | Fireplace | Technical Potential | Turnover | 0 | 0 | 0 | 0 | 0 | 0 | 0 | 0 | 0 | 0 | 0 | 0 | 0 | 0 | 0 | 0 | 0 | 0 | 0 | 0 | 0 | 0 | 0 | 0 | 0 | 0 | 0 | 0 | 0 | 0
F6_Residential_CZ3 - Multi Family_New_Secondary Heating_Natural Gas_Fireplace_Technical Potential | F6 | Residential | CZ3 - Multi Family | New | Secondary Heating | Natural Gas | Fireplace | Technical Potential | Avg. Replacement Usage | 0 | 0 | 0 | 0 | 0 | 0 | 0 | 0 | 0 | 0 | 0 | 0 | 0 | 0 | 0 | 0 | 0 | 0 | 0 | 0 | 0 | 0 | 0 | 0 | 0 | 0 | 0 | 0 | 0 | 0
F7_Residential_CZ3 - Multi Family_New_Secondary Heating_Natural Gas_Fireplace_Technical Potential | F7 | Residential | CZ3 - Multi Family | New | Secondary Heating | Natural Gas | Fireplace | Technical Potential | Avg. Replacement Demand (S) | 0 | 0 | 0 | 0 | 0 | 0 | 0 | 0 | 0 | 0 | 0 | 0 | 0 | 0 | 0 | 0 | 0 | 0 | 0 | 0 | 0 | 0 | 0 | 0 | 0 | 0 | 0 | 0 | 0 | 0
F8_Residential_CZ3 - Multi Family_New_Secondary Heating_Natural Gas_Fireplace_Technical Potential | F8 | Residential | CZ3 - Multi Family | New | Secondary Heating | Natural Gas | Fireplace | Technical Potential | Avg. Replacement Demand (W) | 0 | 0 | 0 | 0 | 0 | 0 | 0 | 0 | 0 | 0 | 0 | 0 | 0 | 0 | 0 | 0 | 0 | 0 | 0 | 0 | 0 | 0 | 0 | 0 | 0 | 0 | 0 | 0 | 0 | 0
F1_Residential_CZ3 - Multi Family_New_Water Heating_Natural Gas_Water Heater <= 55 gal._Technical Potential | F1 | Residential | CZ3 - Multi Family | New | Water Heating | Natural Gas | Water Heater <= 55 gal. | Technical Potential | Units | 0 | 0 | 0 | 0 | 0 | 0 | 0 | 0 | 0 | 0 | 0 | 0 | 0 | 0 | 0 | 0 | 0 | 0 | 0 | 0 | 0 | 0 | 0 | 0 | 0 | 0 | 0 | 0 | 0 | 0
F2_Residential_CZ3 - Multi Family_New_Water Heating_Natural Gas_Water Heater <= 55 gal._Technical Potential | F2 | Residential | CZ3 - Multi Family | New | Water Heating | Natural Gas | Water Heater <= 55 gal. | Technical Potential | Usage (MMtherm) | 0 | 0 | 0 | 0 | 0 | 0 | 0 | 0 | 0 | 0 | 0 | 0 | 0 | 0 | 0 | 0 | 0 | 0 | 0 | 0 | 0 | 0 | 0 | 0 | 0 | 0 | 0 | 0 | 0 | 0
F3_Residential_CZ3 - Multi Family_New_Water Heating_Natural Gas_Water Heater <= 55 gal._Technical Potential | F3 | Residential | CZ3 - Multi Family | New | Water Heating | Natural Gas | Water Heater <= 55 gal. | Technical Potential | Peak Demand (S) | 0 | 0 | 0 | 0 | 0 | 0 | 0 | 0 | 0 | 0 | 0 | 0 | 0 | 0 | 0 | 0 | 0 | 0 | 0 | 0 | 0 | 0 | 0 | 0 | 0 | 0 | 0 | 0 | 0 | 0
F4_Residential_CZ3 - Multi Family_New_Water Heating_Natural Gas_Water Heater <= 55 gal._Technical Potential | F4 | Residential | CZ3 - Multi Family | New | Water Heating | Natural Gas | Water Heater <= 55 gal. | Technical Potential | Peak Demand (W) | 0 | 0 | 0 | 0 | 0 | 0 | 0 | 0 | 0 | 0 | 0 | 0 | 0 | 0 | 0 | 0 | 0 | 0 | 0 | 0 | 0 | 0 | 0 | 0 | 0 | 0 | 0 | 0 | 0 | 0
F5_Residential_CZ3 - Multi Family_New_Water Heating_Natural Gas_Water Heater <= 55 gal._Technical Potential | F5 | Residential | CZ3 - Multi Family | New | Water Heating | Natural Gas | Water Heater <= 55 gal. | Technical Potential | Turnover | 0 | 0 | 0 | 0 | 0 | 0 | 0 | 0 | 0 | 0 | 0 | 0 | 0 | 0 | 0 | 0 | 0 | 0 | 0 | 0 | 0 | 0 | 0 | 0 | 0 | 0 | 0 | 0 | 0 | 0
F6_Residential_CZ3 - Multi Family_New_Water Heating_Natural Gas_Water Heater <= 55 gal._Technical Potential | F6 | Residential | CZ3 - Multi Family | New | Water Heating | Natural Gas | Water Heater <= 55 gal. | Technical Potential | Avg. Replacement Usage | 0 | 0 | 0 | 0 | 0 | 0 | 0 | 0 | 0 | 0 | 0 | 0 | 0 | 0 | 0 | 0 | 0 | 0 | 0 | 0 | 0 | 0 | 0 | 0 | 0 | 0 | 0 | 0 | 0 | 0
F7_Residential_CZ3 - Multi Family_New_Water Heating_Natural Gas_Water Heater <= 55 gal._Technical Potential | F7 | Residential | CZ3 - Multi Family | New | Water Heating | Natural Gas | Water Heater <= 55 gal. | Technical Potential | Avg. Replacement Demand (S) | 0 | 0 | 0 | 0 | 0 | 0 | 0 | 0 | 0 | 0 | 0 | 0 | 0 | 0 | 0 | 0 | 0 | 0 | 0 | 0 | 0 | 0 | 0 | 0 | 0 | 0 | 0 | 0 | 0 | 0
F8_Residential_CZ3 - Multi Family_New_Water Heating_Natural Gas_Water Heater <= 55 gal._Technical Potential | F8 | Residential | CZ3 - Multi Family | New | Water Heating | Natural Gas | Water Heater <= 55 gal. | Technical Potential | Avg. Replacement Demand (W) | 0 | 0 | 0 | 0 | 0 | 0 | 0 | 0 | 0 | 0 | 0 | 0 | 0 | 0 | 0 | 0 | 0 | 0 | 0 | 0 | 0 | 0 | 0 | 0 | 0 | 0 | 0 | 0 | 0 | 0
F1_Residential_CZ3 - Multi Family_New_Water Heating_Natural Gas_Water Heater > 55 gal._Technical Potential | F1 | Residential | CZ3 - Multi Family | New | Water Heating | Natural Gas | Water Heater > 55 gal. | Technical Potential | Units | 0 | 0 | 0 | 0 | 0 | 0 | 0 | 0 | 0 | 0 | 0 | 0 | 0 | 0 | 0 | 0 | 0 | 0 | 0 | 0 | 0 | 0 | 0 | 0 | 0 | 0 | 0 | 0 | 0 | 0
F2_Residential_CZ3 - Multi Family_New_Water Heating_Natural Gas_Water Heater > 55 gal._Technical Potential | F2 | Residential | CZ3 - Multi Family | New | Water Heating | Natural Gas | Water Heater > 55 gal. | Technical Potential | Usage (MMtherm) | 0 | 0 | 0 | 0 | 0 | 0 | 0 | 0 | 0 | 0 | 0 | 0 | 0 | 0 | 0 | 0 | 0 | 0 | 0 | 0 | 0 | 0 | 0 | 0 | 0 | 0 | 0 | 0 | 0 | 0
F3_Residential_CZ3 - Multi Family_New_Water Heating_Natural Gas_Water Heater > 55 gal._Technical Potential | F3 | Residential | CZ3 - Multi Family | New | Water Heating | Natural Gas | Water Heater > 55 gal. | Technical Potential | Peak Demand (S) | 0 | 0 | 0 | 0 | 0 | 0 | 0 | 0 | 0 | 0 | 0 | 0 | 0 | 0 | 0 | 0 | 0 | 0 | 0 | 0 | 0 | 0 | 0 | 0 | 0 | 0 | 0 | 0 | 0 | 0
F4_Residential_CZ3 - Multi Family_New_Water Heating_Natural Gas_Water Heater > 55 gal._Technical Potential | F4 | Residential | CZ3 - Multi Family | New | Water Heating | Natural Gas | Water Heater > 55 gal. | Technical Potential | Peak Demand (W) | 0 | 0 | 0 | 0 | 0 | 0 | 0 | 0 | 0 | 0 | 0 | 0 | 0 | 0 | 0 | 0 | 0 | 0 | 0 | 0 | 0 | 0 | 0 | 0 | 0 | 0 | 0 | 0 | 0 | 0
F5_Residential_CZ3 - Multi Family_New_Water Heating_Natural Gas_Water Heater > 55 gal._Technical Potential | F5 | Residential | CZ3 - Multi Family | New | Water Heating | Natural Gas | Water Heater > 55 gal. | Technical Potential | Turnover | 0 | 0 | 0 | 0 | 0 | 0 | 0 | 0 | 0 | 0 | 0 | 0 | 0 | 0 | 0 | 0 | 0 | 0 | 0 | 0 | 0 | 0 | 0 | 0 | 0 | 0 | 0 | 0 | 0 | 0
F6_Residential_CZ3 - Multi Family_New_Water Heating_Natural Gas_Water Heater > 55 gal._Technical Potential | F6 | Residential | CZ3 - Multi Family | New | Water Heating | Natural Gas | Water Heater > 55 gal. | Technical Potential | Avg. Replacement Usage | 0 | 0 | 0 | 0 | 0 | 0 | 0 | 0 | 0 | 0 | 0 | 0 | 0 | 0 | 0 | 0 | 0 | 0 | 0 | 0 | 0 | 0 | 0 | 0 | 0 | 0 | 0 | 0 | 0 | 0
F7_Residential_CZ3 - Multi Family_New_Water Heating_Natural Gas_Water Heater > 55 gal._Technical Potential | F7 | Residential | CZ3 - Multi Family | New | Water Heating | Natural Gas | Water Heater > 55 gal. | Technical Potential | Avg. Replacement Demand (S) | 0 | 0 | 0 | 0 | 0 | 0 | 0 | 0 | 0 | 0 | 0 | 0 | 0 | 0 | 0 | 0 | 0 | 0 | 0 | 0 | 0 | 0 | 0 | 0 | 0 | 0 | 0 | 0 | 0 | 0
F8_Residential_CZ3 - Multi Family_New_Water Heating_Natural Gas_Water Heater > 55 gal._Technical Potential | F8 | Residential | CZ3 - Multi Family | New | Water Heating | Natural Gas | Water Heater > 55 gal. | Technical Potential | Avg. Replacement Demand (W) | 0 | 0 | 0 | 0 | 0 | 0 | 0 | 0 | 0 | 0 | 0 | 0 | 0 | 0 | 0 | 0 | 0 | 0 | 0 | 0 | 0 | 0 | 0 | 0 | 0 | 0 | 0 | 0 | 0 | 0
F1_Residential_CZ3 - Multi Family_New_Appliances_Natural Gas_Clothes Dryer_Technical Potential | F1 | Residential | CZ3 - Multi Family | New | Appliances | Natural Gas | Clothes Dryer | Technical Potential | Units | 0 | 0 | 0 | 0 | 0 | 0 | 0 | 0 | 0 | 0 | 0 | 0 | 0 | 0 | 0 | 0 | 0 | 0 | 0 | 0 | 0 | 0 | 0 | 0 | 0 | 0 | 0 | 0 | 0 | 0
F2_Residential_CZ3 - Multi Family_New_Appliances_Natural Gas_Clothes Dryer_Technical Potential | F2 | Residential | CZ3 - Multi Family | New | Appliances | Natural Gas | Clothes Dryer | Technical Potential | Usage (MMtherm) | 0 | 0 | 0 | 0 | 0 | 0 | 0 | 0 | 0 | 0 | 0 | 0 | 0 | 0 | 0 | 0 | 0 | 0 | 0 | 0 | 0 | 0 | 0 | 0 | 0 | 0 | 0 | 0 | 0 | 0
F3_Residential_CZ3 - Multi Family_New_Appliances_Natural Gas_Clothes Dryer_Technical Potential | F3 | Residential | CZ3 - Multi Family | New | Appliances | Natural Gas | Clothes Dryer | Technical Potential | Peak Demand (S) | 0 | 0 | 0 | 0 | 0 | 0 | 0 | 0 | 0 | 0 | 0 | 0 | 0 | 0 | 0 | 0 | 0 | 0 | 0 | 0 | 0 | 0 | 0 | 0 | 0 | 0 | 0 | 0 | 0 | 0
F4_Residential_CZ3 - Multi Family_New_Appliances_Natural Gas_Clothes Dryer_Technical Potential | F4 | Residential | CZ3 - Multi Family | New | Appliances | Natural Gas | Clothes Dryer | Technical Potential | Peak Demand (W) | 0 | 0 | 0 | 0 | 0 | 0 | 0 | 0 | 0 | 0 | 0 | 0 | 0 | 0 | 0 | 0 | 0 | 0 | 0 | 0 | 0 | 0 | 0 | 0 | 0 | 0 | 0 | 0 | 0 | 0
F5_Residential_CZ3 - Multi Family_New_Appliances_Natural Gas_Clothes Dryer_Technical Potential | F5 | Residential | CZ3 - Multi Family | New | Appliances | Natural Gas | Clothes Dryer | Technical Potential | Turnover | 0 | 0 | 0 | 0 | 0 | 0 | 0 | 0 | 0 | 0 | 0 | 0 | 0 | 0 | 0 | 0 | 0 | 0 | 0 | 0 | 0 | 0 | 0 | 0 | 0 | 0 | 0 | 0 | 0 | 0
F6_Residential_CZ3 - Multi Family_New_Appliances_Natural Gas_Clothes Dryer_Technical Potential | F6 | Residential | CZ3 - Multi Family | New | Appliances | Natural Gas | Clothes Dryer | Technical Potential | Avg. Replacement Usage | 0 | 0 | 0 | 0 | 0 | 0 | 0 | 0 | 0 | 0 | 0 | 0 | 0 | 0 | 0 | 0 | 0 | 0 | 0 | 0 | 0 | 0 | 0 | 0 | 0 | 0 | 0 | 0 | 0 | 0
F7_Residential_CZ3 - Multi Family_New_Appliances_Natural Gas_Clothes Dryer_Technical Potential | F7 | Residential | CZ3 - Multi Family | New | Appliances | Natural Gas | Clothes Dryer | Technical Potential | Avg. Replacement Demand (S) | 0 | 0 | 0 | 0 | 0 | 0 | 0 | 0 | 0 | 0 | 0 | 0 | 0 | 0 | 0 | 0 | 0 | 0 | 0 | 0 | 0 | 0 | 0 | 0 | 0 | 0 | 0 | 0 | 0 | 0
F8_Residential_CZ3 - Multi Family_New_Appliances_Natural Gas_Clothes Dryer_Technical Potential | F8 | Residential | CZ3 - Multi Family | New | Appliances | Natural Gas | Clothes Dryer | Technical Potential | Avg. Replacement Demand (W) | 0 | 0 | 0 | 0 | 0 | 0 | 0 | 0 | 0 | 0 | 0 | 0 | 0 | 0 | 0 | 0 | 0 | 0 | 0 | 0 | 0 | 0 | 0 | 0 | 0 | 0 | 0 | 0 | 0 | 0
F1_Residential_CZ3 - Multi Family_New_Appliances_Natural Gas_Stove/Oven_Technical Potential | F1 | Residential | CZ3 - Multi Family | New | Appliances | Natural Gas | Stove/Oven | Technical Potential | Units | 0 | 0 | 0 | 0 | 0 | 0 | 0 | 0 | 0 | 0 | 0 | 0 | 0 | 0 | 0 | 0 | 0 | 0 | 0 | 0 | 0 | 0 | 0 | 0 | 0 | 0 | 0 | 0 | 0 | 0
F2_Residential_CZ3 - Multi Family_New_Appliances_Natural Gas_Stove/Oven_Technical Potential | F2 | Residential | CZ3 - Multi Family | New | Appliances | Natural Gas | Stove/Oven | Technical Potential | Usage (MMtherm) | 0 | 0 | 0 | 0 | 0 | 0 | 0 | 0 | 0 | 0 | 0 | 0 | 0 | 0 | 0 | 0 | 0 | 0 | 0 | 0 | 0 | 0 | 0 | 0 | 0 | 0 | 0 | 0 | 0 | 0
F3_Residential_CZ3 - Multi Family_New_Appliances_Natural Gas_Stove/Oven_Technical Potential | F3 | Residential | CZ3 - Multi Family | New | Appliances | Natural Gas | Stove/Oven | Technical Potential | Peak Demand (S) | 0 | 0 | 0 | 0 | 0 | 0 | 0 | 0 | 0 | 0 | 0 | 0 | 0 | 0 | 0 | 0 | 0 | 0 | 0 | 0 | 0 | 0 | 0 | 0 | 0 | 0 | 0 | 0 | 0 | 0
F4_Residential_CZ3 - Multi Family_New_Appliances_Natural Gas_Stove/Oven_Technical Potential | F4 | Residential | CZ3 - Multi Family | New | Appliances | Natural Gas | Stove/Oven | Technical Potential | Peak Demand (W) | 0 | 0 | 0 | 0 | 0 | 0 | 0 | 0 | 0 | 0 | 0 | 0 | 0 | 0 | 0 | 0 | 0 | 0 | 0 | 0 | 0 | 0 | 0 | 0 | 0 | 0 | 0 | 0 | 0 | 0
F5_Residential_CZ3 - Multi Family_New_Appliances_Natural Gas_Stove/Oven_Technical Potential | F5 | Residential | CZ3 - Multi Family | New | Appliances | Natural Gas | Stove/Oven | Technical Potential | Turnover | 0 | 0 | 0 | 0 | 0 | 0 | 0 | 0 | 0 | 0 | 0 | 0 | 0 | 0 | 0 | 0 | 0 | 0 | 0 | 0 | 0 | 0 | 0 | 0 | 0 | 0 | 0 | 0 | 0 | 0
F6_Residential_CZ3 - Multi Family_New_Appliances_Natural Gas_Stove/Oven_Technical Potential | F6 | Residential | CZ3 - Multi Family | New | Appliances | Natural Gas | Stove/Oven | Technical Potential | Avg. Replacement Usage | 0 | 0 | 0 | 0 | 0 | 0 | 0 | 0 | 0 | 0 | 0 | 0 | 0 | 0 | 0 | 0 | 0 | 0 | 0 | 0 | 0 | 0 | 0 | 0 | 0 | 0 | 0 | 0 | 0 | 0
F7_Residential_CZ3 - Multi Family_New_Appliances_Natural Gas_Stove/Oven_Technical Potential | F7 | Residential | CZ3 - Multi Family | New | Appliances | Natural Gas | Stove/Oven | Technical Potential | Avg. Replacement Demand (S) | 0 | 0 | 0 | 0 | 0 | 0 | 0 | 0 | 0 | 0 | 0 | 0 | 0 | 0 | 0 | 0 | 0 | 0 | 0 | 0 | 0 | 0 | 0 | 0 | 0 | 0 | 0 | 0 | 0 | 0
F8_Residential_CZ3 - Multi Family_New_Appliances_Natural Gas_Stove/Oven_Technical Potential | F8 | Residential | CZ3 - Multi Family | New | Appliances | Natural Gas | Stove/Oven | Technical Potential | Avg. Replacement Demand (W) | 0 | 0 | 0 | 0 | 0 | 0 | 0 | 0 | 0 | 0 | 0 | 0 | 0 | 0 | 0 | 0 | 0 | 0 | 0 | 0 | 0 | 0 | 0 | 0 | 0 | 0 | 0 | 0 | 0 | 0
F1_Residential_CZ3 - Multi Family_New_Miscellaneous_Natural Gas_Pool Heater_Technical Potential | F1 | Residential | CZ3 - Multi Family | New | Miscellaneous | Natural Gas | Pool Heater | Technical Potential | Units | 0 | 0 | 0 | 0 | 0 | 0 | 0 | 0 | 0 | 0 | 0 | 0 | 0 | 0 | 0 | 0 | 0 | 0 | 0 | 0 | 0 | 0 | 0 | 0 | 0 | 0 | 0 | 0 | 0 | 0
F2_Residential_CZ3 - Multi Family_New_Miscellaneous_Natural Gas_Pool Heater_Technical Potential | F2 | Residential | CZ3 - Multi Family | New | Miscellaneous | Natural Gas | Pool Heater | Technical Potential | Usage (MMtherm) | 0 | 0 | 0 | 0 | 0 | 0 | 0 | 0 | 0 | 0 | 0 | 0 | 0 | 0 | 0 | 0 | 0 | 0 | 0 | 0 | 0 | 0 | 0 | 0 | 0 | 0 | 0 | 0 | 0 | 0
F3_Residential_CZ3 - Multi Family_New_Miscellaneous_Natural Gas_Pool Heater_Technical Potential | F3 | Residential | CZ3 - Multi Family | New | Miscellaneous | Natural Gas | Pool Heater | Technical Potential | Peak Demand (S) | 0 | 0 | 0 | 0 | 0 | 0 | 0 | 0 | 0 | 0 | 0 | 0 | 0 | 0 | 0 | 0 | 0 | 0 | 0 | 0 | 0 | 0 | 0 | 0 | 0 | 0 | 0 | 0 | 0 | 0
F4_Residential_CZ3 - Multi Family_New_Miscellaneous_Natural Gas_Pool Heater_Technical Potential | F4 | Residential | CZ3 - Multi Family | New | Miscellaneous | Natural Gas | Pool Heater | Technical Potential | Peak Demand (W) | 0 | 0 | 0 | 0 | 0 | 0 | 0 | 0 | 0 | 0 | 0 | 0 | 0 | 0 | 0 | 0 | 0 | 0 | 0 | 0 | 0 | 0 | 0 | 0 | 0 | 0 | 0 | 0 | 0 | 0
F5_Residential_CZ3 - Multi Family_New_Miscellaneous_Natural Gas_Pool Heater_Technical Potential | F5 | Residential | CZ3 - Multi Family | New | Miscellaneous | Natural Gas | Pool Heater | Technical Potential | Turnover | 0 | 0 | 0 | 0 | 0 | 0 | 0 | 0 | 0 | 0 | 0 | 0 | 0 | 0 | 0 | 0 | 0 | 0 | 0 | 0 | 0 | 0 | 0 | 0 | 0 | 0 | 0 | 0 | 0 | 0
F6_Residential_CZ3 - Multi Family_New_Miscellaneous_Natural Gas_Pool Heater_Technical Potential | F6 | Residential | CZ3 - Multi Family | New | Miscellaneous | Natural Gas | Pool Heater | Technical Potential | Avg. Replacement Usage | 0 | 0 | 0 | 0 | 0 | 0 | 0 | 0 | 0 | 0 | 0 | 0 | 0 | 0 | 0 | 0 | 0 | 0 | 0 | 0 | 0 | 0 | 0 | 0 | 0 | 0 | 0 | 0 | 0 | 0
F7_Residential_CZ3 - Multi Family_New_Miscellaneous_Natural Gas_Pool Heater_Technical Potential | F7 | Residential | CZ3 - Multi Family | New | Miscellaneous | Natural Gas | Pool Heater | Technical Potential | Avg. Replacement Demand (S) | 0 | 0 | 0 | 0 | 0 | 0 | 0 | 0 | 0 | 0 | 0 | 0 | 0 | 0 | 0 | 0 | 0 | 0 | 0 | 0 | 0 | 0 | 0 | 0 | 0 | 0 | 0 | 0 | 0 | 0
F8_Residential_CZ3 - Multi Family_New_Miscellaneous_Natural Gas_Pool Heater_Technical Potential | F8 | Residential | CZ3 - Multi Family | New | Miscellaneous | Natural Gas | Pool Heater | Technical Potential | Avg. Replacement Demand (W) | 0 | 0 | 0 | 0 | 0 | 0 | 0 | 0 | 0 | 0 | 0 | 0 | 0 | 0 | 0 | 0 | 0 | 0 | 0 | 0 | 0 | 0 | 0 | 0 | 0 | 0 | 0 | 0 | 0 | 0
F1_Residential_CZ3 - Multi Family_New_Miscellaneous_Natural Gas_Miscellaneous_Technical Potential | F1 | Residential | CZ3 - Multi Family | New | Miscellaneous | Natural Gas | Miscellaneous | Technical Potential | Units | 0 | 0 | 0 | 0 | 0 | 0 | 0 | 0 | 0 | 0 | 0 | 0 | 0 | 0 | 0 | 0 | 0 | 0 | 0 | 0 | 0 | 0 | 0 | 0 | 0 | 0 | 0 | 0 | 0 | 0
F2_Residential_CZ3 - Multi Family_New_Miscellaneous_Natural Gas_Miscellaneous_Technical Potential | F2 | Residential | CZ3 - Multi Family | New | Miscellaneous | Natural Gas | Miscellaneous | Technical Potential | Usage (MMtherm) | 0 | 0 | 0 | 0 | 0 | 0 | 0 | 0 | 0 | 0 | 0 | 0 | 0 | 0 | 0 | 0 | 0 | 0 | 0 | 0 | 0 | 0 | 0 | 0 | 0 | 0 | 0 | 0 | 0 | 0
F3_Residential_CZ3 - Multi Family_New_Miscellaneous_Natural Gas_Miscellaneous_Technical Potential | F3 | Residential | CZ3 - Multi Family | New | Miscellaneous | Natural Gas | Miscellaneous | Technical Potential | Peak Demand (S) | 0 | 0 | 0 | 0 | 0 | 0 | 0 | 0 | 0 | 0 | 0 | 0 | 0 | 0 | 0 | 0 | 0 | 0 | 0 | 0 | 0 | 0 | 0 | 0 | 0 | 0 | 0 | 0 | 0 | 0
F4_Residential_CZ3 - Multi Family_New_Miscellaneous_Natural Gas_Miscellaneous_Technical Potential | F4 | Residential | CZ3 - Multi Family | New | Miscellaneous | Natural Gas | Miscellaneous | Technical Potential | Peak Demand (W) | 0 | 0 | 0 | 0 | 0 | 0 | 0 | 0 | 0 | 0 | 0 | 0 | 0 | 0 | 0 | 0 | 0 | 0 | 0 | 0 | 0 | 0 | 0 | 0 | 0 | 0 | 0 | 0 | 0 | 0
F5_Residential_CZ3 - Multi Family_New_Miscellaneous_Natural Gas_Miscellaneous_Technical Potential | F5 | Residential | CZ3 - Multi Family | New | Miscellaneous | Natural Gas | Miscellaneous | Technical Potential | Turnover | 0 | 0 | 0 | 0 | 0 | 0 | 0 | 0 | 0 | 0 | 0 | 0 | 0 | 0 | 0 | 0 | 0 | 0 | 0 | 0 | 0 | 0 | 0 | 0 | 0 | 0 | 0 | 0 | 0 | 0
F6_Residential_CZ3 - Multi Family_New_Miscellaneous_Natural Gas_Miscellaneous_Technical Potential | F6 | Residential | CZ3 - Multi Family | New | Miscellaneous | Natural Gas | Miscellaneous | Technical Potential | Avg. Replacement Usage | 0 | 0 | 0 | 0 | 0 | 0 | 0 | 0 | 0 | 0 | 0 | 0 | 0 | 0 | 0 | 0 | 0 | 0 | 0 | 0 | 0 | 0 | 0 | 0 | 0 | 0 | 0 | 0 | 0 | 0
F7_Residential_CZ3 - Multi Family_New_Miscellaneous_Natural Gas_Miscellaneous_Technical Potential | F7 | Residential | CZ3 - Multi Family | New | Miscellaneous | Natural Gas | Miscellaneous | Technical Potential | Avg. Replacement Demand (S) | 0 | 0 | 0 | 0 | 0 | 0 | 0 | 0 | 0 | 0 | 0 | 0 | 0 | 0 | 0 | 0 | 0 | 0 | 0 | 0 | 0 | 0 | 0 | 0 | 0 | 0 | 0 | 0 | 0 | 0
F8_Residential_CZ3 - Multi Family_New_Miscellaneous_Natural Gas_Miscellaneous_Technical Potential | F8 | Residential | CZ3 - Multi Family | New | Miscellaneous | Natural Gas | Miscellaneous | Technical Potential | Avg. Replacement Demand (W) | 0 | 0 | 0 | 0 | 0 | 0 | 0 | 0 | 0 | 0 | 0 | 0 | 0 | 0 | 0 | 0 | 0 | 0 | 0 | 0 | 0 | 0 | 0 | 0 | 0 | 0 | 0 | 0 | 0 | 0

## Raw Equipment Purchases (hidden)
Key | Sector | Segment | Vintage | End Use | Fuel | Technology | Equipment | Label | Case | 2019 | 2020 | 2021 | 2022 | 2023 | 2024 | 2025 | 2026 | 2027 | 2028 | 2029 | 2030 | 2031 | 2032 | 2033 | 2034 | 2035 | 2036 | 2037 | 2038 | 2039 | 2040 | 2041 | 2042 | 2043 | 2044 | 2045 | 2046 | 2047 | 2048
Residential_CZ1 - Single Family_Existing_Space Heating_Natural Gas_Furnace - Direct Fuel_E1_Baseline Forecast | Residential | CZ1 - Single Family | Existing | Space Heating | Natural Gas | Furnace - Direct Fuel | E1 | AFUE 80% | Baseline Forecast | 0 | 1064.1614 | 1055.5891 | 1045.3231 | 1033.4466 | 0 | 0 | 0 | 0 | 0 | 0 | 0 | 0 | 0 | 0 | 0 | 0 | 0 | 0 | 0 | 0 | 0 | 0 | 0 | 0 | 0 | 0 | 0 | 0 | 0
Residential_CZ1 - Single Family_Existing_Space Heating_Natural Gas_Furnace - Direct Fuel_E2_Baseline Forecast | Residential | CZ1 - Single Family | Existing | Space Heating | Natural Gas | Furnace - Direct Fuel | E2 | AFUE 90% | Baseline Forecast | 0 | 696.2433 | 677.7843 | 661.0626 | 645.9795 | 0 | 0 | 0 | 0 | 0 | 0 | 0 | 0 | 0 | 0 | 0 | 0 | 0 | 0 | 0 | 0 | 0 | 0 | 0 | 0 | 0 | 0 | 0 | 0 | 0
Residential_CZ1 - Single Family_Existing_Space Heating_Natural Gas_Furnace - Direct Fuel_E3_Baseline Forecast | Residential | CZ1 - Single Family | Existing | Space Heating | Natural Gas | Furnace - Direct Fuel | E3 | AFUE 92% | Baseline Forecast | 0 | 223.2971 | 214.4323 | 206.8576 | 200.4327 | 1848.5678 | 1816.3681 | 1772.8183 | 1732.3897 | 1693.999 | 1641.2545 | 1607.9317 | 1623.589 | 1636.4032 | 1646.1634 | 1652.7933 | 1656.4845 | 1658.0288 | 1656.7724 | 1653.0204 | 1646.8703 | 1638.4966 | 0 | 0 | 0 | 0 | 0 | 0 | 0 | 0
Residential_CZ1 - Single Family_Existing_Space Heating_Natural Gas_Furnace - Direct Fuel_E4_Baseline Forecast | Residential | CZ1 - Single Family | Existing | Space Heating | Natural Gas | Furnace - Direct Fuel | E4 | AFUE 95% | Baseline Forecast | 0 | 133.9783 | 128.6594 | 124.1146 | 120.2596 | 116.5242 | 114.674 | 111.6204 | 108.4432 | 105.6546 | 113.0296 | 110.2265 | 112.5765 | 113.8912 | 115.3331 | 116.8166 | 118.4275 | 120.1868 | 121.7734 | 123.2165 | 124.5287 | 125.9103 | 0 | 0 | 0 | 0 | 0 | 0 | 0 | 0
Residential_CZ1 - Single Family_Existing_Space Heating_Natural Gas_Furnace - Direct Fuel_E5_Baseline Forecast | Residential | CZ1 - Single Family | Existing | Space Heating | Natural Gas | Furnace - Direct Fuel | E5 | AFUE 98% | Baseline Forecast | 0 | 89.3188 | 85.7729 | 82.7431 | 80.1731 | 77.6828 | 76.4493 | 74.4136 | 72.2955 | 70.4364 | 75.3531 | 73.4844 | 75.051 | 75.9275 | 76.8887 | 77.8777 | 78.9516 | 80.1246 | 81.1823 | 82.1443 | 83.0191 | 83.9402 | 0 | 0 | 0 | 0 | 0 | 0 | 0 | 0
Residential_CZ1 - Single Family_Existing_Space Heating_Natural Gas_Furnace - Direct Fuel_E6_Baseline Forecast | Residential | CZ1 - Single Family | Existing | Space Heating | Natural Gas | Furnace - Direct Fuel | E6 | Convert to NG Heat Pump | Baseline Forecast | 0 | 9.5753 | 9.4706 | 9.3065 | 9.2251 | 9.1155 | 8.9013 | 8.6047 | 8.2288 | 7.8325 | 7.3549 | 6.7727 | 6.2582 | 6.5753 | 6.8684 | 7.1677 | 7.4522 | 7.1936 | 6.9549 | 6.73 | 6.7157 | 6.6937 | 0 | 0 | 0 | 0 | 0 | 0 | 0 | 0
Residential_CZ1 - Single Family_Existing_Space Heating_Natural Gas_Furnace - Direct Fuel_E7_Baseline Forecast | Residential | CZ1 - Single Family | Existing | Space Heating | Natural Gas | Furnace - Direct Fuel | E7 |  | Baseline Forecast | 0 | 0 | 0 | 0 | 0 | 0 | 0 | 0 | 0 | 0 | 0 | 0 | 0 | 0 | 0 | 0 | 0 | 0 | 0 | 0 | 0 | 0 | 0 | 0 | 0 | 0 | 0 | 0 | 0 | 0
Residential_CZ1 - Single Family_Existing_Space Heating_Natural Gas_Furnace - Direct Fuel_E8_Baseline Forecast | Residential | CZ1 - Single Family | Existing | Space Heating | Natural Gas | Furnace - Direct Fuel | E8 |  | Baseline Forecast | 0 | 0 | 0 | 0 | 0 | 0 | 0 | 0 | 0 | 0 | 0 | 0 | 0 | 0 | 0 | 0 | 0 | 0 | 0 | 0 | 0 | 0 | 0 | 0 | 0 | 0 | 0 | 0 | 0 | 0
Residential_CZ1 - Single Family_Existing_Space Heating_Natural Gas_Furnace - Direct Fuel_E9_Baseline Forecast | Residential | CZ1 - Single Family | Existing | Space Heating | Natural Gas | Furnace - Direct Fuel | E9 |  | Baseline Forecast | 0 | 0 | 0 | 0 | 0 | 0 | 0 | 0 | 0 | 0 | 0 | 0 | 0 | 0 | 0 | 0 | 0 | 0 | 0 | 0 | 0 | 0 | 0 | 0 | 0 | 0 | 0 | 0 | 0 | 0
Residential_CZ1 - Single Family_Existing_Space Heating_Natural Gas_Furnace - Direct Fuel_E10_Baseline Forecast | Residential | CZ1 - Single Family | Existing | Space Heating | Natural Gas | Furnace - Direct Fuel | E10 |  | Baseline Forecast | 0 | 0 | 0 | 0 | 0 | 0 | 0 | 0 | 0 | 0 | 0 | 0 | 0 | 0 | 0 | 0 | 0 | 0 | 0 | 0 | 0 | 0 | 0 | 0 | 0 | 0 | 0 | 0 | 0 | 0
Residential_CZ1 - Single Family_Existing_Space Heating_Natural Gas_Boiler - Direct Fuel_E1_Baseline Forecast | Residential | CZ1 - Single Family | Existing | Space Heating | Natural Gas | Boiler - Direct Fuel | E1 | AFUE 82% | Baseline Forecast | 0 | 17.3721 | 0 | 0 | 0 | 0 | 0 | 0 | 0 | 0 | 0 | 0 | 0 | 0 | 0 | 0 | 0 | 0 | 0 | 0 | 0 | 0 | 0 | 0 | 0 | 0 | 0 | 0 | 0 | 0
Residential_CZ1 - Single Family_Existing_Space Heating_Natural Gas_Boiler - Direct Fuel_E2_Baseline Forecast | Residential | CZ1 - Single Family | Existing | Space Heating | Natural Gas | Boiler - Direct Fuel | E2 | AFUE 84% | Baseline Forecast | 0 | 0 | 14.7485 | 14.7404 | 14.7074 | 14.6823 | 14.5613 | 14.3671 | 14.2061 | 14.0446 | 13.4174 | 13.3102 | 13.3579 | 13.417 | 13.4662 | 13.5089 | 13.5395 | 13.5712 | 13.5738 | 13.5494 | 13.4936 | 13.4017 | 0 | 0 | 0 | 0 | 0 | 0 | 0 | 0
Residential_CZ1 - Single Family_Existing_Space Heating_Natural Gas_Boiler - Direct Fuel_E3_Baseline Forecast | Residential | CZ1 - Single Family | Existing | Space Heating | Natural Gas | Boiler - Direct Fuel | E3 | AFUE 85% | Baseline Forecast | 0 | 17.9629 | 18.8712 | 18.682 | 18.5057 | 18.3347 | 18.1912 | 17.916 | 17.6485 | 17.395 | 17.1233 | 16.8837 | 16.9136 | 16.9405 | 16.9639 | 16.9797 | 16.9884 | 16.9908 | 16.9839 | 16.9695 | 16.9465 | 16.9172 | 0 | 0 | 0 | 0 | 0 | 0 | 0 | 0
Residential_CZ1 - Single Family_Existing_Space Heating_Natural Gas_Boiler - Direct Fuel_E4_Baseline Forecast | Residential | CZ1 - Single Family | Existing | Space Heating | Natural Gas | Boiler - Direct Fuel | E4 | AFUE 90% | Baseline Forecast | 0 | 17.9629 | 18.8712 | 18.682 | 18.5057 | 18.3347 | 18.1912 | 17.916 | 17.6485 | 17.395 | 17.1233 | 16.8837 | 16.9136 | 16.9405 | 16.9639 | 16.9797 | 16.9884 | 16.9908 | 16.9839 | 16.9695 | 16.9465 | 16.9172 | 0 | 0 | 0 | 0 | 0 | 0 | 0 | 0
Residential_CZ1 - Single Family_Existing_Space Heating_Natural Gas_Boiler - Direct Fuel_E5_Baseline Forecast | Residential | CZ1 - Single Family | Existing | Space Heating | Natural Gas | Boiler - Direct Fuel | E5 | AFUE 95% | Baseline Forecast | 0 | 4.5541 | 4.7286 | 4.6379 | 4.5598 | 4.4841 | 4.451 | 4.376 | 4.2964 | 4.2241 | 4.5137 | 4.4367 | 4.485 | 4.4904 | 4.4959 | 4.4962 | 4.4964 | 4.4987 | 4.5045 | 4.5125 | 4.5259 | 4.5514 | 0 | 0 | 0 | 0 | 0 | 0 | 0 | 0
Residential_CZ1 - Single Family_Existing_Space Heating_Natural Gas_Boiler - Direct Fuel_E6_Baseline Forecast | Residential | CZ1 - Single Family | Existing | Space Heating | Natural Gas | Boiler - Direct Fuel | E6 | AFUE 96% | Baseline Forecast | 0 | 2.2431 | 2.329 | 2.2843 | 2.2459 | 2.2086 | 2.1923 | 2.1553 | 2.1161 | 2.0805 | 2.2232 | 2.1852 | 2.209 | 2.2117 | 2.2144 | 2.2145 | 2.2146 | 2.2158 | 2.2186 | 2.2226 | 2.2292 | 2.2417 | 0 | 0 | 0 | 0 | 0 | 0 | 0 | 0
Residential_CZ1 - Single Family_Existing_Space Heating_Natural Gas_Boiler - Direct Fuel_E7_Baseline Forecast | Residential | CZ1 - Single Family | Existing | Space Heating | Natural Gas | Boiler - Direct Fuel | E7 | Convert to NG Heat Pump | Baseline Forecast | 0 | 0.26073 | 0.26082 | 0.25911 | 0.25953 | 0.25901 | 0.25534 | 0.2492 | 0.24051 | 0.23094 | 0.21868 | 0.20299 | 0.18617 | 0.19443 | 0.20214 | 0.2102 | 0.21798 | 0.21007 | 0.20293 | 0.19637 | 0.19607 | 0.19566 | 0 | 0 | 0 | 0 | 0 | 0 | 0 | 0
Residential_CZ1 - Single Family_Existing_Space Heating_Natural Gas_Boiler - Direct Fuel_E8_Baseline Forecast | Residential | CZ1 - Single Family | Existing | Space Heating | Natural Gas | Boiler - Direct Fuel | E8 |  | Baseline Forecast | 0 | 0 | 0 | 0 | 0 | 0 | 0 | 0 | 0 | 0 | 0 | 0 | 0 | 0 | 0 | 0 | 0 | 0 | 0 | 0 | 0 | 0 | 0 | 0 | 0 | 0 | 0 | 0 | 0 | 0
Residential_CZ1 - Single Family_Existing_Space Heating_Natural Gas_Boiler - Direct Fuel_E9_Baseline Forecast | Residential | CZ1 - Single Family | Existing | Space Heating | Natural Gas | Boiler - Direct Fuel | E9 |  | Baseline Forecast | 0 | 0 | 0 | 0 | 0 | 0 | 0 | 0 | 0 | 0 | 0 | 0 | 0 | 0 | 0 | 0 | 0 | 0 | 0 | 0 | 0 | 0 | 0 | 0 | 0 | 0 | 0 | 0 | 0 | 0
Residential_CZ1 - Single Family_Existing_Space Heating_Natural Gas_Boiler - Direct Fuel_E10_Baseline Forecast | Residential | CZ1 - Single Family | Existing | Space Heating | Natural Gas | Boiler - Direct Fuel | E10 |  | Baseline Forecast | 0 | 0 | 0 | 0 | 0 | 0 | 0 | 0 | 0 | 0 | 0 | 0 | 0 | 0 | 0 | 0 | 0 | 0 | 0 | 0 | 0 | 0 | 0 | 0 | 0 | 0 | 0 | 0 | 0 | 0
Residential_CZ1 - Single Family_Existing_Secondary Heating_Natural Gas_Fireplace_E1_Baseline Forecast | Residential | CZ1 - Single Family | Existing | Secondary Heating | Natural Gas | Fireplace | E1 | Baseline (50% to 60% FE Rating) | Baseline Forecast | 0 | 1043.5077 | 1011.7302 | 982.7845 | 956.4091 | 932.3669 | 895.2053 | 861.3977 | 830.6346 | 802.6347 | 777.1431 | 811.4973 | 842.5086 | 870.486 | 918.113 | 961.1361 | 999.981 | 1000.0838 | 997.3614 | 992.3256 | 985.4177 | 977.0176 | 0 | 0 | 0 | 0 | 0 | 0 | 0 | 0
Residential_CZ1 - Single Family_Existing_Secondary Heating_Natural Gas_Fireplace_E2_Baseline Forecast | Residential | CZ1 - Single Family | Existing | Secondary Heating | Natural Gas | Fireplace | E2 | Tier 1 (70% FE Rating) | Baseline Forecast | 0 | 0 | 0 | 0 | 0 | 0 | 0 | 0 | 0 | 0 | 0 | 0 | 0 | 0 | 0 | 0 | 0 | 0 | 0 | 0 | 0 | 0 | 0 | 0 | 0 | 0 | 0 | 0 | 0 | 0
Residential_CZ1 - Single Family_Existing_Secondary Heating_Natural Gas_Fireplace_E3_Baseline Forecast | Residential | CZ1 - Single Family | Existing | Secondary Heating | Natural Gas | Fireplace | E3 | Tier 2 (77%+ FE Rating) | Baseline Forecast | 0 | 0 | 0 | 0 | 0 | 0 | 0 | 0 | 0 | 0 | 0 | 0 | 0 | 0 | 0 | 0 | 0 | 0 | 0 | 0 | 0 | 0 | 0 | 0 | 0 | 0 | 0 | 0 | 0 | 0
Residential_CZ1 - Single Family_Existing_Secondary Heating_Natural Gas_Fireplace_E4_Baseline Forecast | Residential | CZ1 - Single Family | Existing | Secondary Heating | Natural Gas | Fireplace | E4 |  | Baseline Forecast | 0 | 0 | 0 | 0 | 0 | 0 | 0 | 0 | 0 | 0 | 0 | 0 | 0 | 0 | 0 | 0 | 0 | 0 | 0 | 0 | 0 | 0 | 0 | 0 | 0 | 0 | 0 | 0 | 0 | 0
Residential_CZ1 - Single Family_Existing_Secondary Heating_Natural Gas_Fireplace_E5_Baseline Forecast | Residential | CZ1 - Single Family | Existing | Secondary Heating | Natural Gas | Fireplace | E5 |  | Baseline Forecast | 0 | 0 | 0 | 0 | 0 | 0 | 0 | 0 | 0 | 0 | 0 | 0 | 0 | 0 | 0 | 0 | 0 | 0 | 0 | 0 | 0 | 0 | 0 | 0 | 0 | 0 | 0 | 0 | 0 | 0
Residential_CZ1 - Single Family_Existing_Secondary Heating_Natural Gas_Fireplace_E6_Baseline Forecast | Residential | CZ1 - Single Family | Existing | Secondary Heating | Natural Gas | Fireplace | E6 |  | Baseline Forecast | 0 | 0 | 0 | 0 | 0 | 0 | 0 | 0 | 0 | 0 | 0 | 0 | 0 | 0 | 0 | 0 | 0 | 0 | 0 | 0 | 0 | 0 | 0 | 0 | 0 | 0 | 0 | 0 | 0 | 0
Residential_CZ1 - Single Family_Existing_Secondary Heating_Natural Gas_Fireplace_E7_Baseline Forecast | Residential | CZ1 - Single Family | Existing | Secondary Heating | Natural Gas | Fireplace | E7 |  | Baseline Forecast | 0 | 0 | 0 | 0 | 0 | 0 | 0 | 0 | 0 | 0 | 0 | 0 | 0 | 0 | 0 | 0 | 0 | 0 | 0 | 0 | 0 | 0 | 0 | 0 | 0 | 0 | 0 | 0 | 0 | 0
Residential_CZ1 - Single Family_Existing_Secondary Heating_Natural Gas_Fireplace_E8_Baseline Forecast | Residential | CZ1 - Single Family | Existing | Secondary Heating | Natural Gas | Fireplace | E8 |  | Baseline Forecast | 0 | 0 | 0 | 0 | 0 | 0 | 0 | 0 | 0 | 0 | 0 | 0 | 0 | 0 | 0 | 0 | 0 | 0 | 0 | 0 | 0 | 0 | 0 | 0 | 0 | 0 | 0 | 0 | 0 | 0
Residential_CZ1 - Single Family_Existing_Secondary Heating_Natural Gas_Fireplace_E9_Baseline Forecast | Residential | CZ1 - Single Family | Existing | Secondary Heating | Natural Gas | Fireplace | E9 |  | Baseline Forecast | 0 | 0 | 0 | 0 | 0 | 0 | 0 | 0 | 0 | 0 | 0 | 0 | 0 | 0 | 0 | 0 | 0 | 0 | 0 | 0 | 0 | 0 | 0 | 0 | 0 | 0 | 0 | 0 | 0 | 0
Residential_CZ1 - Single Family_Existing_Secondary Heating_Natural Gas_Fireplace_E10_Baseline Forecast | Residential | CZ1 - Single Family | Existing | Secondary Heating | Natural Gas | Fireplace | E10 |  | Baseline Forecast | 0 | 0 | 0 | 0 | 0 | 0 | 0 | 0 | 0 | 0 | 0 | 0 | 0 | 0 | 0 | 0 | 0 | 0 | 0 | 0 | 0 | 0 | 0 | 0 | 0 | 0 | 0 | 0 | 0 | 0
Residential_CZ1 - Single Family_Existing_Water Heating_Natural Gas_Water Heater <= 55 gal._E1_Baseline Forecast | Residential | CZ1 - Single Family | Existing | Water Heating | Natural Gas | Water Heater <= 55 gal. | E1 | Baseline (UEF 0.58) | Baseline Forecast | 0 | 394.0864 | 408.5699 | 420.1733 | 429.1288 | 437.7019 | 435.5681 | 428.5745 | 424.1874 | 419.363 | 378.1784 | 375.332 | 367.5937 | 364.5791 | 362.7304 | 361.949 | 361.6643 | 361.6302 | 361.0703 | 461.0095 | 447.074 | 433.9083 | 0 | 0 | 0 | 0 | 0 | 0 | 0 | 0
Residential_CZ1 - Single Family_Existing_Water Heating_Natural Gas_Water Heater <= 55 gal._E2_Baseline Forecast | Residential | CZ1 - Single Family | Existing | Water Heating | Natural Gas | Water Heater <= 55 gal. | E2 | ENERGY STAR (UEF 0.64) | Baseline Forecast | 0 | 2335.8208 | 2365.5424 | 2391.0652 | 2413.1856 | 2430.5049 | 2454.1024 | 2434.7111 | 2415.8979 | 2400.2452 | 2423.2823 | 2409.9767 | 2399.1741 | 2392.5216 | 2391.3121 | 2393.8353 | 2399.2461 | 2406.6835 | 2409.8723 | 3081.7062 | 2994.1979 | 2916.0241 | 0 | 0 | 0 | 0 | 0 | 0 | 0 | 0
Residential_CZ1 - Single Family_Existing_Water Heating_Natural Gas_Water Heater <= 55 gal._E3_Baseline Forecast | Residential | CZ1 - Single Family | Existing | Water Heating | Natural Gas | Water Heater <= 55 gal. | E3 | Condensing (UEF 0.81) | Baseline Forecast | 0 | 113.7436 | 115.5847 | 117.1339 | 118.4265 | 119.5065 | 120.3986 | 119.3034 | 118.3362 | 117.4818 | 116.7261 | 116.0535 | 115.2781 | 114.8779 | 114.7496 | 114.8242 | 115.0383 | 115.343 | 115.4531 | 147.6103 | 143.3848 | 139.5763 | 0 | 0 | 0 | 0 | 0 | 0 | 0 | 0
Residential_CZ1 - Single Family_Existing_Water Heating_Natural Gas_Water Heater <= 55 gal._E4_Baseline Forecast | Residential | CZ1 - Single Family | Existing | Water Heating | Natural Gas | Water Heater <= 55 gal. | E4 | Instantaneous - ENERGY STAR (UEF 0.87) | Baseline Forecast | 0 | 0 | 0 | 0 | 0 | 0 | 0 | 0 | 0 | 0 | 0 | 0 | 0 | 0 | 0 | 0 | 0 | 0 | 0 | 0 | 0 | 0 | 0 | 0 | 0 | 0 | 0 | 0 | 0 | 0
Residential_CZ1 - Single Family_Existing_Water Heating_Natural Gas_Water Heater <= 55 gal._E5_Baseline Forecast | Residential | CZ1 - Single Family | Existing | Water Heating | Natural Gas | Water Heater <= 55 gal. | E5 | Instantaneous - Condensing (UEF 0.92) | Baseline Forecast | 0 | 0 | 0 | 0 | 0 | 0 | 0 | 0 | 0 | 0 | 0 | 0 | 0 | 0 | 0 | 0 | 0 | 0 | 0 | 0 | 0 | 0 | 0 | 0 | 0 | 0 | 0 | 0 | 0 | 0
Residential_CZ1 - Single Family_Existing_Water Heating_Natural Gas_Water Heater <= 55 gal._E6_Baseline Forecast | Residential | CZ1 - Single Family | Existing | Water Heating | Natural Gas | Water Heater <= 55 gal. | E6 | NEEA Gas-Fired Absorption HPWH (EF 1.2) | Baseline Forecast | 0 | 0 | 0 | 0 | 0 | 0 | 0 | 0 | 0 | 0 | 0 | 0 | 0 | 0 | 0 | 0 | 0 | 0 | 0 | 0 | 0 | 0 | 0 | 0 | 0 | 0 | 0 | 0 | 0 | 0
Residential_CZ1 - Single Family_Existing_Water Heating_Natural Gas_Water Heater <= 55 gal._E7_Baseline Forecast | Residential | CZ1 - Single Family | Existing | Water Heating | Natural Gas | Water Heater <= 55 gal. | E7 | NEEA Gas-Fired Absorption HPWH (EF 1.7) | Baseline Forecast | 0 | 0 | 0 | 0 | 0 | 0 | 0 | 0 | 0 | 0 | 0 | 0 | 0 | 0 | 0 | 0 | 0 | 0 | 0 | 0 | 0 | 0 | 0 | 0 | 0 | 0 | 0 | 0 | 0 | 0
Residential_CZ1 - Single Family_Existing_Water Heating_Natural Gas_Water Heater <= 55 gal._E8_Baseline Forecast | Residential | CZ1 - Single Family | Existing | Water Heating | Natural Gas | Water Heater <= 55 gal. | E8 |  | Baseline Forecast | 0 | 0 | 0 | 0 | 0 | 0 | 0 | 0 | 0 | 0 | 0 | 0 | 0 | 0 | 0 | 0 | 0 | 0 | 0 | 0 | 0 | 0 | 0 | 0 | 0 | 0 | 0 | 0 | 0 | 0
Residential_CZ1 - Single Family_Existing_Water Heating_Natural Gas_Water Heater <= 55 gal._E9_Baseline Forecast | Residential | CZ1 - Single Family | Existing | Water Heating | Natural Gas | Water Heater <= 55 gal. | E9 |  | Baseline Forecast | 0 | 0 | 0 | 0 | 0 | 0 | 0 | 0 | 0 | 0 | 0 | 0 | 0 | 0 | 0 | 0 | 0 | 0 | 0 | 0 | 0 | 0 | 0 | 0 | 0 | 0 | 0 | 0 | 0 | 0
Residential_CZ1 - Single Family_Existing_Water Heating_Natural Gas_Water Heater <= 55 gal._E10_Baseline Forecast | Residential | CZ1 - Single Family | Existing | Water Heating | Natural Gas | Water Heater <= 55 gal. | E10 |  | Baseline Forecast | 0 | 0 | 0 | 0 | 0 | 0 | 0 | 0 | 0 | 0 | 0 | 0 | 0 | 0 | 0 | 0 | 0 | 0 | 0 | 0 | 0 | 0 | 0 | 0 | 0 | 0 | 0 | 0 | 0 | 0
Residential_CZ1 - Single Family_Existing_Water Heating_Natural Gas_Water Heater > 55 gal._E1_Baseline Forecast | Residential | CZ1 - Single Family | Existing | Water Heating | Natural Gas | Water Heater > 55 gal. | E1 | Standard (UEF 0.77) | Baseline Forecast | 0 | 56.961 | 106.7135 | 149.2412 | 184.9237 | 215.3689 | 235.7335 | 252.49 | 266.649 | 277.1047 | 259.8713 | 269.3223 | 267.0053 | 262.6225 | 255.8042 | 248.2013 | 240.5496 | 233.35 | 227.3129 | 224.9454 | 225.0898 | 226.3686 | 0 | 0 | 0 | 0 | 0 | 0 | 0 | 0
Residential_CZ1 - Single Family_Existing_Water Heating_Natural Gas_Water Heater > 55 gal._E2_Baseline Forecast | Residential | CZ1 - Single Family | Existing | Water Heating | Natural Gas | Water Heater > 55 gal. | E2 | ENERGY STAR (3.2) - UEF 0.78 | Baseline Forecast | 0 | 337.6184 | 617.8508 | 849.2817 | 1039.9098 | 1195.9171 | 1328.1832 | 1434.3837 | 1518.6609 | 1586.0227 | 1665.1969 | 1729.2967 | 1742.6639 | 1723.4393 | 1686.3976 | 1641.538 | 1595.7833 | 1552.9667 | 1517.1422 | 1503.6907 | 1507.4983 | 1521.2804 | 0 | 0 | 0 | 0 | 0 | 0 | 0 | 0
Residential_CZ1 - Single Family_Existing_Water Heating_Natural Gas_Water Heater > 55 gal._E3_Baseline Forecast | Residential | CZ1 - Single Family | Existing | Water Heating | Natural Gas | Water Heater > 55 gal. | E3 | Condensing (UEF 0.82) | Baseline Forecast | 0 | 16.4404 | 30.1893 | 41.6048 | 51.0333 | 58.8025 | 65.1609 | 70.2863 | 74.3875 | 77.6291 | 80.2102 | 83.2751 | 83.7334 | 82.7517 | 80.9235 | 78.739 | 76.5141 | 74.4277 | 72.6839 | 72.0251 | 72.1904 | 72.8165 | 0 | 0 | 0 | 0 | 0 | 0 | 0 | 0
Residential_CZ1 - Single Family_Existing_Water Heating_Natural Gas_Water Heater > 55 gal._E4_Baseline Forecast | Residential | CZ1 - Single Family | Existing | Water Heating | Natural Gas | Water Heater > 55 gal. | E4 | Instantaneous - ENERGY STAR (UEF 0.87) | Baseline Forecast | 0 | 0 | 0 | 0 | 0 | 0 | 0 | 0 | 0 | 0 | 0 | 0 | 0 | 0 | 0 | 0 | 0 | 0 | 0 | 0 | 0 | 0 | 0 | 0 | 0 | 0 | 0 | 0 | 0 | 0
Residential_CZ1 - Single Family_Existing_Water Heating_Natural Gas_Water Heater > 55 gal._E5_Baseline Forecast | Residential | CZ1 - Single Family | Existing | Water Heating | Natural Gas | Water Heater > 55 gal. | E5 | Instantaneous - Condensing (UEF 0.92) | Baseline Forecast | 0 | 0 | 0 | 0 | 0 | 0 | 0 | 0 | 0 | 0 | 0 | 0 | 0 | 0 | 0 | 0 | 0 | 0 | 0 | 0 | 0 | 0 | 0 | 0 | 0 | 0 | 0 | 0 | 0 | 0
Residential_CZ1 - Single Family_Existing_Water Heating_Natural Gas_Water Heater > 55 gal._E6_Baseline Forecast | Residential | CZ1 - Single Family | Existing | Water Heating | Natural Gas | Water Heater > 55 gal. | E6 | NEEA Gas-Fired Absorption HPWH (EF 1.3) | Baseline Forecast | 0 | 0 | 0 | 0 | 0 | 0 | 0 | 0 | 0 | 0 | 0 | 0 | 0 | 0 | 0 | 0 | 0 | 0 | 0 | 0 | 0 | 0 | 0 | 0 | 0 | 0 | 0 | 0 | 0 | 0
Residential_CZ1 - Single Family_Existing_Water Heating_Natural Gas_Water Heater > 55 gal._E7_Baseline Forecast | Residential | CZ1 - Single Family | Existing | Water Heating | Natural Gas | Water Heater > 55 gal. | E7 | NEEA Gas-Fired Absorption HPWH (EF 1.7) | Baseline Forecast | 0 | 0 | 0 | 0 | 0 | 0 | 0 | 0 | 0 | 0 | 0 | 0 | 0 | 0 | 0 | 0 | 0 | 0 | 0 | 0 | 0 | 0 | 0 | 0 | 0 | 0 | 0 | 0 | 0 | 0
Residential_CZ1 - Single Family_Existing_Water Heating_Natural Gas_Water Heater > 55 gal._E8_Baseline Forecast | Residential | CZ1 - Single Family | Existing | Water Heating | Natural Gas | Water Heater > 55 gal. | E8 |  | Baseline Forecast | 0 | 0 | 0 | 0 | 0 | 0 | 0 | 0 | 0 | 0 | 0 | 0 | 0 | 0 | 0 | 0 | 0 | 0 | 0 | 0 | 0 | 0 | 0 | 0 | 0 | 0 | 0 | 0 | 0 | 0
Residential_CZ1 - Single Family_Existing_Water Heating_Natural Gas_Water Heater > 55 gal._E9_Baseline Forecast | Residential | CZ1 - Single Family | Existing | Water Heating | Natural Gas | Water Heater > 55 gal. | E9 |  | Baseline Forecast | 0 | 0 | 0 | 0 | 0 | 0 | 0 | 0 | 0 | 0 | 0 | 0 | 0 | 0 | 0 | 0 | 0 | 0 | 0 | 0 | 0 | 0 | 0 | 0 | 0 | 0 | 0 | 0 | 0 | 0
Residential_CZ1 - Single Family_Existing_Water Heating_Natural Gas_Water Heater > 55 gal._E10_Baseline Forecast | Residential | CZ1 - Single Family | Existing | Water Heating | Natural Gas | Water Heater > 55 gal. | E10 |  | Baseline Forecast | 0 | 0 | 0 | 0 | 0 | 0 | 0 | 0 | 0 | 0 | 0 | 0 | 0 | 0 | 0 | 0 | 0 | 0 | 0 | 0 | 0 | 0 | 0 | 0 | 0 | 0 | 0 | 0 | 0 | 0
Residential_CZ1 - Single Family_Existing_Appliances_Natural Gas_Clothes Dryer_E1_Baseline Forecast | Residential | CZ1 - Single Family | Existing | Appliances | Natural Gas | Clothes Dryer | E1 | Standard | Baseline Forecast | 0 | 209.1298 | 225.3322 | 240.2043 | 253.8482 | 266.3819 | 277.7596 | 271.2621 | 265.2761 | 259.7223 | 249.2286 | 245.0349 | 240.3855 | 237.8733 | 236.6805 | 236.6401 | 237.5161 | 239.1443 | 240.1738 | 240.7412 | 240.8347 | 240.4552 | 0 | 0 | 0 | 0 | 0 | 0 | 0 | 0
Residential_CZ1 - Single Family_Existing_Appliances_Natural Gas_Clothes Dryer_E2_Baseline Forecast | Residential | CZ1 - Single Family | Existing | Appliances | Natural Gas | Clothes Dryer | E2 | NEEA/ENERGY STAR (CE >60%) | Baseline Forecast | 0 | 167.2863 | 180.0793 | 191.8359 | 202.6394 | 212.5432 | 221.7508 | 216.6404 | 211.8844 | 207.4944 | 208.78 | 204.4436 | 202.3035 | 200.7499 | 200.2083 | 200.4978 | 201.5474 | 203.2496 | 204.4121 | 205.053 | 205.3215 | 205.3386 | 0 | 0 | 0 | 0 | 0 | 0 | 0 | 0
Residential_CZ1 - Single Family_Existing_Appliances_Natural Gas_Clothes Dryer_E3_Baseline Forecast | Residential | CZ1 - Single Family | Existing | Appliances | Natural Gas | Clothes Dryer | E3 |  | Baseline Forecast | 0 | 0 | 0 | 0 | 0 | 0 | 0 | 0 | 0 | 0 | 0 | 0 | 0 | 0 | 0 | 0 | 0 | 0 | 0 | 0 | 0 | 0 | 0 | 0 | 0 | 0 | 0 | 0 | 0 | 0
Residential_CZ1 - Single Family_Existing_Appliances_Natural Gas_Clothes Dryer_E4_Baseline Forecast | Residential | CZ1 - Single Family | Existing | Appliances | Natural Gas | Clothes Dryer | E4 |  | Baseline Forecast | 0 | 0 | 0 | 0 | 0 | 0 | 0 | 0 | 0 | 0 | 0 | 0 | 0 | 0 | 0 | 0 | 0 | 0 | 0 | 0 | 0 | 0 | 0 | 0 | 0 | 0 | 0 | 0 | 0 | 0
Residential_CZ1 - Single Family_Existing_Appliances_Natural Gas_Clothes Dryer_E5_Baseline Forecast | Residential | CZ1 - Single Family | Existing | Appliances | Natural Gas | Clothes Dryer | E5 |  | Baseline Forecast | 0 | 0 | 0 | 0 | 0 | 0 | 0 | 0 | 0 | 0 | 0 | 0 | 0 | 0 | 0 | 0 | 0 | 0 | 0 | 0 | 0 | 0 | 0 | 0 | 0 | 0 | 0 | 0 | 0 | 0
Residential_CZ1 - Single Family_Existing_Appliances_Natural Gas_Clothes Dryer_E6_Baseline Forecast | Residential | CZ1 - Single Family | Existing | Appliances | Natural Gas | Clothes Dryer | E6 |  | Baseline Forecast | 0 | 0 | 0 | 0 | 0 | 0 | 0 | 0 | 0 | 0 | 0 | 0 | 0 | 0 | 0 | 0 | 0 | 0 | 0 | 0 | 0 | 0 | 0 | 0 | 0 | 0 | 0 | 0 | 0 | 0
Residential_CZ1 - Single Family_Existing_Appliances_Natural Gas_Clothes Dryer_E7_Baseline Forecast | Residential | CZ1 - Single Family | Existing | Appliances | Natural Gas | Clothes Dryer | E7 |  | Baseline Forecast | 0 | 0 | 0 | 0 | 0 | 0 | 0 | 0 | 0 | 0 | 0 | 0 | 0 | 0 | 0 | 0 | 0 | 0 | 0 | 0 | 0 | 0 | 0 | 0 | 0 | 0 | 0 | 0 | 0 | 0
Residential_CZ1 - Single Family_Existing_Appliances_Natural Gas_Clothes Dryer_E8_Baseline Forecast | Residential | CZ1 - Single Family | Existing | Appliances | Natural Gas | Clothes Dryer | E8 |  | Baseline Forecast | 0 | 0 | 0 | 0 | 0 | 0 | 0 | 0 | 0 | 0 | 0 | 0 | 0 | 0 | 0 | 0 | 0 | 0 | 0 | 0 | 0 | 0 | 0 | 0 | 0 | 0 | 0 | 0 | 0 | 0
Residential_CZ1 - Single Family_Existing_Appliances_Natural Gas_Clothes Dryer_E9_Baseline Forecast | Residential | CZ1 - Single Family | Existing | Appliances | Natural Gas | Clothes Dryer | E9 |  | Baseline Forecast | 0 | 0 | 0 | 0 | 0 | 0 | 0 | 0 | 0 | 0 | 0 | 0 | 0 | 0 | 0 | 0 | 0 | 0 | 0 | 0 | 0 | 0 | 0 | 0 | 0 | 0 | 0 | 0 | 0 | 0
Residential_CZ1 - Single Family_Existing_Appliances_Natural Gas_Clothes Dryer_E10_Baseline Forecast | Residential | CZ1 - Single Family | Existing | Appliances | Natural Gas | Clothes Dryer | E10 |  | Baseline Forecast | 0 | 0 | 0 | 0 | 0 | 0 | 0 | 0 | 0 | 0 | 0 | 0 | 0 | 0 | 0 | 0 | 0 | 0 | 0 | 0 | 0 | 0 | 0 | 0 | 0 | 0 | 0 | 0 | 0 | 0
Residential_CZ1 - Single Family_Existing_Appliances_Natural Gas_Stove/Oven_E1_Baseline Forecast | Residential | CZ1 - Single Family | Existing | Appliances | Natural Gas | Stove/Oven | E1 | Typical - (914 + 1915 IAEC) | Baseline Forecast | 0 | 1164.6823 | 1122.2831 | 1085.6459 | 1053.9609 | 1023.5561 | 996.5173 | 973.3299 | 953.4376 | 936.1366 | 903.2081 | 933.0086 | 949.5994 | 960.4491 | 965.3515 | 965.4763 | 961.8968 | 955.595 | 1268.6195 | 1201.7071 | 1143.9697 | 1099.8226 | 0 | 0 | 0 | 0 | 0 | 0 | 0 | 0
Residential_CZ1 - Single Family_Existing_Appliances_Natural Gas_Stove/Oven_E2_Baseline Forecast | Residential | CZ1 - Single Family | Existing | Appliances | Natural Gas | Stove/Oven | E2 | High Efficiency (730 + 1660 IAEC) | Baseline Forecast | 0 | 499.9315 | 480.5393 | 464.012 | 449.9155 | 436.3687 | 425.5182 | 416.0047 | 407.6368 | 400.478 | 412.1997 | 426.7042 | 439.3412 | 446.0296 | 449.6995 | 450.7316 | 449.9743 | 447.9674 | 595.8324 | 564.9845 | 538.498 | 518.8667 | 0 | 0 | 0 | 0 | 0 | 0 | 0 | 0
Residential_CZ1 - Single Family_Existing_Appliances_Natural Gas_Stove/Oven_E3_Baseline Forecast | Residential | CZ1 - Single Family | Existing | Appliances | Natural Gas | Stove/Oven | E3 |  | Baseline Forecast | 0 | 0 | 0 | 0 | 0 | 0 | 0 | 0 | 0 | 0 | 0 | 0 | 0 | 0 | 0 | 0 | 0 | 0 | 0 | 0 | 0 | 0 | 0 | 0 | 0 | 0 | 0 | 0 | 0 | 0
Residential_CZ1 - Single Family_Existing_Appliances_Natural Gas_Stove/Oven_E4_Baseline Forecast | Residential | CZ1 - Single Family | Existing | Appliances | Natural Gas | Stove/Oven | E4 |  | Baseline Forecast | 0 | 0 | 0 | 0 | 0 | 0 | 0 | 0 | 0 | 0 | 0 | 0 | 0 | 0 | 0 | 0 | 0 | 0 | 0 | 0 | 0 | 0 | 0 | 0 | 0 | 0 | 0 | 0 | 0 | 0
Residential_CZ1 - Single Family_Existing_Appliances_Natural Gas_Stove/Oven_E5_Baseline Forecast | Residential | CZ1 - Single Family | Existing | Appliances | Natural Gas | Stove/Oven | E5 |  | Baseline Forecast | 0 | 0 | 0 | 0 | 0 | 0 | 0 | 0 | 0 | 0 | 0 | 0 | 0 | 0 | 0 | 0 | 0 | 0 | 0 | 0 | 0 | 0 | 0 | 0 | 0 | 0 | 0 | 0 | 0 | 0
Residential_CZ1 - Single Family_Existing_Appliances_Natural Gas_Stove/Oven_E6_Baseline Forecast | Residential | CZ1 - Single Family | Existing | Appliances | Natural Gas | Stove/Oven | E6 |  | Baseline Forecast | 0 | 0 | 0 | 0 | 0 | 0 | 0 | 0 | 0 | 0 | 0 | 0 | 0 | 0 | 0 | 0 | 0 | 0 | 0 | 0 | 0 | 0 | 0 | 0 | 0 | 0 | 0 | 0 | 0 | 0
Residential_CZ1 - Single Family_Existing_Appliances_Natural Gas_Stove/Oven_E7_Baseline Forecast | Residential | CZ1 - Single Family | Existing | Appliances | Natural Gas | Stove/Oven | E7 |  | Baseline Forecast | 0 | 0 | 0 | 0 | 0 | 0 | 0 | 0 | 0 | 0 | 0 | 0 | 0 | 0 | 0 | 0 | 0 | 0 | 0 | 0 | 0 | 0 | 0 | 0 | 0 | 0 | 0 | 0 | 0 | 0
Residential_CZ1 - Single Family_Existing_Appliances_Natural Gas_Stove/Oven_E8_Baseline Forecast | Residential | CZ1 - Single Family | Existing | Appliances | Natural Gas | Stove/Oven | E8 |  | Baseline Forecast | 0 | 0 | 0 | 0 | 0 | 0 | 0 | 0 | 0 | 0 | 0 | 0 | 0 | 0 | 0 | 0 | 0 | 0 | 0 | 0 | 0 | 0 | 0 | 0 | 0 | 0 | 0 | 0 | 0 | 0
Residential_CZ1 - Single Family_Existing_Appliances_Natural Gas_Stove/Oven_E9_Baseline Forecast | Residential | CZ1 - Single Family | Existing | Appliances | Natural Gas | Stove/Oven | E9 |  | Baseline Forecast | 0 | 0 | 0 | 0 | 0 | 0 | 0 | 0 | 0 | 0 | 0 | 0 | 0 | 0 | 0 | 0 | 0 | 0 | 0 | 0 | 0 | 0 | 0 | 0 | 0 | 0 | 0 | 0 | 0 | 0
Residential_CZ1 - Single Family_Existing_Appliances_Natural Gas_Stove/Oven_E10_Baseline Forecast | Residential | CZ1 - Single Family | Existing | Appliances | Natural Gas | Stove/Oven | E10 |  | Baseline Forecast | 0 | 0 | 0 | 0 | 0 | 0 | 0 | 0 | 0 | 0 | 0 | 0 | 0 | 0 | 0 | 0 | 0 | 0 | 0 | 0 | 0 | 0 | 0 | 0 | 0 | 0 | 0 | 0 | 0 | 0
Residential_CZ1 - Single Family_Existing_Miscellaneous_Natural Gas_Pool Heater_E1_Baseline Forecast | Residential | CZ1 - Single Family | Existing | Miscellaneous | Natural Gas | Pool Heater | E1 | Standard (EF 0.82) | Baseline Forecast | 0 | 23.5392 | 21.9742 | 20.5527 | 19.2616 | 18.0887 | 17.0232 | 17.5703 | 17.926 | 18.1209 | 18.1815 | 18.1309 | 17.989 | 17.9095 | 17.8694 | 17.8505 | 17.8388 | 17.8237 | 25.096 | 23.917 | 22.8871 | 21.9902 | 0 | 0 | 0 | 0 | 0 | 0 | 0 | 0
Residential_CZ1 - Single Family_Existing_Miscellaneous_Natural Gas_Pool Heater_E2_Baseline Forecast | Residential | CZ1 - Single Family | Existing | Miscellaneous | Natural Gas | Pool Heater | E2 | High Efficiency (EF 0.84) | Baseline Forecast | 0 | 1.2389 | 1.1565 | 1.0817 | 1.0138 | 0.95204 | 0.89596 | 0.92475 | 0.94347 | 0.95373 | 0.95692 | 0.95426 | 0.94679 | 0.94261 | 0.94049 | 0.9395 | 0.93888 | 0.93809 | 1.3208 | 1.2588 | 1.2046 | 1.1574 | 0 | 0 | 0 | 0 | 0 | 0 | 0 | 0
Residential_CZ1 - Single Family_Existing_Miscellaneous_Natural Gas_Pool Heater_E3_Baseline Forecast | Residential | CZ1 - Single Family | Existing | Miscellaneous | Natural Gas | Pool Heater | E3 | Condensing (EF .94) | Baseline Forecast | 0 | 0 | 0 | 0 | 0 | 0 | 0 | 0 | 0 | 0 | 0 | 0 | 0 | 0 | 0 | 0 | 0 | 0 | 0 | 0 | 0 | 0 | 0 | 0 | 0 | 0 | 0 | 0 | 0 | 0
Residential_CZ1 - Single Family_Existing_Miscellaneous_Natural Gas_Pool Heater_E4_Baseline Forecast | Residential | CZ1 - Single Family | Existing | Miscellaneous | Natural Gas | Pool Heater | E4 | Condensing w/Imp. HX (EF 0.95) | Baseline Forecast | 0 | 0 | 0 | 0 | 0 | 0 | 0 | 0 | 0 | 0 | 0 | 0 | 0 | 0 | 0 | 0 | 0 | 0 | 0 | 0 | 0 | 0 | 0 | 0 | 0 | 0 | 0 | 0 | 0 | 0
Residential_CZ1 - Single Family_Existing_Miscellaneous_Natural Gas_Pool Heater_E5_Baseline Forecast | Residential | CZ1 - Single Family | Existing | Miscellaneous | Natural Gas | Pool Heater | E5 |  | Baseline Forecast | 0 | 0 | 0 | 0 | 0 | 0 | 0 | 0 | 0 | 0 | 0 | 0 | 0 | 0 | 0 | 0 | 0 | 0 | 0 | 0 | 0 | 0 | 0 | 0 | 0 | 0 | 0 | 0 | 0 | 0
Residential_CZ1 - Single Family_Existing_Miscellaneous_Natural Gas_Pool Heater_E6_Baseline Forecast | Residential | CZ1 - Single Family | Existing | Miscellaneous | Natural Gas | Pool Heater | E6 |  | Baseline Forecast | 0 | 0 | 0 | 0 | 0 | 0 | 0 | 0 | 0 | 0 | 0 | 0 | 0 | 0 | 0 | 0 | 0 | 0 | 0 | 0 | 0 | 0 | 0 | 0 | 0 | 0 | 0 | 0 | 0 | 0
Residential_CZ1 - Single Family_Existing_Miscellaneous_Natural Gas_Pool Heater_E7_Baseline Forecast | Residential | CZ1 - Single Family | Existing | Miscellaneous | Natural Gas | Pool Heater | E7 |  | Baseline Forecast | 0 | 0 | 0 | 0 | 0 | 0 | 0 | 0 | 0 | 0 | 0 | 0 | 0 | 0 | 0 | 0 | 0 | 0 | 0 | 0 | 0 | 0 | 0 | 0 | 0 | 0 | 0 | 0 | 0 | 0
Residential_CZ1 - Single Family_Existing_Miscellaneous_Natural Gas_Pool Heater_E8_Baseline Forecast | Residential | CZ1 - Single Family | Existing | Miscellaneous | Natural Gas | Pool Heater | E8 |  | Baseline Forecast | 0 | 0 | 0 | 0 | 0 | 0 | 0 | 0 | 0 | 0 | 0 | 0 | 0 | 0 | 0 | 0 | 0 | 0 | 0 | 0 | 0 | 0 | 0 | 0 | 0 | 0 | 0 | 0 | 0 | 0
Residential_CZ1 - Single Family_Existing_Miscellaneous_Natural Gas_Pool Heater_E9_Baseline Forecast | Residential | CZ1 - Single Family | Existing | Miscellaneous | Natural Gas | Pool Heater | E9 |  | Baseline Forecast | 0 | 0 | 0 | 0 | 0 | 0 | 0 | 0 | 0 | 0 | 0 | 0 | 0 | 0 | 0 | 0 | 0 | 0 | 0 | 0 | 0 | 0 | 0 | 0 | 0 | 0 | 0 | 0 | 0 | 0
Residential_CZ1 - Single Family_Existing_Miscellaneous_Natural Gas_Pool Heater_E10_Baseline Forecast | Residential | CZ1 - Single Family | Existing | Miscellaneous | Natural Gas | Pool Heater | E10 |  | Baseline Forecast | 0 | 0 | 0 | 0 | 0 | 0 | 0 | 0 | 0 | 0 | 0 | 0 | 0 | 0 | 0 | 0 | 0 | 0 | 0 | 0 | 0 | 0 | 0 | 0 | 0 | 0 | 0 | 0 | 0 | 0
Residential_CZ1 - Single Family_Existing_Miscellaneous_Natural Gas_Miscellaneous_E1_Baseline Forecast | Residential | CZ1 - Single Family | Existing | Miscellaneous | Natural Gas | Miscellaneous | E1 | Default | Baseline Forecast | 0 | 0 | 2378.7006 | 4353.9735 | 5993.6008 | 7353.9769 | 8482.0222 | 7057.0424 | 6264.1187 | 5930.4704 | 5923.5334 | 6142.3232 | 6510.5662 | 6581.7186 | 7161.2444 | 7478.929 | 7651.0729 | 7754.6805 | 7838.6596 | 7221.8277 | 6976.7014 | 6950.5862 | 0 | 0 | 0 | 0 | 0 | 0 | 0 | 0
Residential_CZ1 - Single Family_Existing_Miscellaneous_Natural Gas_Miscellaneous_E2_Baseline Forecast | Residential | CZ1 - Single Family | Existing | Miscellaneous | Natural Gas | Miscellaneous | E2 |  | Baseline Forecast | 0 | 0 | 0 | 0 | 0 | 0 | 0 | 0 | 0 | 0 | 0 | 0 | 0 | 0 | 0 | 0 | 0 | 0 | 0 | 0 | 0 | 0 | 0 | 0 | 0 | 0 | 0 | 0 | 0 | 0
Residential_CZ1 - Single Family_Existing_Miscellaneous_Natural Gas_Miscellaneous_E3_Baseline Forecast | Residential | CZ1 - Single Family | Existing | Miscellaneous | Natural Gas | Miscellaneous | E3 |  | Baseline Forecast | 0 | 0 | 0 | 0 | 0 | 0 | 0 | 0 | 0 | 0 | 0 | 0 | 0 | 0 | 0 | 0 | 0 | 0 | 0 | 0 | 0 | 0 | 0 | 0 | 0 | 0 | 0 | 0 | 0 | 0
Residential_CZ1 - Single Family_Existing_Miscellaneous_Natural Gas_Miscellaneous_E4_Baseline Forecast | Residential | CZ1 - Single Family | Existing | Miscellaneous | Natural Gas | Miscellaneous | E4 |  | Baseline Forecast | 0 | 0 | 0 | 0 | 0 | 0 | 0 | 0 | 0 | 0 | 0 | 0 | 0 | 0 | 0 | 0 | 0 | 0 | 0 | 0 | 0 | 0 | 0 | 0 | 0 | 0 | 0 | 0 | 0 | 0
Residential_CZ1 - Single Family_Existing_Miscellaneous_Natural Gas_Miscellaneous_E5_Baseline Forecast | Residential | CZ1 - Single Family | Existing | Miscellaneous | Natural Gas | Miscellaneous | E5 |  | Baseline Forecast | 0 | 0 | 0 | 0 | 0 | 0 | 0 | 0 | 0 | 0 | 0 | 0 | 0 | 0 | 0 | 0 | 0 | 0 | 0 | 0 | 0 | 0 | 0 | 0 | 0 | 0 | 0 | 0 | 0 | 0
Residential_CZ1 - Single Family_Existing_Miscellaneous_Natural Gas_Miscellaneous_E6_Baseline Forecast | Residential | CZ1 - Single Family | Existing | Miscellaneous | Natural Gas | Miscellaneous | E6 |  | Baseline Forecast | 0 | 0 | 0 | 0 | 0 | 0 | 0 | 0 | 0 | 0 | 0 | 0 | 0 | 0 | 0 | 0 | 0 | 0 | 0 | 0 | 0 | 0 | 0 | 0 | 0 | 0 | 0 | 0 | 0 | 0
Residential_CZ1 - Single Family_Existing_Miscellaneous_Natural Gas_Miscellaneous_E7_Baseline Forecast | Residential | CZ1 - Single Family | Existing | Miscellaneous | Natural Gas | Miscellaneous | E7 |  | Baseline Forecast | 0 | 0 | 0 | 0 | 0 | 0 | 0 | 0 | 0 | 0 | 0 | 0 | 0 | 0 | 0 | 0 | 0 | 0 | 0 | 0 | 0 | 0 | 0 | 0 | 0 | 0 | 0 | 0 | 0 | 0
Residential_CZ1 - Single Family_Existing_Miscellaneous_Natural Gas_Miscellaneous_E8_Baseline Forecast | Residential | CZ1 - Single Family | Existing | Miscellaneous | Natural Gas | Miscellaneous | E8 |  | Baseline Forecast | 0 | 0 | 0 | 0 | 0 | 0 | 0 | 0 | 0 | 0 | 0 | 0 | 0 | 0 | 0 | 0 | 0 | 0 | 0 | 0 | 0 | 0 | 0 | 0 | 0 | 0 | 0 | 0 | 0 | 0
Residential_CZ1 - Single Family_Existing_Miscellaneous_Natural Gas_Miscellaneous_E9_Baseline Forecast | Residential | CZ1 - Single Family | Existing | Miscellaneous | Natural Gas | Miscellaneous | E9 |  | Baseline Forecast | 0 | 0 | 0 | 0 | 0 | 0 | 0 | 0 | 0 | 0 | 0 | 0 | 0 | 0 | 0 | 0 | 0 | 0 | 0 | 0 | 0 | 0 | 0 | 0 | 0 | 0 | 0 | 0 | 0 | 0
Residential_CZ1 - Single Family_Existing_Miscellaneous_Natural Gas_Miscellaneous_E10_Baseline Forecast | Residential | CZ1 - Single Family | Existing | Miscellaneous | Natural Gas | Miscellaneous | E10 |  | Baseline Forecast | 0 | 0 | 0 | 0 | 0 | 0 | 0 | 0 | 0 | 0 | 0 | 0 | 0 | 0 | 0 | 0 | 0 | 0 | 0 | 0 | 0 | 0 | 0 | 0 | 0 | 0 | 0 | 0 | 0 | 0
Residential_CZ1 - Single Family_New_Space Heating_Natural Gas_Furnace - Direct Fuel_E1_Baseline Forecast | Residential | CZ1 - Single Family | New | Space Heating | Natural Gas | Furnace - Direct Fuel | E1 | AFUE 80% | Baseline Forecast | 0 | 914.0234 | 913.258 | 811.5818 | 791.1675 | 0 | 0 | 0 | 0 | 0 | 0 | 0 | 0 | 0 | 0 | 0 | 0 | 0 | 0 | 0 | 0 | 0 | 0 | 0 | 0 | 0 | 0 | 0 | 0 | 0
Residential_CZ1 - Single Family_New_Space Heating_Natural Gas_Furnace - Direct Fuel_E2_Baseline Forecast | Residential | CZ1 - Single Family | New | Space Heating | Natural Gas | Furnace - Direct Fuel | E2 | AFUE 90% | Baseline Forecast | 0 | 14.0665 | 14.6443 | 13.3342 | 16.7319 | 0 | 0 | 0 | 0 | 0 | 0 | 0 | 0 | 0 | 0 | 0 | 0 | 0 | 0 | 0 | 0 | 0 | 0 | 0 | 0 | 0 | 0 | 0 | 0 | 0
Residential_CZ1 - Single Family_New_Space Heating_Natural Gas_Furnace - Direct Fuel_E3_Baseline Forecast | Residential | CZ1 - Single Family | New | Space Heating | Natural Gas | Furnace - Direct Fuel | E3 | AFUE 92% | Baseline Forecast | 0 | 0.76291 | 0.78217 | 0.70799 | 0.88503 | 812.2942 | 815.3218 | 820.5352 | 816.5584 | 813.9757 | 812.7741 | 811.6189 | 862.9993 | 908.9007 | 947.0093 | 978.9054 | 1014.4764 | 1045.5668 | 1075.1179 | 1104.2224 | 1130.6902 | 1219.0066 | 0 | 0 | 0 | 0 | 0 | 0 | 0 | 0
Residential_CZ1 - Single Family_New_Space Heating_Natural Gas_Furnace - Direct Fuel_E4_Baseline Forecast | Residential | CZ1 - Single Family | New | Space Heating | Natural Gas | Furnace - Direct Fuel | E4 | AFUE 95% | Baseline Forecast | 0 | 0.3416 | 0.35023 | 0.31701 | 0.39628 | 0.41297 | 0.44104 | 0.47043 | 0.49969 | 0.53756 | 0.66873 | 0.71997 | 0.84185 | 0.96005 | 1.0863 | 1.2159 | 1.3631 | 1.5148 | 1.6799 | 1.8562 | 2.0424 | 2.3692 | 0 | 0 | 0 | 0 | 0 | 0 | 0 | 0
Residential_CZ1 - Single Family_New_Space Heating_Natural Gas_Furnace - Direct Fuel_E5_Baseline Forecast | Residential | CZ1 - Single Family | New | Space Heating | Natural Gas | Furnace - Direct Fuel | E5 | AFUE 98% | Baseline Forecast | 0 | 0.22773 | 0.23348 | 0.21134 | 0.26419 | 0.27531 | 0.29403 | 0.31362 | 0.33313 | 0.35837 | 0.44582 | 0.47998 | 0.56123 | 0.64003 | 0.72421 | 0.81058 | 0.90871 | 1.0099 | 1.1199 | 1.2375 | 1.3616 | 1.5795 | 0 | 0 | 0 | 0 | 0 | 0 | 0 | 0
Residential_CZ1 - Single Family_New_Space Heating_Natural Gas_Furnace - Direct Fuel_E6_Baseline Forecast | Residential | CZ1 - Single Family | New | Space Heating | Natural Gas | Furnace - Direct Fuel | E6 | Convert to NG Heat Pump | Baseline Forecast | 0 | 0 | 0 | 0 | 0 | 0 | 0 | 0 | 0 | 0 | 0 | 0 | 0 | 0 | 0 | 0 | 0 | 0 | 0 | 0 | 0 | 0 | 0 | 0 | 0 | 0 | 0 | 0 | 0 | 0
Residential_CZ1 - Single Family_New_Space Heating_Natural Gas_Furnace - Direct Fuel_E7_Baseline Forecast | Residential | CZ1 - Single Family | New | Space Heating | Natural Gas | Furnace - Direct Fuel | E7 |  | Baseline Forecast | 0 | 0 | 0 | 0 | 0 | 0 | 0 | 0 | 0 | 0 | 0 | 0 | 0 | 0 | 0 | 0 | 0 | 0 | 0 | 0 | 0 | 0 | 0 | 0 | 0 | 0 | 0 | 0 | 0 | 0
Residential_CZ1 - Single Family_New_Space Heating_Natural Gas_Furnace - Direct Fuel_E8_Baseline Forecast | Residential | CZ1 - Single Family | New | Space Heating | Natural Gas | Furnace - Direct Fuel | E8 |  | Baseline Forecast | 0 | 0 | 0 | 0 | 0 | 0 | 0 | 0 | 0 | 0 | 0 | 0 | 0 | 0 | 0 | 0 | 0 | 0 | 0 | 0 | 0 | 0 | 0 | 0 | 0 | 0 | 0 | 0 | 0 | 0
Residential_CZ1 - Single Family_New_Space Heating_Natural Gas_Furnace - Direct Fuel_E9_Baseline Forecast | Residential | CZ1 - Single Family | New | Space Heating | Natural Gas | Furnace - Direct Fuel | E9 |  | Baseline Forecast | 0 | 0 | 0 | 0 | 0 | 0 | 0 | 0 | 0 | 0 | 0 | 0 | 0 | 0 | 0 | 0 | 0 | 0 | 0 | 0 | 0 | 0 | 0 | 0 | 0 | 0 | 0 | 0 | 0 | 0
Residential_CZ1 - Single Family_New_Space Heating_Natural Gas_Furnace - Direct Fuel_E10_Baseline Forecast | Residential | CZ1 - Single Family | New | Space Heating | Natural Gas | Furnace - Direct Fuel | E10 |  | Baseline Forecast | 0 | 0 | 0 | 0 | 0 | 0 | 0 | 0 | 0 | 0 | 0 | 0 | 0 | 0 | 0 | 0 | 0 | 0 | 0 | 0 | 0 | 0 | 0 | 0 | 0 | 0 | 0 | 0 | 0 | 0
Residential_CZ1 - Single Family_New_Space Heating_Natural Gas_Boiler - Direct Fuel_E1_Baseline Forecast | Residential | CZ1 - Single Family | New | Space Heating | Natural Gas | Boiler - Direct Fuel | E1 | AFUE 82% | Baseline Forecast | 0 | 0 | 0 | 0 | 0 | 0 | 0 | 0 | 0 | 0 | 0 | 0 | 0 | 0 | 0 | 0 | 0 | 0 | 0 | 0 | 0 | 0 | 0 | 0 | 0 | 0 | 0 | 0 | 0 | 0
Residential_CZ1 - Single Family_New_Space Heating_Natural Gas_Boiler - Direct Fuel_E2_Baseline Forecast | Residential | CZ1 - Single Family | New | Space Heating | Natural Gas | Boiler - Direct Fuel | E2 | AFUE 84% | Baseline Forecast | 0 | 0 | 22.2076 | 19.7421 | 19.2691 | 19.2811 | 19.3558 | 19.4734 | 19.2936 | 19.2276 | 19.1376 | 19.0552 | 18.9314 | 19.7422 | 20.4417 | 21.0266 | 21.6236 | 22.0935 | 22.6203 | 23.1439 | 23.5992 | 25.376 | 0 | 0 | 0 | 0 | 0 | 0 | 0 | 0
Residential_CZ1 - Single Family_New_Space Heating_Natural Gas_Boiler - Direct Fuel_E3_Baseline Forecast | Residential | CZ1 - Single Family | New | Space Heating | Natural Gas | Boiler - Direct Fuel | E3 | AFUE 85% | Baseline Forecast | 0 | 0.15646 | 0.19828 | 0.1769 | 0.21021 | 0.24719 | 0.24725 | 0.25243 | 0.29456 | 0.29695 | 0.32996 | 0.35818 | 0.38997 | 0.45735 | 0.51104 | 0.55752 | 0.65033 | 0.71678 | 0.78301 | 0.8522 | 0.9291 | 1.1033 | 0 | 0 | 0 | 0 | 0 | 0 | 0 | 0
Residential_CZ1 - Single Family_New_Space Heating_Natural Gas_Boiler - Direct Fuel_E4_Baseline Forecast | Residential | CZ1 - Single Family | New | Space Heating | Natural Gas | Boiler - Direct Fuel | E4 | AFUE 90% | Baseline Forecast | 0 | 0.15646 | 0.19828 | 0.1769 | 0.21021 | 0.24719 | 0.24725 | 0.25243 | 0.29456 | 0.29695 | 0.32996 | 0.35818 | 0.38997 | 0.45735 | 0.51104 | 0.55752 | 0.65033 | 0.71678 | 0.78301 | 0.8522 | 0.9291 | 1.1033 | 0 | 0 | 0 | 0 | 0 | 0 | 0 | 0
Residential_CZ1 - Single Family_New_Space Heating_Natural Gas_Boiler - Direct Fuel_E5_Baseline Forecast | Residential | CZ1 - Single Family | New | Space Heating | Natural Gas | Boiler - Direct Fuel | E5 | AFUE 95% | Baseline Forecast | 0 | 0 | 0 | 0 | 0 | 0 | 0 | 0 | 0 | 0 | 0 | 0 | 0 | 0 | 0 | 0 | 0 | 0.056499 | 0.058291 | 0.060102 | 0.06225 | 0.067201 | 0 | 0 | 0 | 0 | 0 | 0 | 0 | 0
Residential_CZ1 - Single Family_New_Space Heating_Natural Gas_Boiler - Direct Fuel_E6_Baseline Forecast | Residential | CZ1 - Single Family | New | Space Heating | Natural Gas | Boiler - Direct Fuel | E6 | AFUE 96% | Baseline Forecast | 0 | 0 | 0 | 0 | 0 | 0 | 0 | 0 | 0 | 0 | 0 | 0 | 0 | 0 | 0 | 0 | 0 | 0.027828 | 0.02871 | 0.029603 | 0.03066 | 0.033099 | 0 | 0 | 0 | 0 | 0 | 0 | 0 | 0
Residential_CZ1 - Single Family_New_Space Heating_Natural Gas_Boiler - Direct Fuel_E7_Baseline Forecast | Residential | CZ1 - Single Family | New | Space Heating | Natural Gas | Boiler - Direct Fuel | E7 | Convert to NG Heat Pump | Baseline Forecast | 0 | 0 | 0 | 0 | 0 | 0 | 0 | 0 | 0 | 0 | 0 | 0 | 0 | 0 | 0 | 0 | 0 | 0 | 0 | 0 | 0 | 0 | 0 | 0 | 0 | 0 | 0 | 0 | 0 | 0
Residential_CZ1 - Single Family_New_Space Heating_Natural Gas_Boiler - Direct Fuel_E8_Baseline Forecast | Residential | CZ1 - Single Family | New | Space Heating | Natural Gas | Boiler - Direct Fuel | E8 |  | Baseline Forecast | 0 | 0 | 0 | 0 | 0 | 0 | 0 | 0 | 0 | 0 | 0 | 0 | 0 | 0 | 0 | 0 | 0 | 0 | 0 | 0 | 0 | 0 | 0 | 0 | 0 | 0 | 0 | 0 | 0 | 0
Residential_CZ1 - Single Family_New_Space Heating_Natural Gas_Boiler - Direct Fuel_E9_Baseline Forecast | Residential | CZ1 - Single Family | New | Space Heating | Natural Gas | Boiler - Direct Fuel | E9 |  | Baseline Forecast | 0 | 0 | 0 | 0 | 0 | 0 | 0 | 0 | 0 | 0 | 0 | 0 | 0 | 0 | 0 | 0 | 0 | 0 | 0 | 0 | 0 | 0 | 0 | 0 | 0 | 0 | 0 | 0 | 0 | 0
Residential_CZ1 - Single Family_New_Space Heating_Natural Gas_Boiler - Direct Fuel_E10_Baseline Forecast | Residential | CZ1 - Single Family | New | Space Heating | Natural Gas | Boiler - Direct Fuel | E10 |  | Baseline Forecast | 0 | 0 | 0 | 0 | 0 | 0 | 0 | 0 | 0 | 0 | 0 | 0 | 0 | 0 | 0 | 0 | 0 | 0 | 0 | 0 | 0 | 0 | 0 | 0 | 0 | 0 | 0 | 0 | 0 | 0
Residential_CZ1 - Single Family_New_Secondary Heating_Natural Gas_Fireplace_E1_Baseline Forecast | Residential | CZ1 - Single Family | New | Secondary Heating | Natural Gas | Fireplace | E1 | Baseline (50% to 60% FE Rating) | Baseline Forecast | 0 | 771.4261 | 771.2983 | 685.7116 | 671.8443 | 674.7804 | 677.3322 | 681.7 | 678.4398 | 676.3485 | 675.5326 | 674.6446 | 672.0813 | 667.642 | 664.2923 | 658.6742 | 657.8564 | 725.1022 | 786.1449 | 835.0639 | 877.6185 | 969.3987 | 0 | 0 | 0 | 0 | 0 | 0 | 0 | 0
Residential_CZ1 - Single Family_New_Secondary Heating_Natural Gas_Fireplace_E2_Baseline Forecast | Residential | CZ1 - Single Family | New | Secondary Heating | Natural Gas | Fireplace | E2 | Tier 1 (70% FE Rating) | Baseline Forecast | 0 | 0 | 0 | 0 | 0 | 0 | 0 | 0 | 0 | 0 | 0 | 0 | 0 | 0 | 0 | 0 | 0 | 0 | 0 | 0 | 0 | 0 | 0 | 0 | 0 | 0 | 0 | 0 | 0 | 0
Residential_CZ1 - Single Family_New_Secondary Heating_Natural Gas_Fireplace_E3_Baseline Forecast | Residential | CZ1 - Single Family | New | Secondary Heating | Natural Gas | Fireplace | E3 | Tier 2 (77%+ FE Rating) | Baseline Forecast | 0 | 0 | 0 | 0 | 0 | 0 | 0 | 0 | 0 | 0 | 0 | 0 | 0 | 0 | 0 | 0 | 0 | 0 | 0 | 0 | 0 | 0 | 0 | 0 | 0 | 0 | 0 | 0 | 0 | 0
Residential_CZ1 - Single Family_New_Secondary Heating_Natural Gas_Fireplace_E4_Baseline Forecast | Residential | CZ1 - Single Family | New | Secondary Heating | Natural Gas | Fireplace | E4 |  | Baseline Forecast | 0 | 0 | 0 | 0 | 0 | 0 | 0 | 0 | 0 | 0 | 0 | 0 | 0 | 0 | 0 | 0 | 0 | 0 | 0 | 0 | 0 | 0 | 0 | 0 | 0 | 0 | 0 | 0 | 0 | 0
Residential_CZ1 - Single Family_New_Secondary Heating_Natural Gas_Fireplace_E5_Baseline Forecast | Residential | CZ1 - Single Family | New | Secondary Heating | Natural Gas | Fireplace | E5 |  | Baseline Forecast | 0 | 0 | 0 | 0 | 0 | 0 | 0 | 0 | 0 | 0 | 0 | 0 | 0 | 0 | 0 | 0 | 0 | 0 | 0 | 0 | 0 | 0 | 0 | 0 | 0 | 0 | 0 | 0 | 0 | 0
Residential_CZ1 - Single Family_New_Secondary Heating_Natural Gas_Fireplace_E6_Baseline Forecast | Residential | CZ1 - Single Family | New | Secondary Heating | Natural Gas | Fireplace | E6 |  | Baseline Forecast | 0 | 0 | 0 | 0 | 0 | 0 | 0 | 0 | 0 | 0 | 0 | 0 | 0 | 0 | 0 | 0 | 0 | 0 | 0 | 0 | 0 | 0 | 0 | 0 | 0 | 0 | 0 | 0 | 0 | 0
Residential_CZ1 - Single Family_New_Secondary Heating_Natural Gas_Fireplace_E7_Baseline Forecast | Residential | CZ1 - Single Family | New | Secondary Heating | Natural Gas | Fireplace | E7 |  | Baseline Forecast | 0 | 0 | 0 | 0 | 0 | 0 | 0 | 0 | 0 | 0 | 0 | 0 | 0 | 0 | 0 | 0 | 0 | 0 | 0 | 0 | 0 | 0 | 0 | 0 | 0 | 0 | 0 | 0 | 0 | 0
Residential_CZ1 - Single Family_New_Secondary Heating_Natural Gas_Fireplace_E8_Baseline Forecast | Residential | CZ1 - Single Family | New | Secondary Heating | Natural Gas | Fireplace | E8 |  | Baseline Forecast | 0 | 0 | 0 | 0 | 0 | 0 | 0 | 0 | 0 | 0 | 0 | 0 | 0 | 0 | 0 | 0 | 0 | 0 | 0 | 0 | 0 | 0 | 0 | 0 | 0 | 0 | 0 | 0 | 0 | 0
Residential_CZ1 - Single Family_New_Secondary Heating_Natural Gas_Fireplace_E9_Baseline Forecast | Residential | CZ1 - Single Family | New | Secondary Heating | Natural Gas | Fireplace | E9 |  | Baseline Forecast | 0 | 0 | 0 | 0 | 0 | 0 | 0 | 0 | 0 | 0 | 0 | 0 | 0 | 0 | 0 | 0 | 0 | 0 | 0 | 0 | 0 | 0 | 0 | 0 | 0 | 0 | 0 | 0 | 0 | 0
Residential_CZ1 - Single Family_New_Secondary Heating_Natural Gas_Fireplace_E10_Baseline Forecast | Residential | CZ1 - Single Family | New | Secondary Heating | Natural Gas | Fireplace | E10 |  | Baseline Forecast | 0 | 0 | 0 | 0 | 0 | 0 | 0 | 0 | 0 | 0 | 0 | 0 | 0 | 0 | 0 | 0 | 0 | 0 | 0 | 0 | 0 | 0 | 0 | 0 | 0 | 0 | 0 | 0 | 0 | 0
Residential_CZ1 - Single Family_New_Water Heating_Natural Gas_Water Heater <= 55 gal._E1_Baseline Forecast | Residential | CZ1 - Single Family | New | Water Heating | Natural Gas | Water Heater <= 55 gal. | E1 | Baseline (UEF 0.58) | Baseline Forecast | 0 | 121.9244 | 124.3405 | 112.1439 | 110.9613 | 112.6061 | 111.6132 | 111.5004 | 110.6812 | 109.8168 | 99.5037 | 99.1218 | 113.323 | 125.7609 | 134.6548 | 141.6263 | 148.1616 | 153.4007 | 157.906 | 193.847 | 192.4861 | 194.93 | 0 | 0 | 0 | 0 | 0 | 0 | 0 | 0
Residential_CZ1 - Single Family_New_Water Heating_Natural Gas_Water Heater <= 55 gal._E2_Baseline Forecast | Residential | CZ1 - Single Family | New | Water Heating | Natural Gas | Water Heater <= 55 gal. | E2 | ENERGY STAR (UEF 0.64) | Baseline Forecast | 0 | 719.1986 | 716.6487 | 635.5227 | 621.5884 | 623.1423 | 626.9173 | 631.79 | 629.0561 | 627.6429 | 637.0638 | 636.4783 | 739.6429 | 825.3395 | 887.7305 | 936.6959 | 982.9272 | 1020.9343 | 1053.9348 | 1295.8627 | 1289.1731 | 1310.0395 | 0 | 0 | 0 | 0 | 0 | 0 | 0 | 0
Residential_CZ1 - Single Family_New_Water Heating_Natural Gas_Water Heater <= 55 gal._E3_Baseline Forecast | Residential | CZ1 - Single Family | New | Water Heating | Natural Gas | Water Heater <= 55 gal. | E3 | Condensing (UEF 0.81) | Baseline Forecast | 0 | 35.0471 | 35.0358 | 31.1507 | 30.5174 | 30.6535 | 30.7698 | 30.9707 | 30.8209 | 30.7232 | 30.6888 | 30.6477 | 35.5375 | 39.6265 | 42.592 | 44.9284 | 47.1274 | 48.9292 | 50.4857 | 62.0588 | 61.7233 | 62.7071 | 0 | 0 | 0 | 0 | 0 | 0 | 0 | 0
Residential_CZ1 - Single Family_New_Water Heating_Natural Gas_Water Heater <= 55 gal._E4_Baseline Forecast | Residential | CZ1 - Single Family | New | Water Heating | Natural Gas | Water Heater <= 55 gal. | E4 | Instantaneous - ENERGY STAR (UEF 0.87) | Baseline Forecast | 0 | 0 | 0 | 0 | 0 | 0 | 0 | 0 | 0 | 0 | 0 | 0 | 0 | 0 | 0 | 0 | 0 | 0 | 0 | 0 | 0 | 0 | 0 | 0 | 0 | 0 | 0 | 0 | 0 | 0
Residential_CZ1 - Single Family_New_Water Heating_Natural Gas_Water Heater <= 55 gal._E5_Baseline Forecast | Residential | CZ1 - Single Family | New | Water Heating | Natural Gas | Water Heater <= 55 gal. | E5 | Instantaneous - Condensing (UEF 0.92) | Baseline Forecast | 0 | 0 | 0 | 0 | 0 | 0 | 0 | 0 | 0 | 0 | 0 | 0 | 0 | 0 | 0 | 0 | 0 | 0 | 0 | 0 | 0 | 0 | 0 | 0 | 0 | 0 | 0 | 0 | 0 | 0
Residential_CZ1 - Single Family_New_Water Heating_Natural Gas_Water Heater <= 55 gal._E6_Baseline Forecast | Residential | CZ1 - Single Family | New | Water Heating | Natural Gas | Water Heater <= 55 gal. | E6 | NEEA Gas-Fired Absorption HPWH (EF 1.2) | Baseline Forecast | 0 | 0 | 0 | 0 | 0 | 0 | 0 | 0 | 0 | 0 | 0 | 0 | 0 | 0 | 0 | 0 | 0 | 0 | 0 | 0 | 0 | 0 | 0 | 0 | 0 | 0 | 0 | 0 | 0 | 0
Residential_CZ1 - Single Family_New_Water Heating_Natural Gas_Water Heater <= 55 gal._E7_Baseline Forecast | Residential | CZ1 - Single Family | New | Water Heating | Natural Gas | Water Heater <= 55 gal. | E7 | NEEA Gas-Fired Absorption HPWH (EF 1.7) | Baseline Forecast | 0 | 0 | 0 | 0 | 0 | 0 | 0 | 0 | 0 | 0 | 0 | 0 | 0 | 0 | 0 | 0 | 0 | 0 | 0 | 0 | 0 | 0 | 0 | 0 | 0 | 0 | 0 | 0 | 0 | 0
Residential_CZ1 - Single Family_New_Water Heating_Natural Gas_Water Heater <= 55 gal._E8_Baseline Forecast | Residential | CZ1 - Single Family | New | Water Heating | Natural Gas | Water Heater <= 55 gal. | E8 |  | Baseline Forecast | 0 | 0 | 0 | 0 | 0 | 0 | 0 | 0 | 0 | 0 | 0 | 0 | 0 | 0 | 0 | 0 | 0 | 0 | 0 | 0 | 0 | 0 | 0 | 0 | 0 | 0 | 0 | 0 | 0 | 0
Residential_CZ1 - Single Family_New_Water Heating_Natural Gas_Water Heater <= 55 gal._E9_Baseline Forecast | Residential | CZ1 - Single Family | New | Water Heating | Natural Gas | Water Heater <= 55 gal. | E9 |  | Baseline Forecast | 0 | 0 | 0 | 0 | 0 | 0 | 0 | 0 | 0 | 0 | 0 | 0 | 0 | 0 | 0 | 0 | 0 | 0 | 0 | 0 | 0 | 0 | 0 | 0 | 0 | 0 | 0 | 0 | 0 | 0
Residential_CZ1 - Single Family_New_Water Heating_Natural Gas_Water Heater <= 55 gal._E10_Baseline Forecast | Residential | CZ1 - Single Family | New | Water Heating | Natural Gas | Water Heater <= 55 gal. | E10 |  | Baseline Forecast | 0 | 0 | 0 | 0 | 0 | 0 | 0 | 0 | 0 | 0 | 0 | 0 | 0 | 0 | 0 | 0 | 0 | 0 | 0 | 0 | 0 | 0 | 0 | 0 | 0 | 0 | 0 | 0 | 0 | 0
Residential_CZ1 - Single Family_New_Water Heating_Natural Gas_Water Heater > 55 gal._E1_Baseline Forecast | Residential | CZ1 - Single Family | New | Water Heating | Natural Gas | Water Heater > 55 gal. | E1 | Standard (UEF 0.77) | Baseline Forecast | 0 | 17.6229 | 32.7268 | 43.3697 | 51.778 | 58.8929 | 63.4159 | 67.412 | 70.8636 | 73.4491 | 68.8236 | 71.3278 | 72.8093 | 75.1032 | 77.6325 | 80.4003 | 83.4182 | 86.5565 | 89.8916 | 94.1679 | 98.8967 | 104.5807 | 0 | 0 | 0 | 0 | 0 | 0 | 0 | 0
Residential_CZ1 - Single Family_New_Water Heating_Natural Gas_Water Heater > 55 gal._E2_Baseline Forecast | Residential | CZ1 - Single Family | New | Water Heating | Natural Gas | Water Heater > 55 gal. | E2 | ENERGY STAR (3.2) - UEF 0.78 | Baseline Forecast | 0 | 103.9526 | 188.6244 | 245.7775 | 290.0525 | 325.9032 | 356.1989 | 381.9737 | 402.7531 | 419.7881 | 440.6369 | 458.0082 | 475.216 | 492.8849 | 511.8031 | 531.7562 | 553.4097 | 576.0636 | 599.9765 | 629.51 | 662.3592 | 702.8413 | 0 | 0 | 0 | 0 | 0 | 0 | 0 | 0
Residential_CZ1 - Single Family_New_Water Heating_Natural Gas_Water Heater > 55 gal._E3_Baseline Forecast | Residential | CZ1 - Single Family | New | Water Heating | Natural Gas | Water Heater > 55 gal. | E3 | Condensing (UEF 0.82) | Baseline Forecast | 0 | 5.0657 | 9.2216 | 12.047 | 14.2403 | 16.0318 | 17.4826 | 18.7246 | 19.7331 | 20.5487 | 21.2265 | 22.054 | 22.8327 | 23.6646 | 24.5555 | 25.5056 | 26.5338 | 27.6084 | 28.7401 | 30.1472 | 31.7126 | 33.6426 | 0 | 0 | 0 | 0 | 0 | 0 | 0 | 0
Residential_CZ1 - Single Family_New_Water Heating_Natural Gas_Water Heater > 55 gal._E4_Baseline Forecast | Residential | CZ1 - Single Family | New | Water Heating | Natural Gas | Water Heater > 55 gal. | E4 | Instantaneous - ENERGY STAR (UEF 0.87) | Baseline Forecast | 0 | 0 | 0 | 0 | 0 | 0 | 0 | 0 | 0 | 0 | 0 | 0 | 0 | 0 | 0 | 0 | 0 | 0 | 0 | 0 | 0 | 0 | 0 | 0 | 0 | 0 | 0 | 0 | 0 | 0
Residential_CZ1 - Single Family_New_Water Heating_Natural Gas_Water Heater > 55 gal._E5_Baseline Forecast | Residential | CZ1 - Single Family | New | Water Heating | Natural Gas | Water Heater > 55 gal. | E5 | Instantaneous - Condensing (UEF 0.92) | Baseline Forecast | 0 | 0 | 0 | 0 | 0 | 0 | 0 | 0 | 0 | 0 | 0 | 0 | 0 | 0 | 0 | 0 | 0 | 0 | 0 | 0 | 0 | 0 | 0 | 0 | 0 | 0 | 0 | 0 | 0 | 0
Residential_CZ1 - Single Family_New_Water Heating_Natural Gas_Water Heater > 55 gal._E6_Baseline Forecast | Residential | CZ1 - Single Family | New | Water Heating | Natural Gas | Water Heater > 55 gal. | E6 | NEEA Gas-Fired Absorption HPWH (EF 1.3) | Baseline Forecast | 0 | 0 | 0 | 0 | 0 | 0 | 0 | 0 | 0 | 0 | 0 | 0 | 0 | 0 | 0 | 0 | 0 | 0 | 0 | 0 | 0 | 0 | 0 | 0 | 0 | 0 | 0 | 0 | 0 | 0
Residential_CZ1 - Single Family_New_Water Heating_Natural Gas_Water Heater > 55 gal._E7_Baseline Forecast | Residential | CZ1 - Single Family | New | Water Heating | Natural Gas | Water Heater > 55 gal. | E7 | NEEA Gas-Fired Absorption HPWH (EF 1.7) | Baseline Forecast | 0 | 0 | 0 | 0 | 0 | 0 | 0 | 0 | 0 | 0 | 0 | 0 | 0 | 0 | 0 | 0 | 0 | 0 | 0 | 0 | 0 | 0 | 0 | 0 | 0 | 0 | 0 | 0 | 0 | 0
Residential_CZ1 - Single Family_New_Water Heating_Natural Gas_Water Heater > 55 gal._E8_Baseline Forecast | Residential | CZ1 - Single Family | New | Water Heating | Natural Gas | Water Heater > 55 gal. | E8 |  | Baseline Forecast | 0 | 0 | 0 | 0 | 0 | 0 | 0 | 0 | 0 | 0 | 0 | 0 | 0 | 0 | 0 | 0 | 0 | 0 | 0 | 0 | 0 | 0 | 0 | 0 | 0 | 0 | 0 | 0 | 0 | 0
Residential_CZ1 - Single Family_New_Water Heating_Natural Gas_Water Heater > 55 gal._E9_Baseline Forecast | Residential | CZ1 - Single Family | New | Water Heating | Natural Gas | Water Heater > 55 gal. | E9 |  | Baseline Forecast | 0 | 0 | 0 | 0 | 0 | 0 | 0 | 0 | 0 | 0 | 0 | 0 | 0 | 0 | 0 | 0 | 0 | 0 | 0 | 0 | 0 | 0 | 0 | 0 | 0 | 0 | 0 | 0 | 0 | 0
Residential_CZ1 - Single Family_New_Water Heating_Natural Gas_Water Heater > 55 gal._E10_Baseline Forecast | Residential | CZ1 - Single Family | New | Water Heating | Natural Gas | Water Heater > 55 gal. | E10 |  | Baseline Forecast | 0 | 0 | 0 | 0 | 0 | 0 | 0 | 0 | 0 | 0 | 0 | 0 | 0 | 0 | 0 | 0 | 0 | 0 | 0 | 0 | 0 | 0 | 0 | 0 | 0 | 0 | 0 | 0 | 0 | 0
Residential_CZ1 - Single Family_New_Appliances_Natural Gas_Clothes Dryer_E1_Baseline Forecast | Residential | CZ1 - Single Family | New | Appliances | Natural Gas | Clothes Dryer | E1 | Standard | Baseline Forecast | 0 | 107.7371 | 107.7599 | 95.8319 | 93.9147 | 94.3424 | 94.6768 | 95.2737 | 94.8099 | 94.5096 | 92.4027 | 92.4492 | 99.8367 | 106.5695 | 111.9865 | 116.5191 | 121.3198 | 125.472 | 129.337 | 133.0743 | 136.3965 | 146.5686 | 0 | 0 | 0 | 0 | 0 | 0 | 0 | 0
Residential_CZ1 - Single Family_New_Appliances_Natural Gas_Clothes Dryer_E2_Baseline Forecast | Residential | CZ1 - Single Family | New | Appliances | Natural Gas | Clothes Dryer | E2 | NEEA/ENERGY STAR (CE >60%) | Baseline Forecast | 0 | 86.1735 | 86.1185 | 76.5329 | 74.9644 | 75.2747 | 75.5818 | 76.0828 | 75.727 | 75.5016 | 77.4035 | 77.1337 | 84.0181 | 89.9357 | 94.7292 | 98.7186 | 102.9391 | 106.6283 | 110.0765 | 113.3395 | 116.2781 | 125.1546 | 0 | 0 | 0 | 0 | 0 | 0 | 0 | 0
Residential_CZ1 - Single Family_New_Appliances_Natural Gas_Clothes Dryer_E3_Baseline Forecast | Residential | CZ1 - Single Family | New | Appliances | Natural Gas | Clothes Dryer | E3 |  | Baseline Forecast | 0 | 0 | 0 | 0 | 0 | 0 | 0 | 0 | 0 | 0 | 0 | 0 | 0 | 0 | 0 | 0 | 0 | 0 | 0 | 0 | 0 | 0 | 0 | 0 | 0 | 0 | 0 | 0 | 0 | 0
Residential_CZ1 - Single Family_New_Appliances_Natural Gas_Clothes Dryer_E4_Baseline Forecast | Residential | CZ1 - Single Family | New | Appliances | Natural Gas | Clothes Dryer | E4 |  | Baseline Forecast | 0 | 0 | 0 | 0 | 0 | 0 | 0 | 0 | 0 | 0 | 0 | 0 | 0 | 0 | 0 | 0 | 0 | 0 | 0 | 0 | 0 | 0 | 0 | 0 | 0 | 0 | 0 | 0 | 0 | 0
Residential_CZ1 - Single Family_New_Appliances_Natural Gas_Clothes Dryer_E5_Baseline Forecast | Residential | CZ1 - Single Family | New | Appliances | Natural Gas | Clothes Dryer | E5 |  | Baseline Forecast | 0 | 0 | 0 | 0 | 0 | 0 | 0 | 0 | 0 | 0 | 0 | 0 | 0 | 0 | 0 | 0 | 0 | 0 | 0 | 0 | 0 | 0 | 0 | 0 | 0 | 0 | 0 | 0 | 0 | 0
Residential_CZ1 - Single Family_New_Appliances_Natural Gas_Clothes Dryer_E6_Baseline Forecast | Residential | CZ1 - Single Family | New | Appliances | Natural Gas | Clothes Dryer | E6 |  | Baseline Forecast | 0 | 0 | 0 | 0 | 0 | 0 | 0 | 0 | 0 | 0 | 0 | 0 | 0 | 0 | 0 | 0 | 0 | 0 | 0 | 0 | 0 | 0 | 0 | 0 | 0 | 0 | 0 | 0 | 0 | 0
Residential_CZ1 - Single Family_New_Appliances_Natural Gas_Clothes Dryer_E7_Baseline Forecast | Residential | CZ1 - Single Family | New | Appliances | Natural Gas | Clothes Dryer | E7 |  | Baseline Forecast | 0 | 0 | 0 | 0 | 0 | 0 | 0 | 0 | 0 | 0 | 0 | 0 | 0 | 0 | 0 | 0 | 0 | 0 | 0 | 0 | 0 | 0 | 0 | 0 | 0 | 0 | 0 | 0 | 0 | 0
Residential_CZ1 - Single Family_New_Appliances_Natural Gas_Clothes Dryer_E8_Baseline Forecast | Residential | CZ1 - Single Family | New | Appliances | Natural Gas | Clothes Dryer | E8 |  | Baseline Forecast | 0 | 0 | 0 | 0 | 0 | 0 | 0 | 0 | 0 | 0 | 0 | 0 | 0 | 0 | 0 | 0 | 0 | 0 | 0 | 0 | 0 | 0 | 0 | 0 | 0 | 0 | 0 | 0 | 0 | 0
Residential_CZ1 - Single Family_New_Appliances_Natural Gas_Clothes Dryer_E9_Baseline Forecast | Residential | CZ1 - Single Family | New | Appliances | Natural Gas | Clothes Dryer | E9 |  | Baseline Forecast | 0 | 0 | 0 | 0 | 0 | 0 | 0 | 0 | 0 | 0 | 0 | 0 | 0 | 0 | 0 | 0 | 0 | 0 | 0 | 0 | 0 | 0 | 0 | 0 | 0 | 0 | 0 | 0 | 0 | 0
Residential_CZ1 - Single Family_New_Appliances_Natural Gas_Clothes Dryer_E10_Baseline Forecast | Residential | CZ1 - Single Family | New | Appliances | Natural Gas | Clothes Dryer | E10 |  | Baseline Forecast | 0 | 0 | 0 | 0 | 0 | 0 | 0 | 0 | 0 | 0 | 0 | 0 | 0 | 0 | 0 | 0 | 0 | 0 | 0 | 0 | 0 | 0 | 0 | 0 | 0 | 0 | 0 | 0 | 0 | 0
Residential_CZ1 - Single Family_New_Appliances_Natural Gas_Stove/Oven_E1_Baseline Forecast | Residential | CZ1 - Single Family | New | Appliances | Natural Gas | Stove/Oven | E1 | Typical - (914 + 1915 IAEC) | Baseline Forecast | 0 | 255.7919 | 255.9384 | 227.664 | 223.1434 | 224.2028 | 224.9434 | 226.3316 | 225.2285 | 224.4904 | 219.8241 | 255.2274 | 284.066 | 304.5304 | 321.5511 | 335.4207 | 348.6719 | 359.4758 | 440.9711 | 438.6219 | 428.2641 | 447.9744 | 0 | 0 | 0 | 0 | 0 | 0 | 0 | 0
Residential_CZ1 - Single Family_New_Appliances_Natural Gas_Stove/Oven_E2_Baseline Forecast | Residential | CZ1 - Single Family | New | Appliances | Natural Gas | Stove/Oven | E2 | High Efficiency (730 + 1660 IAEC) | Baseline Forecast | 0 | 109.7959 | 109.5888 | 97.3027 | 95.2514 | 95.5835 | 96.0521 | 96.7339 | 96.292 | 96.039 | 100.3187 | 116.7213 | 131.4251 | 141.4259 | 149.7951 | 156.5853 | 163.1099 | 168.5178 | 207.1061 | 206.2135 | 201.5956 | 211.3439 | 0 | 0 | 0 | 0 | 0 | 0 | 0 | 0
Residential_CZ1 - Single Family_New_Appliances_Natural Gas_Stove/Oven_E3_Baseline Forecast | Residential | CZ1 - Single Family | New | Appliances | Natural Gas | Stove/Oven | E3 |  | Baseline Forecast | 0 | 0 | 0 | 0 | 0 | 0 | 0 | 0 | 0 | 0 | 0 | 0 | 0 | 0 | 0 | 0 | 0 | 0 | 0 | 0 | 0 | 0 | 0 | 0 | 0 | 0 | 0 | 0 | 0 | 0
Residential_CZ1 - Single Family_New_Appliances_Natural Gas_Stove/Oven_E4_Baseline Forecast | Residential | CZ1 - Single Family | New | Appliances | Natural Gas | Stove/Oven | E4 |  | Baseline Forecast | 0 | 0 | 0 | 0 | 0 | 0 | 0 | 0 | 0 | 0 | 0 | 0 | 0 | 0 | 0 | 0 | 0 | 0 | 0 | 0 | 0 | 0 | 0 | 0 | 0 | 0 | 0 | 0 | 0 | 0
Residential_CZ1 - Single Family_New_Appliances_Natural Gas_Stove/Oven_E5_Baseline Forecast | Residential | CZ1 - Single Family | New | Appliances | Natural Gas | Stove/Oven | E5 |  | Baseline Forecast | 0 | 0 | 0 | 0 | 0 | 0 | 0 | 0 | 0 | 0 | 0 | 0 | 0 | 0 | 0 | 0 | 0 | 0 | 0 | 0 | 0 | 0 | 0 | 0 | 0 | 0 | 0 | 0 | 0 | 0
Residential_CZ1 - Single Family_New_Appliances_Natural Gas_Stove/Oven_E6_Baseline Forecast | Residential | CZ1 - Single Family | New | Appliances | Natural Gas | Stove/Oven | E6 |  | Baseline Forecast | 0 | 0 | 0 | 0 | 0 | 0 | 0 | 0 | 0 | 0 | 0 | 0 | 0 | 0 | 0 | 0 | 0 | 0 | 0 | 0 | 0 | 0 | 0 | 0 | 0 | 0 | 0 | 0 | 0 | 0
Residential_CZ1 - Single Family_New_Appliances_Natural Gas_Stove/Oven_E7_Baseline Forecast | Residential | CZ1 - Single Family | New | Appliances | Natural Gas | Stove/Oven | E7 |  | Baseline Forecast | 0 | 0 | 0 | 0 | 0 | 0 | 0 | 0 | 0 | 0 | 0 | 0 | 0 | 0 | 0 | 0 | 0 | 0 | 0 | 0 | 0 | 0 | 0 | 0 | 0 | 0 | 0 | 0 | 0 | 0
Residential_CZ1 - Single Family_New_Appliances_Natural Gas_Stove/Oven_E8_Baseline Forecast | Residential | CZ1 - Single Family | New | Appliances | Natural Gas | Stove/Oven | E8 |  | Baseline Forecast | 0 | 0 | 0 | 0 | 0 | 0 | 0 | 0 | 0 | 0 | 0 | 0 | 0 | 0 | 0 | 0 | 0 | 0 | 0 | 0 | 0 | 0 | 0 | 0 | 0 | 0 | 0 | 0 | 0 | 0
Residential_CZ1 - Single Family_New_Appliances_Natural Gas_Stove/Oven_E9_Baseline Forecast | Residential | CZ1 - Single Family | New | Appliances | Natural Gas | Stove/Oven | E9 |  | Baseline Forecast | 0 | 0 | 0 | 0 | 0 | 0 | 0 | 0 | 0 | 0 | 0 | 0 | 0 | 0 | 0 | 0 | 0 | 0 | 0 | 0 | 0 | 0 | 0 | 0 | 0 | 0 | 0 | 0 | 0 | 0
Residential_CZ1 - Single Family_New_Appliances_Natural Gas_Stove/Oven_E10_Baseline Forecast | Residential | CZ1 - Single Family | New | Appliances | Natural Gas | Stove/Oven | E10 |  | Baseline Forecast | 0 | 0 | 0 | 0 | 0 | 0 | 0 | 0 | 0 | 0 | 0 | 0 | 0 | 0 | 0 | 0 | 0 | 0 | 0 | 0 | 0 | 0 | 0 | 0 | 0 | 0 | 0 | 0 | 0 | 0
Residential_CZ1 - Single Family_New_Miscellaneous_Natural Gas_Pool Heater_E1_Baseline Forecast | Residential | CZ1 - Single Family | New | Miscellaneous | Natural Gas | Pool Heater | E1 | Standard (EF 0.82) | Baseline Forecast | 0 | 6.2378 | 6.2368 | 5.5447 | 5.4326 | 5.4563 | 5.477 | 6.0793 | 6.5684 | 6.9572 | 7.3091 | 7.6301 | 7.9096 | 8.2013 | 8.5166 | 8.8177 | 9.1581 | 9.4795 | 11.784 | 11.9273 | 11.8608 | 12.4397 | 0 | 0 | 0 | 0 | 0 | 0 | 0 | 0
Residential_CZ1 - Single Family_New_Miscellaneous_Natural Gas_Pool Heater_E2_Baseline Forecast | Residential | CZ1 - Single Family | New | Miscellaneous | Natural Gas | Pool Heater | E2 | High Efficiency (EF 0.84) | Baseline Forecast | 0 | 0.32831 | 0.32825 | 0.29183 | 0.28592 | 0.28717 | 0.28826 | 0.31997 | 0.34571 | 0.36617 | 0.38469 | 0.40158 | 0.41629 | 0.43165 | 0.44824 | 0.46409 | 0.48201 | 0.49892 | 0.62021 | 0.62775 | 0.62425 | 0.65472 | 0 | 0 | 0 | 0 | 0 | 0 | 0 | 0
Residential_CZ1 - Single Family_New_Miscellaneous_Natural Gas_Pool Heater_E3_Baseline Forecast | Residential | CZ1 - Single Family | New | Miscellaneous | Natural Gas | Pool Heater | E3 | Condensing (EF .94) | Baseline Forecast | 0 | 0 | 0 | 0 | 0 | 0 | 0 | 0 | 0 | 0 | 0 | 0 | 0 | 0 | 0 | 0 | 0 | 0 | 0 | 0 | 0 | 0 | 0 | 0 | 0 | 0 | 0 | 0 | 0 | 0
Residential_CZ1 - Single Family_New_Miscellaneous_Natural Gas_Pool Heater_E4_Baseline Forecast | Residential | CZ1 - Single Family | New | Miscellaneous | Natural Gas | Pool Heater | E4 | Condensing w/Imp. HX (EF 0.95) | Baseline Forecast | 0 | 0 | 0 | 0 | 0 | 0 | 0 | 0 | 0 | 0 | 0 | 0 | 0 | 0 | 0 | 0 | 0 | 0 | 0 | 0 | 0 | 0 | 0 | 0 | 0 | 0 | 0 | 0 | 0 | 0
Residential_CZ1 - Single Family_New_Miscellaneous_Natural Gas_Pool Heater_E5_Baseline Forecast | Residential | CZ1 - Single Family | New | Miscellaneous | Natural Gas | Pool Heater | E5 |  | Baseline Forecast | 0 | 0 | 0 | 0 | 0 | 0 | 0 | 0 | 0 | 0 | 0 | 0 | 0 | 0 | 0 | 0 | 0 | 0 | 0 | 0 | 0 | 0 | 0 | 0 | 0 | 0 | 0 | 0 | 0 | 0
Residential_CZ1 - Single Family_New_Miscellaneous_Natural Gas_Pool Heater_E6_Baseline Forecast | Residential | CZ1 - Single Family | New | Miscellaneous | Natural Gas | Pool Heater | E6 |  | Baseline Forecast | 0 | 0 | 0 | 0 | 0 | 0 | 0 | 0 | 0 | 0 | 0 | 0 | 0 | 0 | 0 | 0 | 0 | 0 | 0 | 0 | 0 | 0 | 0 | 0 | 0 | 0 | 0 | 0 | 0 | 0
Residential_CZ1 - Single Family_New_Miscellaneous_Natural Gas_Pool Heater_E7_Baseline Forecast | Residential | CZ1 - Single Family | New | Miscellaneous | Natural Gas | Pool Heater | E7 |  | Baseline Forecast | 0 | 0 | 0 | 0 | 0 | 0 | 0 | 0 | 0 | 0 | 0 | 0 | 0 | 0 | 0 | 0 | 0 | 0 | 0 | 0 | 0 | 0 | 0 | 0 | 0 | 0 | 0 | 0 | 0 | 0
Residential_CZ1 - Single Family_New_Miscellaneous_Natural Gas_Pool Heater_E8_Baseline Forecast | Residential | CZ1 - Single Family | New | Miscellaneous | Natural Gas | Pool Heater | E8 |  | Baseline Forecast | 0 | 0 | 0 | 0 | 0 | 0 | 0 | 0 | 0 | 0 | 0 | 0 | 0 | 0 | 0 | 0 | 0 | 0 | 0 | 0 | 0 | 0 | 0 | 0 | 0 | 0 | 0 | 0 | 0 | 0
Residential_CZ1 - Single Family_New_Miscellaneous_Natural Gas_Pool Heater_E9_Baseline Forecast | Residential | CZ1 - Single Family | New | Miscellaneous | Natural Gas | Pool Heater | E9 |  | Baseline Forecast | 0 | 0 | 0 | 0 | 0 | 0 | 0 | 0 | 0 | 0 | 0 | 0 | 0 | 0 | 0 | 0 | 0 | 0 | 0 | 0 | 0 | 0 | 0 | 0 | 0 | 0 | 0 | 0 | 0 | 0
Residential_CZ1 - Single Family_New_Miscellaneous_Natural Gas_Pool Heater_E10_Baseline Forecast | Residential | CZ1 - Single Family | New | Miscellaneous | Natural Gas | Pool Heater | E10 |  | Baseline Forecast | 0 | 0 | 0 | 0 | 0 | 0 | 0 | 0 | 0 | 0 | 0 | 0 | 0 | 0 | 0 | 0 | 0 | 0 | 0 | 0 | 0 | 0 | 0 | 0 | 0 | 0 | 0 | 0 | 0 | 0
Residential_CZ1 - Single Family_New_Miscellaneous_Natural Gas_Miscellaneous_E1_Baseline Forecast | Residential | CZ1 - Single Family | New | Miscellaneous | Natural Gas | Miscellaneous | E1 | Default | Baseline Forecast | 0 | 1106.6243 | 1106.4411 | 983.6654 | 963.7725 | 967.9845 | 971.645 | 1162.3481 | 1311.3385 | 1415.932 | 1501.1074 | 1572.4903 | 1629.9705 | 2015.1892 | 2052.6484 | 2063.0285 | 2120.1301 | 2183.1798 | 2244.7218 | 2413.8469 | 2548.309 | 2725.2873 | 0 | 0 | 0 | 0 | 0 | 0 | 0 | 0
Residential_CZ1 - Single Family_New_Miscellaneous_Natural Gas_Miscellaneous_E2_Baseline Forecast | Residential | CZ1 - Single Family | New | Miscellaneous | Natural Gas | Miscellaneous | E2 |  | Baseline Forecast | 0 | 0 | 0 | 0 | 0 | 0 | 0 | 0 | 0 | 0 | 0 | 0 | 0 | 0 | 0 | 0 | 0 | 0 | 0 | 0 | 0 | 0 | 0 | 0 | 0 | 0 | 0 | 0 | 0 | 0
Residential_CZ1 - Single Family_New_Miscellaneous_Natural Gas_Miscellaneous_E3_Baseline Forecast | Residential | CZ1 - Single Family | New | Miscellaneous | Natural Gas | Miscellaneous | E3 |  | Baseline Forecast | 0 | 0 | 0 | 0 | 0 | 0 | 0 | 0 | 0 | 0 | 0 | 0 | 0 | 0 | 0 | 0 | 0 | 0 | 0 | 0 | 0 | 0 | 0 | 0 | 0 | 0 | 0 | 0 | 0 | 0
Residential_CZ1 - Single Family_New_Miscellaneous_Natural Gas_Miscellaneous_E4_Baseline Forecast | Residential | CZ1 - Single Family | New | Miscellaneous | Natural Gas | Miscellaneous | E4 |  | Baseline Forecast | 0 | 0 | 0 | 0 | 0 | 0 | 0 | 0 | 0 | 0 | 0 | 0 | 0 | 0 | 0 | 0 | 0 | 0 | 0 | 0 | 0 | 0 | 0 | 0 | 0 | 0 | 0 | 0 | 0 | 0
Residential_CZ1 - Single Family_New_Miscellaneous_Natural Gas_Miscellaneous_E5_Baseline Forecast | Residential | CZ1 - Single Family | New | Miscellaneous | Natural Gas | Miscellaneous | E5 |  | Baseline Forecast | 0 | 0 | 0 | 0 | 0 | 0 | 0 | 0 | 0 | 0 | 0 | 0 | 0 | 0 | 0 | 0 | 0 | 0 | 0 | 0 | 0 | 0 | 0 | 0 | 0 | 0 | 0 | 0 | 0 | 0
Residential_CZ1 - Single Family_New_Miscellaneous_Natural Gas_Miscellaneous_E6_Baseline Forecast | Residential | CZ1 - Single Family | New | Miscellaneous | Natural Gas | Miscellaneous | E6 |  | Baseline Forecast | 0 | 0 | 0 | 0 | 0 | 0 | 0 | 0 | 0 | 0 | 0 | 0 | 0 | 0 | 0 | 0 | 0 | 0 | 0 | 0 | 0 | 0 | 0 | 0 | 0 | 0 | 0 | 0 | 0 | 0
Residential_CZ1 - Single Family_New_Miscellaneous_Natural Gas_Miscellaneous_E7_Baseline Forecast | Residential | CZ1 - Single Family | New | Miscellaneous | Natural Gas | Miscellaneous | E7 |  | Baseline Forecast | 0 | 0 | 0 | 0 | 0 | 0 | 0 | 0 | 0 | 0 | 0 | 0 | 0 | 0 | 0 | 0 | 0 | 0 | 0 | 0 | 0 | 0 | 0 | 0 | 0 | 0 | 0 | 0 | 0 | 0
Residential_CZ1 - Single Family_New_Miscellaneous_Natural Gas_Miscellaneous_E8_Baseline Forecast | Residential | CZ1 - Single Family | New | Miscellaneous | Natural Gas | Miscellaneous | E8 |  | Baseline Forecast | 0 | 0 | 0 | 0 | 0 | 0 | 0 | 0 | 0 | 0 | 0 | 0 | 0 | 0 | 0 | 0 | 0 | 0 | 0 | 0 | 0 | 0 | 0 | 0 | 0 | 0 | 0 | 0 | 0 | 0
Residential_CZ1 - Single Family_New_Miscellaneous_Natural Gas_Miscellaneous_E9_Baseline Forecast | Residential | CZ1 - Single Family | New | Miscellaneous | Natural Gas | Miscellaneous | E9 |  | Baseline Forecast | 0 | 0 | 0 | 0 | 0 | 0 | 0 | 0 | 0 | 0 | 0 | 0 | 0 | 0 | 0 | 0 | 0 | 0 | 0 | 0 | 0 | 0 | 0 | 0 | 0 | 0 | 0 | 0 | 0 | 0
Residential_CZ1 - Single Family_New_Miscellaneous_Natural Gas_Miscellaneous_E10_Baseline Forecast | Residential | CZ1 - Single Family | New | Miscellaneous | Natural Gas | Miscellaneous | E10 |  | Baseline Forecast | 0 | 0 | 0 | 0 | 0 | 0 | 0 | 0 | 0 | 0 | 0 | 0 | 0 | 0 | 0 | 0 | 0 | 0 | 0 | 0 | 0 | 0 | 0 | 0 | 0 | 0 | 0 | 0 | 0 | 0
Residential_CZ1 - Multi Family_Existing_Space Heating_Natural Gas_Furnace - Direct Fuel_E1_Baseline Forecast | Residential | CZ1 - Multi Family | Existing | Space Heating | Natural Gas | Furnace - Direct Fuel | E1 | AFUE 80% | Baseline Forecast | 0 | 501.8709 | 493.3575 | 484.9147 | 476.572 | 0 | 0 | 0 | 0 | 0 | 0 | 0 | 0 | 0 | 0 | 0 | 0 | 0 | 0 | 0 | 0 | 0 | 0 | 0 | 0 | 0 | 0 | 0 | 0 | 0
Residential_CZ1 - Multi Family_Existing_Space Heating_Natural Gas_Furnace - Direct Fuel_E2_Baseline Forecast | Residential | CZ1 - Multi Family | Existing | Space Heating | Natural Gas | Furnace - Direct Fuel | E2 | AFUE 90% | Baseline Forecast | 0 | 291.6628 | 283.2476 | 275.5955 | 268.66 | 0 | 0 | 0 | 0 | 0 | 0 | 0 | 0 | 0 | 0 | 0 | 0 | 0 | 0 | 0 | 0 | 0 | 0 | 0 | 0 | 0 | 0 | 0 | 0 | 0
Residential_CZ1 - Multi Family_Existing_Space Heating_Natural Gas_Furnace - Direct Fuel_E3_Baseline Forecast | Residential | CZ1 - Multi Family | Existing | Space Heating | Natural Gas | Furnace - Direct Fuel | E3 | AFUE 92% | Baseline Forecast | 0 | 64.5817 | 62.7907 | 61.1508 | 59.6564 | 788.6908 | 773.1882 | 752.6465 | 733.3355 | 715.1436 | 695.7098 | 679.5437 | 684.7184 | 688.6965 | 691.6522 | 693.4511 | 693.7869 | 693.1422 | 691.3955 | 688.6862 | 685.2807 | 681.0814 | 0 | 0 | 0 | 0 | 0 | 0 | 0 | 0
Residential_CZ1 - Multi Family_Existing_Space Heating_Natural Gas_Furnace - Direct Fuel_E4_Baseline Forecast | Residential | CZ1 - Multi Family | Existing | Space Heating | Natural Gas | Furnace - Direct Fuel | E4 | AFUE 95% | Baseline Forecast | 0 | 51.6654 | 50.2325 | 48.9207 | 47.7252 | 46.586 | 45.6919 | 44.454 | 43.258 | 42.1645 | 42.9589 | 42.0002 | 42.6948 | 43.1613 | 43.6302 | 44.0709 | 44.4936 | 44.8997 | 45.2074 | 45.4153 | 45.5373 | 45.6224 | 0 | 0 | 0 | 0 | 0 | 0 | 0 | 0
Residential_CZ1 - Multi Family_Existing_Space Heating_Natural Gas_Furnace - Direct Fuel_E5_Baseline Forecast | Residential | CZ1 - Multi Family | Existing | Space Heating | Natural Gas | Furnace - Direct Fuel | E5 | AFUE 98% | Baseline Forecast | 0 | 12.9163 | 12.5581 | 12.2302 | 11.9313 | 11.6465 | 11.423 | 11.1135 | 10.8145 | 10.5411 | 10.7397 | 10.5001 | 10.6737 | 10.7903 | 10.9076 | 11.0177 | 11.1234 | 11.2249 | 11.3019 | 11.3538 | 11.3843 | 11.4056 | 0 | 0 | 0 | 0 | 0 | 0 | 0 | 0
Residential_CZ1 - Multi Family_Existing_Space Heating_Natural Gas_Furnace - Direct Fuel_E6_Baseline Forecast | Residential | CZ1 - Multi Family | Existing | Space Heating | Natural Gas | Furnace - Direct Fuel | E6 | Convert to NG Heat Pump | Baseline Forecast | 0 | 5.8464 | 5.3755 | 4.9333 | 4.4758 | 4.3974 | 4.2788 | 4.1559 | 4.0201 | 3.8281 | 3.6352 | 3.4136 | 3.2751 | 3.0941 | 2.86 | 2.5611 | 2.6069 | 2.6401 | 2.6585 | 2.6726 | 2.5365 | 2.4085 | 0 | 0 | 0 | 0 | 0 | 0 | 0 | 0
Residential_CZ1 - Multi Family_Existing_Space Heating_Natural Gas_Furnace - Direct Fuel_E7_Baseline Forecast | Residential | CZ1 - Multi Family | Existing | Space Heating | Natural Gas | Furnace - Direct Fuel | E7 |  | Baseline Forecast | 0 | 0 | 0 | 0 | 0 | 0 | 0 | 0 | 0 | 0 | 0 | 0 | 0 | 0 | 0 | 0 | 0 | 0 | 0 | 0 | 0 | 0 | 0 | 0 | 0 | 0 | 0 | 0 | 0 | 0
Residential_CZ1 - Multi Family_Existing_Space Heating_Natural Gas_Furnace - Direct Fuel_E8_Baseline Forecast | Residential | CZ1 - Multi Family | Existing | Space Heating | Natural Gas | Furnace - Direct Fuel | E8 |  | Baseline Forecast | 0 | 0 | 0 | 0 | 0 | 0 | 0 | 0 | 0 | 0 | 0 | 0 | 0 | 0 | 0 | 0 | 0 | 0 | 0 | 0 | 0 | 0 | 0 | 0 | 0 | 0 | 0 | 0 | 0 | 0
Residential_CZ1 - Multi Family_Existing_Space Heating_Natural Gas_Furnace - Direct Fuel_E9_Baseline Forecast | Residential | CZ1 - Multi Family | Existing | Space Heating | Natural Gas | Furnace - Direct Fuel | E9 |  | Baseline Forecast | 0 | 0 | 0 | 0 | 0 | 0 | 0 | 0 | 0 | 0 | 0 | 0 | 0 | 0 | 0 | 0 | 0 | 0 | 0 | 0 | 0 | 0 | 0 | 0 | 0 | 0 | 0 | 0 | 0 | 0
Residential_CZ1 - Multi Family_Existing_Space Heating_Natural Gas_Furnace - Direct Fuel_E10_Baseline Forecast | Residential | CZ1 - Multi Family | Existing | Space Heating | Natural Gas | Furnace - Direct Fuel | E10 |  | Baseline Forecast | 0 | 0 | 0 | 0 | 0 | 0 | 0 | 0 | 0 | 0 | 0 | 0 | 0 | 0 | 0 | 0 | 0 | 0 | 0 | 0 | 0 | 0 | 0 | 0 | 0 | 0 | 0 | 0 | 0 | 0
Residential_CZ1 - Multi Family_Existing_Space Heating_Natural Gas_Boiler - Direct Fuel_E1_Baseline Forecast | Residential | CZ1 - Multi Family | Existing | Space Heating | Natural Gas | Boiler - Direct Fuel | E1 | AFUE 82% | Baseline Forecast | 0 | 14.7664 | 0 | 0 | 0 | 0 | 0 | 0 | 0 | 0 | 0 | 0 | 0 | 0 | 0 | 0 | 0 | 0 | 0 | 0 | 0 | 0 | 0 | 0 | 0 | 0 | 0 | 0 | 0 | 0
Residential_CZ1 - Multi Family_Existing_Space Heating_Natural Gas_Boiler - Direct Fuel_E2_Baseline Forecast | Residential | CZ1 - Multi Family | Existing | Space Heating | Natural Gas | Boiler - Direct Fuel | E2 | AFUE 84% | Baseline Forecast | 0 | 0 | 11.9847 | 11.8683 | 11.7536 | 11.6454 | 11.5251 | 11.328 | 11.1444 | 10.9651 | 10.7215 | 10.5634 | 10.5694 | 10.575 | 10.5722 | 10.5636 | 10.5481 | 10.5259 | 10.49 | 10.4427 | 10.3859 | 10.318 | 0 | 0 | 0 | 0 | 0 | 0 | 0 | 0
Residential_CZ1 - Multi Family_Existing_Space Heating_Natural Gas_Boiler - Direct Fuel_E3_Baseline Forecast | Residential | CZ1 - Multi Family | Existing | Space Heating | Natural Gas | Boiler - Direct Fuel | E3 | AFUE 85% | Baseline Forecast | 0 | 11.4219 | 12.427 | 12.2843 | 12.1473 | 12.0151 | 11.8916 | 11.6851 | 11.487 | 11.298 | 11.0674 | 10.8913 | 10.8879 | 10.8852 | 10.877 | 10.8649 | 10.8474 | 10.8251 | 10.7966 | 10.7632 | 10.7225 | 10.6772 | 0 | 0 | 0 | 0 | 0 | 0 | 0 | 0
Residential_CZ1 - Multi Family_Existing_Space Heating_Natural Gas_Boiler - Direct Fuel_E4_Baseline Forecast | Residential | CZ1 - Multi Family | Existing | Space Heating | Natural Gas | Boiler - Direct Fuel | E4 | AFUE 90% | Baseline Forecast | 0 | 11.4219 | 12.427 | 12.2843 | 12.1473 | 12.0151 | 11.8916 | 11.6851 | 11.487 | 11.298 | 11.0674 | 10.8913 | 10.8879 | 10.8852 | 10.877 | 10.8649 | 10.8474 | 10.8251 | 10.7966 | 10.7632 | 10.7225 | 10.6772 | 0 | 0 | 0 | 0 | 0 | 0 | 0 | 0
Residential_CZ1 - Multi Family_Existing_Space Heating_Natural Gas_Boiler - Direct Fuel_E5_Baseline Forecast | Residential | CZ1 - Multi Family | Existing | Space Heating | Natural Gas | Boiler - Direct Fuel | E5 | AFUE 95% | Baseline Forecast | 0 | 2.3615 | 2.5632 | 2.5291 | 2.4973 | 2.4655 | 2.4402 | 2.3979 | 2.3549 | 2.3157 | 2.3929 | 2.3565 | 2.3771 | 2.3817 | 2.3851 | 2.3849 | 2.3847 | 2.385 | 2.3844 | 2.3816 | 2.3803 | 2.3793 | 0 | 0 | 0 | 0 | 0 | 0 | 0 | 0
Residential_CZ1 - Multi Family_Existing_Space Heating_Natural Gas_Boiler - Direct Fuel_E6_Baseline Forecast | Residential | CZ1 - Multi Family | Existing | Space Heating | Natural Gas | Boiler - Direct Fuel | E6 | AFUE 96% | Baseline Forecast | 0 | 1.1631 | 1.2625 | 1.2457 | 1.23 | 1.2143 | 1.2019 | 1.1811 | 1.1599 | 1.1406 | 1.1786 | 1.1607 | 1.1708 | 1.1731 | 1.1748 | 1.1746 | 1.1746 | 1.1747 | 1.1744 | 1.173 | 1.1724 | 1.1719 | 0 | 0 | 0 | 0 | 0 | 0 | 0 | 0
Residential_CZ1 - Multi Family_Existing_Space Heating_Natural Gas_Boiler - Direct Fuel_E7_Baseline Forecast | Residential | CZ1 - Multi Family | Existing | Space Heating | Natural Gas | Boiler - Direct Fuel | E7 | Convert to NG Heat Pump | Baseline Forecast | 0 | 0 | 0 | 0 | 0 | 0 | 0 | 0 | 0 | 0 | 0 | 0 | 0 | 0 | 0 | 0 | 0 | 0 | 0 | 0 | 0 | 0 | 0 | 0 | 0 | 0 | 0 | 0 | 0 | 0
Residential_CZ1 - Multi Family_Existing_Space Heating_Natural Gas_Boiler - Direct Fuel_E8_Baseline Forecast | Residential | CZ1 - Multi Family | Existing | Space Heating | Natural Gas | Boiler - Direct Fuel | E8 |  | Baseline Forecast | 0 | 0 | 0 | 0 | 0 | 0 | 0 | 0 | 0 | 0 | 0 | 0 | 0 | 0 | 0 | 0 | 0 | 0 | 0 | 0 | 0 | 0 | 0 | 0 | 0 | 0 | 0 | 0 | 0 | 0
Residential_CZ1 - Multi Family_Existing_Space Heating_Natural Gas_Boiler - Direct Fuel_E9_Baseline Forecast | Residential | CZ1 - Multi Family | Existing | Space Heating | Natural Gas | Boiler - Direct Fuel | E9 |  | Baseline Forecast | 0 | 0 | 0 | 0 | 0 | 0 | 0 | 0 | 0 | 0 | 0 | 0 | 0 | 0 | 0 | 0 | 0 | 0 | 0 | 0 | 0 | 0 | 0 | 0 | 0 | 0 | 0 | 0 | 0 | 0
Residential_CZ1 - Multi Family_Existing_Space Heating_Natural Gas_Boiler - Direct Fuel_E10_Baseline Forecast | Residential | CZ1 - Multi Family | Existing | Space Heating | Natural Gas | Boiler - Direct Fuel | E10 |  | Baseline Forecast | 0 | 0 | 0 | 0 | 0 | 0 | 0 | 0 | 0 | 0 | 0 | 0 | 0 | 0 | 0 | 0 | 0 | 0 | 0 | 0 | 0 | 0 | 0 | 0 | 0 | 0 | 0 | 0 | 0 | 0
Residential_CZ1 - Multi Family_Existing_Secondary Heating_Natural Gas_Fireplace_E1_Baseline Forecast | Residential | CZ1 - Multi Family | Existing | Secondary Heating | Natural Gas | Fireplace | E1 | Baseline (50% to 60% FE Rating) | Baseline Forecast | 0 | 235.3049 | 227.5909 | 220.548 | 214.1131 | 208.229 | 199.449 | 191.4554 | 184.1742 | 177.538 | 171.4862 | 178.6364 | 185.0172 | 190.7016 | 200.652 | 209.5497 | 217.4946 | 216.9941 | 215.8832 | 214.2769 | 212.2737 | 209.9583 | 0 | 0 | 0 | 0 | 0 | 0 | 0 | 0
Residential_CZ1 - Multi Family_Existing_Secondary Heating_Natural Gas_Fireplace_E2_Baseline Forecast | Residential | CZ1 - Multi Family | Existing | Secondary Heating | Natural Gas | Fireplace | E2 | Tier 1 (70% FE Rating) | Baseline Forecast | 0 | 0 | 0 | 0 | 0 | 0 | 0 | 0 | 0 | 0 | 0 | 0 | 0 | 0 | 0 | 0 | 0 | 0 | 0 | 0 | 0 | 0 | 0 | 0 | 0 | 0 | 0 | 0 | 0 | 0
Residential_CZ1 - Multi Family_Existing_Secondary Heating_Natural Gas_Fireplace_E3_Baseline Forecast | Residential | CZ1 - Multi Family | Existing | Secondary Heating | Natural Gas | Fireplace | E3 | Tier 2 (77%+ FE Rating) | Baseline Forecast | 0 | 0 | 0 | 0 | 0 | 0 | 0 | 0 | 0 | 0 | 0 | 0 | 0 | 0 | 0 | 0 | 0 | 0 | 0 | 0 | 0 | 0 | 0 | 0 | 0 | 0 | 0 | 0 | 0 | 0
Residential_CZ1 - Multi Family_Existing_Secondary Heating_Natural Gas_Fireplace_E4_Baseline Forecast | Residential | CZ1 - Multi Family | Existing | Secondary Heating | Natural Gas | Fireplace | E4 |  | Baseline Forecast | 0 | 0 | 0 | 0 | 0 | 0 | 0 | 0 | 0 | 0 | 0 | 0 | 0 | 0 | 0 | 0 | 0 | 0 | 0 | 0 | 0 | 0 | 0 | 0 | 0 | 0 | 0 | 0 | 0 | 0
Residential_CZ1 - Multi Family_Existing_Secondary Heating_Natural Gas_Fireplace_E5_Baseline Forecast | Residential | CZ1 - Multi Family | Existing | Secondary Heating | Natural Gas | Fireplace | E5 |  | Baseline Forecast | 0 | 0 | 0 | 0 | 0 | 0 | 0 | 0 | 0 | 0 | 0 | 0 | 0 | 0 | 0 | 0 | 0 | 0 | 0 | 0 | 0 | 0 | 0 | 0 | 0 | 0 | 0 | 0 | 0 | 0
Residential_CZ1 - Multi Family_Existing_Secondary Heating_Natural Gas_Fireplace_E6_Baseline Forecast | Residential | CZ1 - Multi Family | Existing | Secondary Heating | Natural Gas | Fireplace | E6 |  | Baseline Forecast | 0 | 0 | 0 | 0 | 0 | 0 | 0 | 0 | 0 | 0 | 0 | 0 | 0 | 0 | 0 | 0 | 0 | 0 | 0 | 0 | 0 | 0 | 0 | 0 | 0 | 0 | 0 | 0 | 0 | 0
Residential_CZ1 - Multi Family_Existing_Secondary Heating_Natural Gas_Fireplace_E7_Baseline Forecast | Residential | CZ1 - Multi Family | Existing | Secondary Heating | Natural Gas | Fireplace | E7 |  | Baseline Forecast | 0 | 0 | 0 | 0 | 0 | 0 | 0 | 0 | 0 | 0 | 0 | 0 | 0 | 0 | 0 | 0 | 0 | 0 | 0 | 0 | 0 | 0 | 0 | 0 | 0 | 0 | 0 | 0 | 0 | 0
Residential_CZ1 - Multi Family_Existing_Secondary Heating_Natural Gas_Fireplace_E8_Baseline Forecast | Residential | CZ1 - Multi Family | Existing | Secondary Heating | Natural Gas | Fireplace | E8 |  | Baseline Forecast | 0 | 0 | 0 | 0 | 0 | 0 | 0 | 0 | 0 | 0 | 0 | 0 | 0 | 0 | 0 | 0 | 0 | 0 | 0 | 0 | 0 | 0 | 0 | 0 | 0 | 0 | 0 | 0 | 0 | 0
Residential_CZ1 - Multi Family_Existing_Secondary Heating_Natural Gas_Fireplace_E9_Baseline Forecast | Residential | CZ1 - Multi Family | Existing | Secondary Heating | Natural Gas | Fireplace | E9 |  | Baseline Forecast | 0 | 0 | 0 | 0 | 0 | 0 | 0 | 0 | 0 | 0 | 0 | 0 | 0 | 0 | 0 | 0 | 0 | 0 | 0 | 0 | 0 | 0 | 0 | 0 | 0 | 0 | 0 | 0 | 0 | 0
Residential_CZ1 - Multi Family_Existing_Secondary Heating_Natural Gas_Fireplace_E10_Baseline Forecast | Residential | CZ1 - Multi Family | Existing | Secondary Heating | Natural Gas | Fireplace | E10 |  | Baseline Forecast | 0 | 0 | 0 | 0 | 0 | 0 | 0 | 0 | 0 | 0 | 0 | 0 | 0 | 0 | 0 | 0 | 0 | 0 | 0 | 0 | 0 | 0 | 0 | 0 | 0 | 0 | 0 | 0 | 0 | 0
Residential_CZ1 - Multi Family_Existing_Water Heating_Natural Gas_Water Heater <= 55 gal._E1_Baseline Forecast | Residential | CZ1 - Multi Family | Existing | Water Heating | Natural Gas | Water Heater <= 55 gal. | E1 | Baseline (UEF 0.58) | Baseline Forecast | 0 | 184.1527 | 189.2073 | 193.1699 | 196.159 | 198.8947 | 198.2504 | 195.0507 | 192.7277 | 190.3471 | 178.2766 | 176.673 | 173.689 | 172.2083 | 171.219 | 170.6443 | 170.295 | 170.0733 | 169.5844 | 216.1276 | 209.2392 | 202.8518 | 0 | 0 | 0 | 0 | 0 | 0 | 0 | 0
Residential_CZ1 - Multi Family_Existing_Water Heating_Natural Gas_Water Heater <= 55 gal._E2_Baseline Forecast | Residential | CZ1 - Multi Family | Existing | Water Heating | Natural Gas | Water Heater <= 55 gal. | E2 | ENERGY STAR (UEF 0.64) | Baseline Forecast | 0 | 854.9449 | 864.1763 | 871.7486 | 877.9412 | 882.3835 | 888.501 | 879.1901 | 870.2503 | 862.428 | 865.2103 | 858.3026 | 851.9242 | 847.364 | 844.7751 | 843.5493 | 843.3429 | 843.8395 | 842.8492 | 1075.1838 | 1042.0813 | 1012.3267 | 0 | 0 | 0 | 0 | 0 | 0 | 0 | 0
Residential_CZ1 - Multi Family_Existing_Water Heating_Natural Gas_Water Heater <= 55 gal._E3_Baseline Forecast | Residential | CZ1 - Multi Family | Existing | Water Heating | Natural Gas | Water Heater <= 55 gal. | E3 | Condensing (UEF 0.81) | Baseline Forecast | 0 | 43.2944 | 43.8911 | 44.369 | 44.7527 | 45.0534 | 45.2803 | 44.7597 | 44.2874 | 43.8638 | 43.4748 | 43.1215 | 42.7321 | 42.482 | 42.3315 | 42.2564 | 42.2332 | 42.2432 | 42.1844 | 53.8017 | 52.1355 | 50.6297 | 0 | 0 | 0 | 0 | 0 | 0 | 0 | 0
Residential_CZ1 - Multi Family_Existing_Water Heating_Natural Gas_Water Heater <= 55 gal._E4_Baseline Forecast | Residential | CZ1 - Multi Family | Existing | Water Heating | Natural Gas | Water Heater <= 55 gal. | E4 | Instantaneous - ENERGY STAR (UEF 0.87) | Baseline Forecast | 0 | 0 | 0 | 0 | 0 | 0 | 0 | 0 | 0 | 0 | 0 | 0 | 0 | 0 | 0 | 0 | 0 | 0 | 0 | 0 | 0 | 0 | 0 | 0 | 0 | 0 | 0 | 0 | 0 | 0
Residential_CZ1 - Multi Family_Existing_Water Heating_Natural Gas_Water Heater <= 55 gal._E5_Baseline Forecast | Residential | CZ1 - Multi Family | Existing | Water Heating | Natural Gas | Water Heater <= 55 gal. | E5 | Instantaneous - Condensing (UEF 0.92) | Baseline Forecast | 0 | 0 | 0 | 0 | 0 | 0 | 0 | 0 | 0 | 0 | 0 | 0 | 0 | 0 | 0 | 0 | 0 | 0 | 0 | 0 | 0 | 0 | 0 | 0 | 0 | 0 | 0 | 0 | 0 | 0
Residential_CZ1 - Multi Family_Existing_Water Heating_Natural Gas_Water Heater <= 55 gal._E6_Baseline Forecast | Residential | CZ1 - Multi Family | Existing | Water Heating | Natural Gas | Water Heater <= 55 gal. | E6 | NEEA Gas-Fired Absorption HPWH (EF 1.2) | Baseline Forecast | 0 | 0 | 0 | 0 | 0 | 0 | 0 | 0 | 0 | 0 | 0 | 0 | 0 | 0 | 0 | 0 | 0 | 0 | 0 | 0 | 0 | 0 | 0 | 0 | 0 | 0 | 0 | 0 | 0 | 0
Residential_CZ1 - Multi Family_Existing_Water Heating_Natural Gas_Water Heater <= 55 gal._E7_Baseline Forecast | Residential | CZ1 - Multi Family | Existing | Water Heating | Natural Gas | Water Heater <= 55 gal. | E7 | NEEA Gas-Fired Absorption HPWH (EF 1.7) | Baseline Forecast | 0 | 0 | 0 | 0 | 0 | 0 | 0 | 0 | 0 | 0 | 0 | 0 | 0 | 0 | 0 | 0 | 0 | 0 | 0 | 0 | 0 | 0 | 0 | 0 | 0 | 0 | 0 | 0 | 0 | 0
Residential_CZ1 - Multi Family_Existing_Water Heating_Natural Gas_Water Heater <= 55 gal._E8_Baseline Forecast | Residential | CZ1 - Multi Family | Existing | Water Heating | Natural Gas | Water Heater <= 55 gal. | E8 |  | Baseline Forecast | 0 | 0 | 0 | 0 | 0 | 0 | 0 | 0 | 0 | 0 | 0 | 0 | 0 | 0 | 0 | 0 | 0 | 0 | 0 | 0 | 0 | 0 | 0 | 0 | 0 | 0 | 0 | 0 | 0 | 0
Residential_CZ1 - Multi Family_Existing_Water Heating_Natural Gas_Water Heater <= 55 gal._E9_Baseline Forecast | Residential | CZ1 - Multi Family | Existing | Water Heating | Natural Gas | Water Heater <= 55 gal. | E9 |  | Baseline Forecast | 0 | 0 | 0 | 0 | 0 | 0 | 0 | 0 | 0 | 0 | 0 | 0 | 0 | 0 | 0 | 0 | 0 | 0 | 0 | 0 | 0 | 0 | 0 | 0 | 0 | 0 | 0 | 0 | 0 | 0
Residential_CZ1 - Multi Family_Existing_Water Heating_Natural Gas_Water Heater <= 55 gal._E10_Baseline Forecast | Residential | CZ1 - Multi Family | Existing | Water Heating | Natural Gas | Water Heater <= 55 gal. | E10 |  | Baseline Forecast | 0 | 0 | 0 | 0 | 0 | 0 | 0 | 0 | 0 | 0 | 0 | 0 | 0 | 0 | 0 | 0 | 0 | 0 | 0 | 0 | 0 | 0 | 0 | 0 | 0 | 0 | 0 | 0 | 0 | 0
Residential_CZ1 - Multi Family_Existing_Water Heating_Natural Gas_Water Heater > 55 gal._E1_Baseline Forecast | Residential | CZ1 - Multi Family | Existing | Water Heating | Natural Gas | Water Heater > 55 gal. | E1 | Standard (UEF 0.77) | Baseline Forecast | 0 | 39.3002 | 71.7144 | 98.0347 | 119.1174 | 136.213 | 147.7154 | 156.5593 | 163.4695 | 168.2304 | 162.5608 | 166.474 | 163.7664 | 159.247 | 153.5797 | 147.8189 | 142.4735 | 137.8023 | 134.1487 | 133.3812 | 134.4385 | 136.3281 | 0 | 0 | 0 | 0 | 0 | 0 | 0 | 0
Residential_CZ1 - Multi Family_Existing_Water Heating_Natural Gas_Water Heater > 55 gal._E2_Baseline Forecast | Residential | CZ1 - Multi Family | Existing | Water Heating | Natural Gas | Water Heater > 55 gal. | E2 | ENERGY STAR (3.2) - UEF 0.78 | Baseline Forecast | 0 | 182.4546 | 327.545 | 442.4167 | 533.1291 | 604.3003 | 662.0176 | 705.6904 | 738.1366 | 762.2212 | 788.9387 | 808.7545 | 803.255 | 783.5869 | 757.7446 | 730.7163 | 705.564 | 683.7226 | 666.7308 | 663.5399 | 669.5485 | 680.3417 | 0 | 0 | 0 | 0 | 0 | 0 | 0 | 0
Residential_CZ1 - Multi Family_Existing_Water Heating_Natural Gas_Water Heater > 55 gal._E3_Baseline Forecast | Residential | CZ1 - Multi Family | Existing | Water Heating | Natural Gas | Water Heater > 55 gal. | E3 | Condensing (UEF 0.82) | Baseline Forecast | 0 | 9.2395 | 16.6359 | 22.5175 | 27.176 | 30.8548 | 33.7381 | 35.9268 | 37.564 | 38.7672 | 39.6424 | 40.6322 | 40.2909 | 39.2846 | 37.9705 | 36.6042 | 35.3334 | 34.2277 | 33.3697 | 33.2032 | 33.4976 | 34.026 | 0 | 0 | 0 | 0 | 0 | 0 | 0 | 0
Residential_CZ1 - Multi Family_Existing_Water Heating_Natural Gas_Water Heater > 55 gal._E4_Baseline Forecast | Residential | CZ1 - Multi Family | Existing | Water Heating | Natural Gas | Water Heater > 55 gal. | E4 | Instantaneous - ENERGY STAR (UEF 0.87) | Baseline Forecast | 0 | 0 | 0 | 0 | 0 | 0 | 0 | 0 | 0 | 0 | 0 | 0 | 0 | 0 | 0 | 0 | 0 | 0 | 0 | 0 | 0 | 0 | 0 | 0 | 0 | 0 | 0 | 0 | 0 | 0
Residential_CZ1 - Multi Family_Existing_Water Heating_Natural Gas_Water Heater > 55 gal._E5_Baseline Forecast | Residential | CZ1 - Multi Family | Existing | Water Heating | Natural Gas | Water Heater > 55 gal. | E5 | Instantaneous - Condensing (UEF 0.92) | Baseline Forecast | 0 | 0 | 0 | 0 | 0 | 0 | 0 | 0 | 0 | 0 | 0 | 0 | 0 | 0 | 0 | 0 | 0 | 0 | 0 | 0 | 0 | 0 | 0 | 0 | 0 | 0 | 0 | 0 | 0 | 0
Residential_CZ1 - Multi Family_Existing_Water Heating_Natural Gas_Water Heater > 55 gal._E6_Baseline Forecast | Residential | CZ1 - Multi Family | Existing | Water Heating | Natural Gas | Water Heater > 55 gal. | E6 | NEEA Gas-Fired Absorption HPWH (EF 1.3) | Baseline Forecast | 0 | 0 | 0 | 0 | 0 | 0 | 0 | 0 | 0 | 0 | 0 | 0 | 0 | 0 | 0 | 0 | 0 | 0 | 0 | 0 | 0 | 0 | 0 | 0 | 0 | 0 | 0 | 0 | 0 | 0
Residential_CZ1 - Multi Family_Existing_Water Heating_Natural Gas_Water Heater > 55 gal._E7_Baseline Forecast | Residential | CZ1 - Multi Family | Existing | Water Heating | Natural Gas | Water Heater > 55 gal. | E7 | NEEA Gas-Fired Absorption HPWH (EF 1.7) | Baseline Forecast | 0 | 0 | 0 | 0 | 0 | 0 | 0 | 0 | 0 | 0 | 0 | 0 | 0 | 0 | 0 | 0 | 0 | 0 | 0 | 0 | 0 | 0 | 0 | 0 | 0 | 0 | 0 | 0 | 0 | 0
Residential_CZ1 - Multi Family_Existing_Water Heating_Natural Gas_Water Heater > 55 gal._E8_Baseline Forecast | Residential | CZ1 - Multi Family | Existing | Water Heating | Natural Gas | Water Heater > 55 gal. | E8 |  | Baseline Forecast | 0 | 0 | 0 | 0 | 0 | 0 | 0 | 0 | 0 | 0 | 0 | 0 | 0 | 0 | 0 | 0 | 0 | 0 | 0 | 0 | 0 | 0 | 0 | 0 | 0 | 0 | 0 | 0 | 0 | 0
Residential_CZ1 - Multi Family_Existing_Water Heating_Natural Gas_Water Heater > 55 gal._E9_Baseline Forecast | Residential | CZ1 - Multi Family | Existing | Water Heating | Natural Gas | Water Heater > 55 gal. | E9 |  | Baseline Forecast | 0 | 0 | 0 | 0 | 0 | 0 | 0 | 0 | 0 | 0 | 0 | 0 | 0 | 0 | 0 | 0 | 0 | 0 | 0 | 0 | 0 | 0 | 0 | 0 | 0 | 0 | 0 | 0 | 0 | 0
Residential_CZ1 - Multi Family_Existing_Water Heating_Natural Gas_Water Heater > 55 gal._E10_Baseline Forecast | Residential | CZ1 - Multi Family | Existing | Water Heating | Natural Gas | Water Heater > 55 gal. | E10 |  | Baseline Forecast | 0 | 0 | 0 | 0 | 0 | 0 | 0 | 0 | 0 | 0 | 0 | 0 | 0 | 0 | 0 | 0 | 0 | 0 | 0 | 0 | 0 | 0 | 0 | 0 | 0 | 0 | 0 | 0 | 0 | 0
Residential_CZ1 - Multi Family_Existing_Appliances_Natural Gas_Clothes Dryer_E1_Baseline Forecast | Residential | CZ1 - Multi Family | Existing | Appliances | Natural Gas | Clothes Dryer | E1 | Standard | Baseline Forecast | 0 | 62.2461 | 66.9043 | 71.1386 | 74.9947 | 78.5083 | 81.6697 | 79.5692 | 77.6295 | 75.8208 | 72.6411 | 71.242 | 69.7349 | 68.8452 | 68.3364 | 68.1622 | 68.2517 | 68.5598 | 68.6881 | 68.6836 | 68.5477 | 68.2767 | 0 | 0 | 0 | 0 | 0 | 0 | 0 | 0
Residential_CZ1 - Multi Family_Existing_Appliances_Natural Gas_Clothes Dryer_E2_Baseline Forecast | Residential | CZ1 - Multi Family | Existing | Appliances | Natural Gas | Clothes Dryer | E2 | NEEA/ENERGY STAR (CE >60%) | Baseline Forecast | 0 | 49.4528 | 53.1096 | 56.4508 | 59.4904 | 62.2479 | 64.7836 | 63.1368 | 61.5992 | 60.1787 | 60.3576 | 58.9659 | 58.1979 | 57.6079 | 57.3139 | 57.2576 | 57.4177 | 57.7585 | 57.9509 | 57.9943 | 57.9283 | 57.7928 | 0 | 0 | 0 | 0 | 0 | 0 | 0 | 0
Residential_CZ1 - Multi Family_Existing_Appliances_Natural Gas_Clothes Dryer_E3_Baseline Forecast | Residential | CZ1 - Multi Family | Existing | Appliances | Natural Gas | Clothes Dryer | E3 |  | Baseline Forecast | 0 | 0 | 0 | 0 | 0 | 0 | 0 | 0 | 0 | 0 | 0 | 0 | 0 | 0 | 0 | 0 | 0 | 0 | 0 | 0 | 0 | 0 | 0 | 0 | 0 | 0 | 0 | 0 | 0 | 0
Residential_CZ1 - Multi Family_Existing_Appliances_Natural Gas_Clothes Dryer_E4_Baseline Forecast | Residential | CZ1 - Multi Family | Existing | Appliances | Natural Gas | Clothes Dryer | E4 |  | Baseline Forecast | 0 | 0 | 0 | 0 | 0 | 0 | 0 | 0 | 0 | 0 | 0 | 0 | 0 | 0 | 0 | 0 | 0 | 0 | 0 | 0 | 0 | 0 | 0 | 0 | 0 | 0 | 0 | 0 | 0 | 0
Residential_CZ1 - Multi Family_Existing_Appliances_Natural Gas_Clothes Dryer_E5_Baseline Forecast | Residential | CZ1 - Multi Family | Existing | Appliances | Natural Gas | Clothes Dryer | E5 |  | Baseline Forecast | 0 | 0 | 0 | 0 | 0 | 0 | 0 | 0 | 0 | 0 | 0 | 0 | 0 | 0 | 0 | 0 | 0 | 0 | 0 | 0 | 0 | 0 | 0 | 0 | 0 | 0 | 0 | 0 | 0 | 0
Residential_CZ1 - Multi Family_Existing_Appliances_Natural Gas_Clothes Dryer_E6_Baseline Forecast | Residential | CZ1 - Multi Family | Existing | Appliances | Natural Gas | Clothes Dryer | E6 |  | Baseline Forecast | 0 | 0 | 0 | 0 | 0 | 0 | 0 | 0 | 0 | 0 | 0 | 0 | 0 | 0 | 0 | 0 | 0 | 0 | 0 | 0 | 0 | 0 | 0 | 0 | 0 | 0 | 0 | 0 | 0 | 0
Residential_CZ1 - Multi Family_Existing_Appliances_Natural Gas_Clothes Dryer_E7_Baseline Forecast | Residential | CZ1 - Multi Family | Existing | Appliances | Natural Gas | Clothes Dryer | E7 |  | Baseline Forecast | 0 | 0 | 0 | 0 | 0 | 0 | 0 | 0 | 0 | 0 | 0 | 0 | 0 | 0 | 0 | 0 | 0 | 0 | 0 | 0 | 0 | 0 | 0 | 0 | 0 | 0 | 0 | 0 | 0 | 0
Residential_CZ1 - Multi Family_Existing_Appliances_Natural Gas_Clothes Dryer_E8_Baseline Forecast | Residential | CZ1 - Multi Family | Existing | Appliances | Natural Gas | Clothes Dryer | E8 |  | Baseline Forecast | 0 | 0 | 0 | 0 | 0 | 0 | 0 | 0 | 0 | 0 | 0 | 0 | 0 | 0 | 0 | 0 | 0 | 0 | 0 | 0 | 0 | 0 | 0 | 0 | 0 | 0 | 0 | 0 | 0 | 0
Residential_CZ1 - Multi Family_Existing_Appliances_Natural Gas_Clothes Dryer_E9_Baseline Forecast | Residential | CZ1 - Multi Family | Existing | Appliances | Natural Gas | Clothes Dryer | E9 |  | Baseline Forecast | 0 | 0 | 0 | 0 | 0 | 0 | 0 | 0 | 0 | 0 | 0 | 0 | 0 | 0 | 0 | 0 | 0 | 0 | 0 | 0 | 0 | 0 | 0 | 0 | 0 | 0 | 0 | 0 | 0 | 0
Residential_CZ1 - Multi Family_Existing_Appliances_Natural Gas_Clothes Dryer_E10_Baseline Forecast | Residential | CZ1 - Multi Family | Existing | Appliances | Natural Gas | Clothes Dryer | E10 |  | Baseline Forecast | 0 | 0 | 0 | 0 | 0 | 0 | 0 | 0 | 0 | 0 | 0 | 0 | 0 | 0 | 0 | 0 | 0 | 0 | 0 | 0 | 0 | 0 | 0 | 0 | 0 | 0 | 0 | 0 | 0 | 0
Residential_CZ1 - Multi Family_Existing_Appliances_Natural Gas_Stove/Oven_E1_Baseline Forecast | Residential | CZ1 - Multi Family | Existing | Appliances | Natural Gas | Stove/Oven | E1 | Typical - (914 + 1915 IAEC) | Baseline Forecast | 0 | 362.2395 | 348.178 | 335.9773 | 325.3724 | 315.2094 | 306.1661 | 298.3345 | 291.5381 | 285.5663 | 275.0715 | 283.4709 | 287.854 | 290.4553 | 291.2467 | 290.5917 | 288.826 | 286.2504 | 379.1123 | 358.2587 | 340.2296 | 326.3232 | 0 | 0 | 0 | 0 | 0 | 0 | 0 | 0
Residential_CZ1 - Multi Family_Existing_Appliances_Natural Gas_Stove/Oven_E2_Baseline Forecast | Residential | CZ1 - Multi Family | Existing | Appliances | Natural Gas | Stove/Oven | E2 | High Efficiency (730 + 1660 IAEC) | Baseline Forecast | 0 | 153.7904 | 147.5022 | 142.1095 | 137.475 | 133.0309 | 129.3916 | 126.1843 | 123.3458 | 120.8824 | 123.9669 | 128.0162 | 131.4679 | 133.1406 | 133.9065 | 133.8863 | 133.3348 | 132.4172 | 175.6968 | 166.1959 | 158.022 | 151.8885 | 0 | 0 | 0 | 0 | 0 | 0 | 0 | 0
Residential_CZ1 - Multi Family_Existing_Appliances_Natural Gas_Stove/Oven_E3_Baseline Forecast | Residential | CZ1 - Multi Family | Existing | Appliances | Natural Gas | Stove/Oven | E3 |  | Baseline Forecast | 0 | 0 | 0 | 0 | 0 | 0 | 0 | 0 | 0 | 0 | 0 | 0 | 0 | 0 | 0 | 0 | 0 | 0 | 0 | 0 | 0 | 0 | 0 | 0 | 0 | 0 | 0 | 0 | 0 | 0
Residential_CZ1 - Multi Family_Existing_Appliances_Natural Gas_Stove/Oven_E4_Baseline Forecast | Residential | CZ1 - Multi Family | Existing | Appliances | Natural Gas | Stove/Oven | E4 |  | Baseline Forecast | 0 | 0 | 0 | 0 | 0 | 0 | 0 | 0 | 0 | 0 | 0 | 0 | 0 | 0 | 0 | 0 | 0 | 0 | 0 | 0 | 0 | 0 | 0 | 0 | 0 | 0 | 0 | 0 | 0 | 0
Residential_CZ1 - Multi Family_Existing_Appliances_Natural Gas_Stove/Oven_E5_Baseline Forecast | Residential | CZ1 - Multi Family | Existing | Appliances | Natural Gas | Stove/Oven | E5 |  | Baseline Forecast | 0 | 0 | 0 | 0 | 0 | 0 | 0 | 0 | 0 | 0 | 0 | 0 | 0 | 0 | 0 | 0 | 0 | 0 | 0 | 0 | 0 | 0 | 0 | 0 | 0 | 0 | 0 | 0 | 0 | 0
Residential_CZ1 - Multi Family_Existing_Appliances_Natural Gas_Stove/Oven_E6_Baseline Forecast | Residential | CZ1 - Multi Family | Existing | Appliances | Natural Gas | Stove/Oven | E6 |  | Baseline Forecast | 0 | 0 | 0 | 0 | 0 | 0 | 0 | 0 | 0 | 0 | 0 | 0 | 0 | 0 | 0 | 0 | 0 | 0 | 0 | 0 | 0 | 0 | 0 | 0 | 0 | 0 | 0 | 0 | 0 | 0
Residential_CZ1 - Multi Family_Existing_Appliances_Natural Gas_Stove/Oven_E7_Baseline Forecast | Residential | CZ1 - Multi Family | Existing | Appliances | Natural Gas | Stove/Oven | E7 |  | Baseline Forecast | 0 | 0 | 0 | 0 | 0 | 0 | 0 | 0 | 0 | 0 | 0 | 0 | 0 | 0 | 0 | 0 | 0 | 0 | 0 | 0 | 0 | 0 | 0 | 0 | 0 | 0 | 0 | 0 | 0 | 0
Residential_CZ1 - Multi Family_Existing_Appliances_Natural Gas_Stove/Oven_E8_Baseline Forecast | Residential | CZ1 - Multi Family | Existing | Appliances | Natural Gas | Stove/Oven | E8 |  | Baseline Forecast | 0 | 0 | 0 | 0 | 0 | 0 | 0 | 0 | 0 | 0 | 0 | 0 | 0 | 0 | 0 | 0 | 0 | 0 | 0 | 0 | 0 | 0 | 0 | 0 | 0 | 0 | 0 | 0 | 0 | 0
Residential_CZ1 - Multi Family_Existing_Appliances_Natural Gas_Stove/Oven_E9_Baseline Forecast | Residential | CZ1 - Multi Family | Existing | Appliances | Natural Gas | Stove/Oven | E9 |  | Baseline Forecast | 0 | 0 | 0 | 0 | 0 | 0 | 0 | 0 | 0 | 0 | 0 | 0 | 0 | 0 | 0 | 0 | 0 | 0 | 0 | 0 | 0 | 0 | 0 | 0 | 0 | 0 | 0 | 0 | 0 | 0
Residential_CZ1 - Multi Family_Existing_Appliances_Natural Gas_Stove/Oven_E10_Baseline Forecast | Residential | CZ1 - Multi Family | Existing | Appliances | Natural Gas | Stove/Oven | E10 |  | Baseline Forecast | 0 | 0 | 0 | 0 | 0 | 0 | 0 | 0 | 0 | 0 | 0 | 0 | 0 | 0 | 0 | 0 | 0 | 0 | 0 | 0 | 0 | 0 | 0 | 0 | 0 | 0 | 0 | 0 | 0 | 0
Residential_CZ1 - Multi Family_Existing_Miscellaneous_Natural Gas_Pool Heater_E1_Baseline Forecast | Residential | CZ1 - Multi Family | Existing | Miscellaneous | Natural Gas | Pool Heater | E1 | Standard (EF 0.82) | Baseline Forecast | 0 | 18.2862 | 17.0293 | 15.8895 | 14.8555 | 13.9174 | 13.0661 | 13.4536 | 13.693 | 13.8085 | 13.8214 | 13.7498 | 13.6094 | 13.5167 | 13.454 | 13.4075 | 13.3665 | 13.3231 | 18.714 | 17.792 | 16.9848 | 16.2801 | 0 | 0 | 0 | 0 | 0 | 0 | 0 | 0
Residential_CZ1 - Multi Family_Existing_Miscellaneous_Natural Gas_Pool Heater_E2_Baseline Forecast | Residential | CZ1 - Multi Family | Existing | Miscellaneous | Natural Gas | Pool Heater | E2 | High Efficiency (EF 0.84) | Baseline Forecast | 0 | 0.96243 | 0.89628 | 0.83629 | 0.78187 | 0.73249 | 0.68769 | 0.70809 | 0.72068 | 0.72677 | 0.72744 | 0.72367 | 0.71629 | 0.71141 | 0.70811 | 0.70566 | 0.7035 | 0.70121 | 0.98495 | 0.93642 | 0.89394 | 0.85685 | 0 | 0 | 0 | 0 | 0 | 0 | 0 | 0
Residential_CZ1 - Multi Family_Existing_Miscellaneous_Natural Gas_Pool Heater_E3_Baseline Forecast | Residential | CZ1 - Multi Family | Existing | Miscellaneous | Natural Gas | Pool Heater | E3 | Condensing (EF .94) | Baseline Forecast | 0 | 0 | 0 | 0 | 0 | 0 | 0 | 0 | 0 | 0 | 0 | 0 | 0 | 0 | 0 | 0 | 0 | 0 | 0 | 0 | 0 | 0 | 0 | 0 | 0 | 0 | 0 | 0 | 0 | 0
Residential_CZ1 - Multi Family_Existing_Miscellaneous_Natural Gas_Pool Heater_E4_Baseline Forecast | Residential | CZ1 - Multi Family | Existing | Miscellaneous | Natural Gas | Pool Heater | E4 | Condensing w/Imp. HX (EF 0.95) | Baseline Forecast | 0 | 0 | 0 | 0 | 0 | 0 | 0 | 0 | 0 | 0 | 0 | 0 | 0 | 0 | 0 | 0 | 0 | 0 | 0 | 0 | 0 | 0 | 0 | 0 | 0 | 0 | 0 | 0 | 0 | 0
Residential_CZ1 - Multi Family_Existing_Miscellaneous_Natural Gas_Pool Heater_E5_Baseline Forecast | Residential | CZ1 - Multi Family | Existing | Miscellaneous | Natural Gas | Pool Heater | E5 |  | Baseline Forecast | 0 | 0 | 0 | 0 | 0 | 0 | 0 | 0 | 0 | 0 | 0 | 0 | 0 | 0 | 0 | 0 | 0 | 0 | 0 | 0 | 0 | 0 | 0 | 0 | 0 | 0 | 0 | 0 | 0 | 0
Residential_CZ1 - Multi Family_Existing_Miscellaneous_Natural Gas_Pool Heater_E6_Baseline Forecast | Residential | CZ1 - Multi Family | Existing | Miscellaneous | Natural Gas | Pool Heater | E6 |  | Baseline Forecast | 0 | 0 | 0 | 0 | 0 | 0 | 0 | 0 | 0 | 0 | 0 | 0 | 0 | 0 | 0 | 0 | 0 | 0 | 0 | 0 | 0 | 0 | 0 | 0 | 0 | 0 | 0 | 0 | 0 | 0
Residential_CZ1 - Multi Family_Existing_Miscellaneous_Natural Gas_Pool Heater_E7_Baseline Forecast | Residential | CZ1 - Multi Family | Existing | Miscellaneous | Natural Gas | Pool Heater | E7 |  | Baseline Forecast | 0 | 0 | 0 | 0 | 0 | 0 | 0 | 0 | 0 | 0 | 0 | 0 | 0 | 0 | 0 | 0 | 0 | 0 | 0 | 0 | 0 | 0 | 0 | 0 | 0 | 0 | 0 | 0 | 0 | 0
Residential_CZ1 - Multi Family_Existing_Miscellaneous_Natural Gas_Pool Heater_E8_Baseline Forecast | Residential | CZ1 - Multi Family | Existing | Miscellaneous | Natural Gas | Pool Heater | E8 |  | Baseline Forecast | 0 | 0 | 0 | 0 | 0 | 0 | 0 | 0 | 0 | 0 | 0 | 0 | 0 | 0 | 0 | 0 | 0 | 0 | 0 | 0 | 0 | 0 | 0 | 0 | 0 | 0 | 0 | 0 | 0 | 0
Residential_CZ1 - Multi Family_Existing_Miscellaneous_Natural Gas_Pool Heater_E9_Baseline Forecast | Residential | CZ1 - Multi Family | Existing | Miscellaneous | Natural Gas | Pool Heater | E9 |  | Baseline Forecast | 0 | 0 | 0 | 0 | 0 | 0 | 0 | 0 | 0 | 0 | 0 | 0 | 0 | 0 | 0 | 0 | 0 | 0 | 0 | 0 | 0 | 0 | 0 | 0 | 0 | 0 | 0 | 0 | 0 | 0
Residential_CZ1 - Multi Family_Existing_Miscellaneous_Natural Gas_Pool Heater_E10_Baseline Forecast | Residential | CZ1 - Multi Family | Existing | Miscellaneous | Natural Gas | Pool Heater | E10 |  | Baseline Forecast | 0 | 0 | 0 | 0 | 0 | 0 | 0 | 0 | 0 | 0 | 0 | 0 | 0 | 0 | 0 | 0 | 0 | 0 | 0 | 0 | 0 | 0 | 0 | 0 | 0 | 0 | 0 | 0 | 0 | 0
Residential_CZ1 - Multi Family_Existing_Miscellaneous_Natural Gas_Miscellaneous_E1_Baseline Forecast | Residential | CZ1 - Multi Family | Existing | Miscellaneous | Natural Gas | Miscellaneous | E1 | Default | Baseline Forecast | 0 | 0 | 931.3059 | 1700.5645 | 2335.3389 | 2858.5061 | 3289.0542 | 2729.915 | 2417.3589 | 2283.1007 | 2274.9483 | 2353.3045 | 2488.3931 | 2509.541 | 2723.9445 | 2837.9447 | 2896.2872 | 2928.451 | 2953.0488 | 2714.1304 | 2615.7034 | 2599.648 | 0 | 0 | 0 | 0 | 0 | 0 | 0 | 0
Residential_CZ1 - Multi Family_Existing_Miscellaneous_Natural Gas_Miscellaneous_E2_Baseline Forecast | Residential | CZ1 - Multi Family | Existing | Miscellaneous | Natural Gas | Miscellaneous | E2 |  | Baseline Forecast | 0 | 0 | 0 | 0 | 0 | 0 | 0 | 0 | 0 | 0 | 0 | 0 | 0 | 0 | 0 | 0 | 0 | 0 | 0 | 0 | 0 | 0 | 0 | 0 | 0 | 0 | 0 | 0 | 0 | 0
Residential_CZ1 - Multi Family_Existing_Miscellaneous_Natural Gas_Miscellaneous_E3_Baseline Forecast | Residential | CZ1 - Multi Family | Existing | Miscellaneous | Natural Gas | Miscellaneous | E3 |  | Baseline Forecast | 0 | 0 | 0 | 0 | 0 | 0 | 0 | 0 | 0 | 0 | 0 | 0 | 0 | 0 | 0 | 0 | 0 | 0 | 0 | 0 | 0 | 0 | 0 | 0 | 0 | 0 | 0 | 0 | 0 | 0
Residential_CZ1 - Multi Family_Existing_Miscellaneous_Natural Gas_Miscellaneous_E4_Baseline Forecast | Residential | CZ1 - Multi Family | Existing | Miscellaneous | Natural Gas | Miscellaneous | E4 |  | Baseline Forecast | 0 | 0 | 0 | 0 | 0 | 0 | 0 | 0 | 0 | 0 | 0 | 0 | 0 | 0 | 0 | 0 | 0 | 0 | 0 | 0 | 0 | 0 | 0 | 0 | 0 | 0 | 0 | 0 | 0 | 0
Residential_CZ1 - Multi Family_Existing_Miscellaneous_Natural Gas_Miscellaneous_E5_Baseline Forecast | Residential | CZ1 - Multi Family | Existing | Miscellaneous | Natural Gas | Miscellaneous | E5 |  | Baseline Forecast | 0 | 0 | 0 | 0 | 0 | 0 | 0 | 0 | 0 | 0 | 0 | 0 | 0 | 0 | 0 | 0 | 0 | 0 | 0 | 0 | 0 | 0 | 0 | 0 | 0 | 0 | 0 | 0 | 0 | 0
Residential_CZ1 - Multi Family_Existing_Miscellaneous_Natural Gas_Miscellaneous_E6_Baseline Forecast | Residential | CZ1 - Multi Family | Existing | Miscellaneous | Natural Gas | Miscellaneous | E6 |  | Baseline Forecast | 0 | 0 | 0 | 0 | 0 | 0 | 0 | 0 | 0 | 0 | 0 | 0 | 0 | 0 | 0 | 0 | 0 | 0 | 0 | 0 | 0 | 0 | 0 | 0 | 0 | 0 | 0 | 0 | 0 | 0
Residential_CZ1 - Multi Family_Existing_Miscellaneous_Natural Gas_Miscellaneous_E7_Baseline Forecast | Residential | CZ1 - Multi Family | Existing | Miscellaneous | Natural Gas | Miscellaneous | E7 |  | Baseline Forecast | 0 | 0 | 0 | 0 | 0 | 0 | 0 | 0 | 0 | 0 | 0 | 0 | 0 | 0 | 0 | 0 | 0 | 0 | 0 | 0 | 0 | 0 | 0 | 0 | 0 | 0 | 0 | 0 | 0 | 0
Residential_CZ1 - Multi Family_Existing_Miscellaneous_Natural Gas_Miscellaneous_E8_Baseline Forecast | Residential | CZ1 - Multi Family | Existing | Miscellaneous | Natural Gas | Miscellaneous | E8 |  | Baseline Forecast | 0 | 0 | 0 | 0 | 0 | 0 | 0 | 0 | 0 | 0 | 0 | 0 | 0 | 0 | 0 | 0 | 0 | 0 | 0 | 0 | 0 | 0 | 0 | 0 | 0 | 0 | 0 | 0 | 0 | 0
Residential_CZ1 - Multi Family_Existing_Miscellaneous_Natural Gas_Miscellaneous_E9_Baseline Forecast | Residential | CZ1 - Multi Family | Existing | Miscellaneous | Natural Gas | Miscellaneous | E9 |  | Baseline Forecast | 0 | 0 | 0 | 0 | 0 | 0 | 0 | 0 | 0 | 0 | 0 | 0 | 0 | 0 | 0 | 0 | 0 | 0 | 0 | 0 | 0 | 0 | 0 | 0 | 0 | 0 | 0 | 0 | 0 | 0
Residential_CZ1 - Multi Family_Existing_Miscellaneous_Natural Gas_Miscellaneous_E10_Baseline Forecast | Residential | CZ1 - Multi Family | Existing | Miscellaneous | Natural Gas | Miscellaneous | E10 |  | Baseline Forecast | 0 | 0 | 0 | 0 | 0 | 0 | 0 | 0 | 0 | 0 | 0 | 0 | 0 | 0 | 0 | 0 | 0 | 0 | 0 | 0 | 0 | 0 | 0 | 0 | 0 | 0 | 0 | 0 | 0 | 0
Residential_CZ1 - Multi Family_New_Space Heating_Natural Gas_Furnace - Direct Fuel_E1_Baseline Forecast | Residential | CZ1 - Multi Family | New | Space Heating | Natural Gas | Furnace - Direct Fuel | E1 | AFUE 80% | Baseline Forecast | 0 | 436.7627 | 435.7128 | 392.9721 | 381.8572 | 0 | 0 | 0 | 0 | 0 | 0 | 0 | 0 | 0 | 0 | 0 | 0 | 0 | 0 | 0 | 0 | 0 | 0 | 0 | 0 | 0 | 0 | 0 | 0 | 0
Residential_CZ1 - Multi Family_New_Space Heating_Natural Gas_Furnace - Direct Fuel_E2_Baseline Forecast | Residential | CZ1 - Multi Family | New | Space Heating | Natural Gas | Furnace - Direct Fuel | E2 | AFUE 90% | Baseline Forecast | 0 | 11.3775 | 11.9101 | 11.1838 | 14.2204 | 0 | 0 | 0 | 0 | 0 | 0 | 0 | 0 | 0 | 0 | 0 | 0 | 0 | 0 | 0 | 0 | 0 | 0 | 0 | 0 | 0 | 0 | 0 | 0 | 0
Residential_CZ1 - Multi Family_New_Space Heating_Natural Gas_Furnace - Direct Fuel_E3_Baseline Forecast | Residential | CZ1 - Multi Family | New | Space Heating | Natural Gas | Furnace - Direct Fuel | E3 | AFUE 92% | Baseline Forecast | 0 | 1.3686 | 1.4252 | 1.3397 | 1.7028 | 398.8357 | 399.6836 | 401.4393 | 399.3244 | 397.7838 | 396.8495 | 395.8817 | 420.3814 | 442.3183 | 460.7483 | 476.3471 | 493.2549 | 508.0803 | 522.06 | 535.6513 | 547.9675 | 585.7914 | 0 | 0 | 0 | 0 | 0 | 0 | 0 | 0
Residential_CZ1 - Multi Family_New_Space Heating_Natural Gas_Furnace - Direct Fuel_E4_Baseline Forecast | Residential | CZ1 - Multi Family | New | Space Heating | Natural Gas | Furnace - Direct Fuel | E4 | AFUE 95% | Baseline Forecast | 0 | 1.0949 | 1.1402 | 1.0717 | 1.3622 | 1.4385 | 1.5263 | 1.6242 | 1.7322 | 1.8552 | 2.0105 | 2.1646 | 2.4855 | 2.8315 | 3.1979 | 3.5827 | 4.0129 | 4.4636 | 4.9471 | 5.4713 | 6.0168 | 6.9004 | 0 | 0 | 0 | 0 | 0 | 0 | 0 | 0
Residential_CZ1 - Multi Family_New_Space Heating_Natural Gas_Furnace - Direct Fuel_E5_Baseline Forecast | Residential | CZ1 - Multi Family | New | Space Heating | Natural Gas | Furnace - Direct Fuel | E5 | AFUE 98% | Baseline Forecast | 0 | 0.27372 | 0.28505 | 0.26794 | 0.34056 | 0.35963 | 0.38158 | 0.40604 | 0.43305 | 0.46379 | 0.50263 | 0.54114 | 0.62138 | 0.70786 | 0.79948 | 0.89566 | 1.0032 | 1.1159 | 1.2368 | 1.3678 | 1.5042 | 1.7251 | 0 | 0 | 0 | 0 | 0 | 0 | 0 | 0
Residential_CZ1 - Multi Family_New_Space Heating_Natural Gas_Furnace - Direct Fuel_E6_Baseline Forecast | Residential | CZ1 - Multi Family | New | Space Heating | Natural Gas | Furnace - Direct Fuel | E6 | Convert to NG Heat Pump | Baseline Forecast | 0 | 0 | 0 | 0 | 0 | 0 | 0 | 0 | 0 | 0 | 0 | 0 | 0 | 0 | 0 | 0 | 0 | 0 | 0 | 0 | 0 | 0 | 0 | 0 | 0 | 0 | 0 | 0 | 0 | 0
Residential_CZ1 - Multi Family_New_Space Heating_Natural Gas_Furnace - Direct Fuel_E7_Baseline Forecast | Residential | CZ1 - Multi Family | New | Space Heating | Natural Gas | Furnace - Direct Fuel | E7 |  | Baseline Forecast | 0 | 0 | 0 | 0 | 0 | 0 | 0 | 0 | 0 | 0 | 0 | 0 | 0 | 0 | 0 | 0 | 0 | 0 | 0 | 0 | 0 | 0 | 0 | 0 | 0 | 0 | 0 | 0 | 0 | 0
Residential_CZ1 - Multi Family_New_Space Heating_Natural Gas_Furnace - Direct Fuel_E8_Baseline Forecast | Residential | CZ1 - Multi Family | New | Space Heating | Natural Gas | Furnace - Direct Fuel | E8 |  | Baseline Forecast | 0 | 0 | 0 | 0 | 0 | 0 | 0 | 0 | 0 | 0 | 0 | 0 | 0 | 0 | 0 | 0 | 0 | 0 | 0 | 0 | 0 | 0 | 0 | 0 | 0 | 0 | 0 | 0 | 0 | 0
Residential_CZ1 - Multi Family_New_Space Heating_Natural Gas_Furnace - Direct Fuel_E9_Baseline Forecast | Residential | CZ1 - Multi Family | New | Space Heating | Natural Gas | Furnace - Direct Fuel | E9 |  | Baseline Forecast | 0 | 0 | 0 | 0 | 0 | 0 | 0 | 0 | 0 | 0 | 0 | 0 | 0 | 0 | 0 | 0 | 0 | 0 | 0 | 0 | 0 | 0 | 0 | 0 | 0 | 0 | 0 | 0 | 0 | 0
Residential_CZ1 - Multi Family_New_Space Heating_Natural Gas_Furnace - Direct Fuel_E10_Baseline Forecast | Residential | CZ1 - Multi Family | New | Space Heating | Natural Gas | Furnace - Direct Fuel | E10 |  | Baseline Forecast | 0 | 0 | 0 | 0 | 0 | 0 | 0 | 0 | 0 | 0 | 0 | 0 | 0 | 0 | 0 | 0 | 0 | 0 | 0 | 0 | 0 | 0 | 0 | 0 | 0 | 0 | 0 | 0 | 0 | 0
Residential_CZ1 - Multi Family_New_Space Heating_Natural Gas_Boiler - Direct Fuel_E1_Baseline Forecast | Residential | CZ1 - Multi Family | New | Space Heating | Natural Gas | Boiler - Direct Fuel | E1 | AFUE 82% | Baseline Forecast | 0 | 17.6486 | 0 | 0 | 0 | 0 | 0 | 0 | 0 | 0 | 0 | 0 | 0 | 0 | 0 | 0 | 0 | 0 | 0 | 0 | 0 | 0 | 0 | 0 | 0 | 0 | 0 | 0 | 0 | 0
Residential_CZ1 - Multi Family_New_Space Heating_Natural Gas_Boiler - Direct Fuel_E2_Baseline Forecast | Residential | CZ1 - Multi Family | New | Space Heating | Natural Gas | Boiler - Direct Fuel | E2 | AFUE 84% | Baseline Forecast | 0 | 0 | 17.6328 | 15.9247 | 15.6369 | 15.6819 | 15.7194 | 15.7929 | 15.7154 | 15.6612 | 15.6322 | 15.6018 | 16.3788 | 17.0779 | 17.6792 | 18.1895 | 18.7669 | 19.2764 | 19.7655 | 20.2532 | 20.7028 | 22.1766 | 0 | 0 | 0 | 0 | 0 | 0 | 0 | 0
Residential_CZ1 - Multi Family_New_Space Heating_Natural Gas_Boiler - Direct Fuel_E3_Baseline Forecast | Residential | CZ1 - Multi Family | New | Space Heating | Natural Gas | Boiler - Direct Fuel | E3 | AFUE 85% | Baseline Forecast | 0 | 0 | 0 | 0 | 0 | 0 | 0 | 0 | 0 | 0 | 0 | 0 | 0 | 0 | 0 | 0 | 0 | 0 | 0 | 0 | 0 | 0 | 0 | 0 | 0 | 0 | 0 | 0 | 0 | 0
Residential_CZ1 - Multi Family_New_Space Heating_Natural Gas_Boiler - Direct Fuel_E4_Baseline Forecast | Residential | CZ1 - Multi Family | New | Space Heating | Natural Gas | Boiler - Direct Fuel | E4 | AFUE 90% | Baseline Forecast | 0 | 0 | 0 | 0 | 0 | 0 | 0 | 0 | 0 | 0 | 0 | 0 | 0 | 0 | 0 | 0 | 0 | 0 | 0 | 0 | 0 | 0 | 0 | 0 | 0 | 0 | 0 | 0 | 0 | 0
Residential_CZ1 - Multi Family_New_Space Heating_Natural Gas_Boiler - Direct Fuel_E5_Baseline Forecast | Residential | CZ1 - Multi Family | New | Space Heating | Natural Gas | Boiler - Direct Fuel | E5 | AFUE 95% | Baseline Forecast | 0 | 0 | 0 | 0 | 0 | 0 | 0 | 0 | 0 | 0 | 0 | 0 | 0 | 0 | 0 | 0 | 0 | 0 | 0 | 0 | 0 | 0 | 0 | 0 | 0 | 0 | 0 | 0 | 0 | 0
Residential_CZ1 - Multi Family_New_Space Heating_Natural Gas_Boiler - Direct Fuel_E6_Baseline Forecast | Residential | CZ1 - Multi Family | New | Space Heating | Natural Gas | Boiler - Direct Fuel | E6 | AFUE 96% | Baseline Forecast | 0 | 0 | 0 | 0 | 0 | 0 | 0 | 0 | 0 | 0 | 0 | 0 | 0 | 0 | 0 | 0 | 0 | 0 | 0 | 0 | 0 | 0 | 0 | 0 | 0 | 0 | 0 | 0 | 0 | 0
Residential_CZ1 - Multi Family_New_Space Heating_Natural Gas_Boiler - Direct Fuel_E7_Baseline Forecast | Residential | CZ1 - Multi Family | New | Space Heating | Natural Gas | Boiler - Direct Fuel | E7 | Convert to NG Heat Pump | Baseline Forecast | 0 | 0 | 0 | 0 | 0 | 0 | 0 | 0 | 0 | 0 | 0 | 0 | 0 | 0 | 0 | 0 | 0 | 0 | 0 | 0 | 0 | 0 | 0 | 0 | 0 | 0 | 0 | 0 | 0 | 0
Residential_CZ1 - Multi Family_New_Space Heating_Natural Gas_Boiler - Direct Fuel_E8_Baseline Forecast | Residential | CZ1 - Multi Family | New | Space Heating | Natural Gas | Boiler - Direct Fuel | E8 |  | Baseline Forecast | 0 | 0 | 0 | 0 | 0 | 0 | 0 | 0 | 0 | 0 | 0 | 0 | 0 | 0 | 0 | 0 | 0 | 0 | 0 | 0 | 0 | 0 | 0 | 0 | 0 | 0 | 0 | 0 | 0 | 0
Residential_CZ1 - Multi Family_New_Space Heating_Natural Gas_Boiler - Direct Fuel_E9_Baseline Forecast | Residential | CZ1 - Multi Family | New | Space Heating | Natural Gas | Boiler - Direct Fuel | E9 |  | Baseline Forecast | 0 | 0 | 0 | 0 | 0 | 0 | 0 | 0 | 0 | 0 | 0 | 0 | 0 | 0 | 0 | 0 | 0 | 0 | 0 | 0 | 0 | 0 | 0 | 0 | 0 | 0 | 0 | 0 | 0 | 0
Residential_CZ1 - Multi Family_New_Space Heating_Natural Gas_Boiler - Direct Fuel_E10_Baseline Forecast | Residential | CZ1 - Multi Family | New | Space Heating | Natural Gas | Boiler - Direct Fuel | E10 |  | Baseline Forecast | 0 | 0 | 0 | 0 | 0 | 0 | 0 | 0 | 0 | 0 | 0 | 0 | 0 | 0 | 0 | 0 | 0 | 0 | 0 | 0 | 0 | 0 | 0 | 0 | 0 | 0 | 0 | 0 | 0 | 0
Residential_CZ1 - Multi Family_New_Secondary Heating_Natural Gas_Fireplace_E1_Baseline Forecast | Residential | CZ1 - Multi Family | New | Secondary Heating | Natural Gas | Fireplace | E1 | Baseline (50% to 60% FE Rating) | Baseline Forecast | 0 | 201.4443 | 201.2638 | 181.7671 | 178.4823 | 178.9964 | 179.4243 | 180.2633 | 179.3788 | 178.7591 | 178.4284 | 178.0821 | 177.3577 | 176.2099 | 175.3091 | 173.8961 | 173.5689 | 191.0884 | 206.9689 | 219.8937 | 231.1843 | 253.4242 | 0 | 0 | 0 | 0 | 0 | 0 | 0 | 0
Residential_CZ1 - Multi Family_New_Secondary Heating_Natural Gas_Fireplace_E2_Baseline Forecast | Residential | CZ1 - Multi Family | New | Secondary Heating | Natural Gas | Fireplace | E2 | Tier 1 (70% FE Rating) | Baseline Forecast | 0 | 0 | 0 | 0 | 0 | 0 | 0 | 0 | 0 | 0 | 0 | 0 | 0 | 0 | 0 | 0 | 0 | 0 | 0 | 0 | 0 | 0 | 0 | 0 | 0 | 0 | 0 | 0 | 0 | 0
Residential_CZ1 - Multi Family_New_Secondary Heating_Natural Gas_Fireplace_E3_Baseline Forecast | Residential | CZ1 - Multi Family | New | Secondary Heating | Natural Gas | Fireplace | E3 | Tier 2 (77%+ FE Rating) | Baseline Forecast | 0 | 0 | 0 | 0 | 0 | 0 | 0 | 0 | 0 | 0 | 0 | 0 | 0 | 0 | 0 | 0 | 0 | 0 | 0 | 0 | 0 | 0 | 0 | 0 | 0 | 0 | 0 | 0 | 0 | 0
Residential_CZ1 - Multi Family_New_Secondary Heating_Natural Gas_Fireplace_E4_Baseline Forecast | Residential | CZ1 - Multi Family | New | Secondary Heating | Natural Gas | Fireplace | E4 |  | Baseline Forecast | 0 | 0 | 0 | 0 | 0 | 0 | 0 | 0 | 0 | 0 | 0 | 0 | 0 | 0 | 0 | 0 | 0 | 0 | 0 | 0 | 0 | 0 | 0 | 0 | 0 | 0 | 0 | 0 | 0 | 0
Residential_CZ1 - Multi Family_New_Secondary Heating_Natural Gas_Fireplace_E5_Baseline Forecast | Residential | CZ1 - Multi Family | New | Secondary Heating | Natural Gas | Fireplace | E5 |  | Baseline Forecast | 0 | 0 | 0 | 0 | 0 | 0 | 0 | 0 | 0 | 0 | 0 | 0 | 0 | 0 | 0 | 0 | 0 | 0 | 0 | 0 | 0 | 0 | 0 | 0 | 0 | 0 | 0 | 0 | 0 | 0
Residential_CZ1 - Multi Family_New_Secondary Heating_Natural Gas_Fireplace_E6_Baseline Forecast | Residential | CZ1 - Multi Family | New | Secondary Heating | Natural Gas | Fireplace | E6 |  | Baseline Forecast | 0 | 0 | 0 | 0 | 0 | 0 | 0 | 0 | 0 | 0 | 0 | 0 | 0 | 0 | 0 | 0 | 0 | 0 | 0 | 0 | 0 | 0 | 0 | 0 | 0 | 0 | 0 | 0 | 0 | 0
Residential_CZ1 - Multi Family_New_Secondary Heating_Natural Gas_Fireplace_E7_Baseline Forecast | Residential | CZ1 - Multi Family | New | Secondary Heating | Natural Gas | Fireplace | E7 |  | Baseline Forecast | 0 | 0 | 0 | 0 | 0 | 0 | 0 | 0 | 0 | 0 | 0 | 0 | 0 | 0 | 0 | 0 | 0 | 0 | 0 | 0 | 0 | 0 | 0 | 0 | 0 | 0 | 0 | 0 | 0 | 0
Residential_CZ1 - Multi Family_New_Secondary Heating_Natural Gas_Fireplace_E8_Baseline Forecast | Residential | CZ1 - Multi Family | New | Secondary Heating | Natural Gas | Fireplace | E8 |  | Baseline Forecast | 0 | 0 | 0 | 0 | 0 | 0 | 0 | 0 | 0 | 0 | 0 | 0 | 0 | 0 | 0 | 0 | 0 | 0 | 0 | 0 | 0 | 0 | 0 | 0 | 0 | 0 | 0 | 0 | 0 | 0
Residential_CZ1 - Multi Family_New_Secondary Heating_Natural Gas_Fireplace_E9_Baseline Forecast | Residential | CZ1 - Multi Family | New | Secondary Heating | Natural Gas | Fireplace | E9 |  | Baseline Forecast | 0 | 0 | 0 | 0 | 0 | 0 | 0 | 0 | 0 | 0 | 0 | 0 | 0 | 0 | 0 | 0 | 0 | 0 | 0 | 0 | 0 | 0 | 0 | 0 | 0 | 0 | 0 | 0 | 0 | 0
Residential_CZ1 - Multi Family_New_Secondary Heating_Natural Gas_Fireplace_E10_Baseline Forecast | Residential | CZ1 - Multi Family | New | Secondary Heating | Natural Gas | Fireplace | E10 |  | Baseline Forecast | 0 | 0 | 0 | 0 | 0 | 0 | 0 | 0 | 0 | 0 | 0 | 0 | 0 | 0 | 0 | 0 | 0 | 0 | 0 | 0 | 0 | 0 | 0 | 0 | 0 | 0 | 0 | 0 | 0 | 0
Residential_CZ1 - Multi Family_New_Water Heating_Natural Gas_Water Heater <= 55 gal._E1_Baseline Forecast | Residential | CZ1 - Multi Family | New | Water Heating | Natural Gas | Water Heater <= 55 gal. | E1 | Baseline (UEF 0.58) | Baseline Forecast | 0 | 60.4787 | 61.2276 | 55.8368 | 55.1861 | 55.7335 | 55.3921 | 55.3783 | 55.0073 | 54.6462 | 51.5234 | 51.3493 | 58.9678 | 65.5128 | 70.3298 | 74.1467 | 77.6812 | 80.5428 | 82.9942 | 101.7544 | 101.0939 | 102.2053 | 0 | 0 | 0 | 0 | 0 | 0 | 0 | 0
Residential_CZ1 - Multi Family_New_Water Heating_Natural Gas_Water Heater <= 55 gal._E2_Baseline Forecast | Residential | CZ1 - Multi Family | New | Water Heating | Natural Gas | Water Heater <= 55 gal. | E2 | ENERGY STAR (UEF 0.64) | Baseline Forecast | 0 | 279.8111 | 278.7597 | 251.215 | 246.3125 | 246.6351 | 247.698 | 249.128 | 248.0102 | 247.3185 | 249.888 | 249.4782 | 289.2484 | 322.3831 | 347.0216 | 366.5701 | 384.6812 | 399.6095 | 412.5008 | 506.1876 | 503.5355 | 510.1088 | 0 | 0 | 0 | 0 | 0 | 0 | 0 | 0
Residential_CZ1 - Multi Family_New_Water Heating_Natural Gas_Water Heater <= 55 gal._E3_Baseline Forecast | Residential | CZ1 - Multi Family | New | Water Heating | Natural Gas | Water Heater <= 55 gal. | E3 | Condensing (UEF 0.81) | Baseline Forecast | 0 | 14.1733 | 14.1582 | 12.787 | 12.5602 | 12.5949 | 12.6263 | 12.6865 | 12.6188 | 12.5812 | 12.5528 | 12.5272 | 14.5014 | 16.1603 | 17.383 | 18.3599 | 19.2636 | 20.0063 | 20.6345 | 25.3194 | 25.1859 | 25.5016 | 0 | 0 | 0 | 0 | 0 | 0 | 0 | 0
Residential_CZ1 - Multi Family_New_Water Heating_Natural Gas_Water Heater <= 55 gal._E4_Baseline Forecast | Residential | CZ1 - Multi Family | New | Water Heating | Natural Gas | Water Heater <= 55 gal. | E4 | Instantaneous - ENERGY STAR (UEF 0.87) | Baseline Forecast | 0 | 0 | 0 | 0 | 0 | 0 | 0 | 0 | 0 | 0 | 0 | 0 | 0 | 0 | 0 | 0 | 0 | 0 | 0 | 0 | 0 | 0 | 0 | 0 | 0 | 0 | 0 | 0 | 0 | 0
Residential_CZ1 - Multi Family_New_Water Heating_Natural Gas_Water Heater <= 55 gal._E5_Baseline Forecast | Residential | CZ1 - Multi Family | New | Water Heating | Natural Gas | Water Heater <= 55 gal. | E5 | Instantaneous - Condensing (UEF 0.92) | Baseline Forecast | 0 | 0 | 0 | 0 | 0 | 0 | 0 | 0 | 0 | 0 | 0 | 0 | 0 | 0 | 0 | 0 | 0 | 0 | 0 | 0 | 0 | 0 | 0 | 0 | 0 | 0 | 0 | 0 | 0 | 0
Residential_CZ1 - Multi Family_New_Water Heating_Natural Gas_Water Heater <= 55 gal._E6_Baseline Forecast | Residential | CZ1 - Multi Family | New | Water Heating | Natural Gas | Water Heater <= 55 gal. | E6 | NEEA Gas-Fired Absorption HPWH (EF 1.2) | Baseline Forecast | 0 | 0 | 0 | 0 | 0 | 0 | 0 | 0 | 0 | 0 | 0 | 0 | 0 | 0 | 0 | 0 | 0 | 0 | 0 | 0 | 0 | 0 | 0 | 0 | 0 | 0 | 0 | 0 | 0 | 0
Residential_CZ1 - Multi Family_New_Water Heating_Natural Gas_Water Heater <= 55 gal._E7_Baseline Forecast | Residential | CZ1 - Multi Family | New | Water Heating | Natural Gas | Water Heater <= 55 gal. | E7 | NEEA Gas-Fired Absorption HPWH (EF 1.7) | Baseline Forecast | 0 | 0 | 0 | 0 | 0 | 0 | 0 | 0 | 0 | 0 | 0 | 0 | 0 | 0 | 0 | 0 | 0 | 0 | 0 | 0 | 0 | 0 | 0 | 0 | 0 | 0 | 0 | 0 | 0 | 0
Residential_CZ1 - Multi Family_New_Water Heating_Natural Gas_Water Heater <= 55 gal._E8_Baseline Forecast | Residential | CZ1 - Multi Family | New | Water Heating | Natural Gas | Water Heater <= 55 gal. | E8 |  | Baseline Forecast | 0 | 0 | 0 | 0 | 0 | 0 | 0 | 0 | 0 | 0 | 0 | 0 | 0 | 0 | 0 | 0 | 0 | 0 | 0 | 0 | 0 | 0 | 0 | 0 | 0 | 0 | 0 | 0 | 0 | 0
Residential_CZ1 - Multi Family_New_Water Heating_Natural Gas_Water Heater <= 55 gal._E9_Baseline Forecast | Residential | CZ1 - Multi Family | New | Water Heating | Natural Gas | Water Heater <= 55 gal. | E9 |  | Baseline Forecast | 0 | 0 | 0 | 0 | 0 | 0 | 0 | 0 | 0 | 0 | 0 | 0 | 0 | 0 | 0 | 0 | 0 | 0 | 0 | 0 | 0 | 0 | 0 | 0 | 0 | 0 | 0 | 0 | 0 | 0
Residential_CZ1 - Multi Family_New_Water Heating_Natural Gas_Water Heater <= 55 gal._E10_Baseline Forecast | Residential | CZ1 - Multi Family | New | Water Heating | Natural Gas | Water Heater <= 55 gal. | E10 |  | Baseline Forecast | 0 | 0 | 0 | 0 | 0 | 0 | 0 | 0 | 0 | 0 | 0 | 0 | 0 | 0 | 0 | 0 | 0 | 0 | 0 | 0 | 0 | 0 | 0 | 0 | 0 | 0 | 0 | 0 | 0 | 0
Residential_CZ1 - Multi Family_New_Water Heating_Natural Gas_Water Heater > 55 gal._E1_Baseline Forecast | Residential | CZ1 - Multi Family | New | Water Heating | Natural Gas | Water Heater > 55 gal. | E1 | Standard (UEF 0.77) | Baseline Forecast | 0 | 12.9068 | 23.3906 | 30.5077 | 35.896 | 40.2445 | 43.0673 | 45.4415 | 47.3654 | 48.7632 | 47.2126 | 48.4815 | 49.4204 | 50.8316 | 52.5041 | 54.4051 | 56.5473 | 58.8025 | 61.2048 | 64.3943 | 67.9155 | 72.0818 | 0 | 0 | 0 | 0 | 0 | 0 | 0 | 0
Residential_CZ1 - Multi Family_New_Water Heating_Natural Gas_Water Heater > 55 gal._E2_Baseline Forecast | Residential | CZ1 - Multi Family | New | Water Heating | Natural Gas | Water Heater > 55 gal. | E2 | ENERGY STAR (3.2) - UEF 0.78 | Baseline Forecast | 0 | 59.7148 | 106.4939 | 137.2568 | 160.2146 | 178.0922 | 192.5852 | 204.426 | 213.5551 | 220.6928 | 228.9809 | 235.5452 | 242.4164 | 250.1382 | 259.066 | 268.9705 | 280.025 | 291.746 | 304.2026 | 320.336 | 338.2783 | 359.7617 | 0 | 0 | 0 | 0 | 0 | 0 | 0 | 0
Residential_CZ1 - Multi Family_New_Water Heating_Natural Gas_Water Heater > 55 gal._E3_Baseline Forecast | Residential | CZ1 - Multi Family | New | Water Heating | Natural Gas | Water Heater > 55 gal. | E3 | Condensing (UEF 0.82) | Baseline Forecast | 0 | 3.0247 | 5.4088 | 6.9865 | 8.1698 | 9.0946 | 9.8169 | 10.4101 | 10.8658 | 11.2268 | 11.5026 | 11.8276 | 12.1535 | 12.5388 | 12.9771 | 13.4716 | 14.0228 | 14.6062 | 15.2171 | 16.0231 | 16.9201 | 17.9854 | 0 | 0 | 0 | 0 | 0 | 0 | 0 | 0
Residential_CZ1 - Multi Family_New_Water Heating_Natural Gas_Water Heater > 55 gal._E4_Baseline Forecast | Residential | CZ1 - Multi Family | New | Water Heating | Natural Gas | Water Heater > 55 gal. | E4 | Instantaneous - ENERGY STAR (UEF 0.87) | Baseline Forecast | 0 | 0 | 0 | 0 | 0 | 0 | 0 | 0 | 0 | 0 | 0 | 0 | 0 | 0 | 0 | 0 | 0 | 0 | 0 | 0 | 0 | 0 | 0 | 0 | 0 | 0 | 0 | 0 | 0 | 0
Residential_CZ1 - Multi Family_New_Water Heating_Natural Gas_Water Heater > 55 gal._E5_Baseline Forecast | Residential | CZ1 - Multi Family | New | Water Heating | Natural Gas | Water Heater > 55 gal. | E5 | Instantaneous - Condensing (UEF 0.92) | Baseline Forecast | 0 | 0 | 0 | 0 | 0 | 0 | 0 | 0 | 0 | 0 | 0 | 0 | 0 | 0 | 0 | 0 | 0 | 0 | 0 | 0 | 0 | 0 | 0 | 0 | 0 | 0 | 0 | 0 | 0 | 0
Residential_CZ1 - Multi Family_New_Water Heating_Natural Gas_Water Heater > 55 gal._E6_Baseline Forecast | Residential | CZ1 - Multi Family | New | Water Heating | Natural Gas | Water Heater > 55 gal. | E6 | NEEA Gas-Fired Absorption HPWH (EF 1.3) | Baseline Forecast | 0 | 0 | 0 | 0 | 0 | 0 | 0 | 0 | 0 | 0 | 0 | 0 | 0 | 0 | 0 | 0 | 0 | 0 | 0 | 0 | 0 | 0 | 0 | 0 | 0 | 0 | 0 | 0 | 0 | 0
Residential_CZ1 - Multi Family_New_Water Heating_Natural Gas_Water Heater > 55 gal._E7_Baseline Forecast | Residential | CZ1 - Multi Family | New | Water Heating | Natural Gas | Water Heater > 55 gal. | E7 | NEEA Gas-Fired Absorption HPWH (EF 1.7) | Baseline Forecast | 0 | 0 | 0 | 0 | 0 | 0 | 0 | 0 | 0 | 0 | 0 | 0 | 0 | 0 | 0 | 0 | 0 | 0 | 0 | 0 | 0 | 0 | 0 | 0 | 0 | 0 | 0 | 0 | 0 | 0
Residential_CZ1 - Multi Family_New_Water Heating_Natural Gas_Water Heater > 55 gal._E8_Baseline Forecast | Residential | CZ1 - Multi Family | New | Water Heating | Natural Gas | Water Heater > 55 gal. | E8 |  | Baseline Forecast | 0 | 0 | 0 | 0 | 0 | 0 | 0 | 0 | 0 | 0 | 0 | 0 | 0 | 0 | 0 | 0 | 0 | 0 | 0 | 0 | 0 | 0 | 0 | 0 | 0 | 0 | 0 | 0 | 0 | 0
Residential_CZ1 - Multi Family_New_Water Heating_Natural Gas_Water Heater > 55 gal._E9_Baseline Forecast | Residential | CZ1 - Multi Family | New | Water Heating | Natural Gas | Water Heater > 55 gal. | E9 |  | Baseline Forecast | 0 | 0 | 0 | 0 | 0 | 0 | 0 | 0 | 0 | 0 | 0 | 0 | 0 | 0 | 0 | 0 | 0 | 0 | 0 | 0 | 0 | 0 | 0 | 0 | 0 | 0 | 0 | 0 | 0 | 0
Residential_CZ1 - Multi Family_New_Water Heating_Natural Gas_Water Heater > 55 gal._E10_Baseline Forecast | Residential | CZ1 - Multi Family | New | Water Heating | Natural Gas | Water Heater > 55 gal. | E10 |  | Baseline Forecast | 0 | 0 | 0 | 0 | 0 | 0 | 0 | 0 | 0 | 0 | 0 | 0 | 0 | 0 | 0 | 0 | 0 | 0 | 0 | 0 | 0 | 0 | 0 | 0 | 0 | 0 | 0 | 0 | 0 | 0
Residential_CZ1 - Multi Family_New_Appliances_Natural Gas_Clothes Dryer_E1_Baseline Forecast | Residential | CZ1 - Multi Family | New | Appliances | Natural Gas | Clothes Dryer | E1 | Standard | Baseline Forecast | 0 | 31.0604 | 31.0452 | 28.0495 | 27.5395 | 27.6258 | 27.6833 | 27.8127 | 27.676 | 27.5815 | 26.9658 | 26.9696 | 29.0907 | 31.0349 | 32.6311 | 33.9712 | 35.3713 | 36.5766 | 37.7121 | 38.7921 | 39.748 | 42.4159 | 0 | 0 | 0 | 0 | 0 | 0 | 0 | 0
Residential_CZ1 - Multi Family_New_Appliances_Natural Gas_Clothes Dryer_E2_Baseline Forecast | Residential | CZ1 - Multi Family | New | Appliances | Natural Gas | Clothes Dryer | E2 | NEEA/ENERGY STAR (CE >60%) | Baseline Forecast | 0 | 24.6706 | 24.6358 | 22.2376 | 21.8388 | 21.8948 | 21.9557 | 22.0584 | 21.9504 | 21.8735 | 22.3976 | 22.298 | 24.2635 | 25.9552 | 27.3441 | 28.5288 | 29.7404 | 30.8192 | 31.8046 | 32.7385 | 33.5857 | 35.8774 | 0 | 0 | 0 | 0 | 0 | 0 | 0 | 0
Residential_CZ1 - Multi Family_New_Appliances_Natural Gas_Clothes Dryer_E3_Baseline Forecast | Residential | CZ1 - Multi Family | New | Appliances | Natural Gas | Clothes Dryer | E3 |  | Baseline Forecast | 0 | 0 | 0 | 0 | 0 | 0 | 0 | 0 | 0 | 0 | 0 | 0 | 0 | 0 | 0 | 0 | 0 | 0 | 0 | 0 | 0 | 0 | 0 | 0 | 0 | 0 | 0 | 0 | 0 | 0
Residential_CZ1 - Multi Family_New_Appliances_Natural Gas_Clothes Dryer_E4_Baseline Forecast | Residential | CZ1 - Multi Family | New | Appliances | Natural Gas | Clothes Dryer | E4 |  | Baseline Forecast | 0 | 0 | 0 | 0 | 0 | 0 | 0 | 0 | 0 | 0 | 0 | 0 | 0 | 0 | 0 | 0 | 0 | 0 | 0 | 0 | 0 | 0 | 0 | 0 | 0 | 0 | 0 | 0 | 0 | 0
Residential_CZ1 - Multi Family_New_Appliances_Natural Gas_Clothes Dryer_E5_Baseline Forecast | Residential | CZ1 - Multi Family | New | Appliances | Natural Gas | Clothes Dryer | E5 |  | Baseline Forecast | 0 | 0 | 0 | 0 | 0 | 0 | 0 | 0 | 0 | 0 | 0 | 0 | 0 | 0 | 0 | 0 | 0 | 0 | 0 | 0 | 0 | 0 | 0 | 0 | 0 | 0 | 0 | 0 | 0 | 0
Residential_CZ1 - Multi Family_New_Appliances_Natural Gas_Clothes Dryer_E6_Baseline Forecast | Residential | CZ1 - Multi Family | New | Appliances | Natural Gas | Clothes Dryer | E6 |  | Baseline Forecast | 0 | 0 | 0 | 0 | 0 | 0 | 0 | 0 | 0 | 0 | 0 | 0 | 0 | 0 | 0 | 0 | 0 | 0 | 0 | 0 | 0 | 0 | 0 | 0 | 0 | 0 | 0 | 0 | 0 | 0
Residential_CZ1 - Multi Family_New_Appliances_Natural Gas_Clothes Dryer_E7_Baseline Forecast | Residential | CZ1 - Multi Family | New | Appliances | Natural Gas | Clothes Dryer | E7 |  | Baseline Forecast | 0 | 0 | 0 | 0 | 0 | 0 | 0 | 0 | 0 | 0 | 0 | 0 | 0 | 0 | 0 | 0 | 0 | 0 | 0 | 0 | 0 | 0 | 0 | 0 | 0 | 0 | 0 | 0 | 0 | 0
Residential_CZ1 - Multi Family_New_Appliances_Natural Gas_Clothes Dryer_E8_Baseline Forecast | Residential | CZ1 - Multi Family | New | Appliances | Natural Gas | Clothes Dryer | E8 |  | Baseline Forecast | 0 | 0 | 0 | 0 | 0 | 0 | 0 | 0 | 0 | 0 | 0 | 0 | 0 | 0 | 0 | 0 | 0 | 0 | 0 | 0 | 0 | 0 | 0 | 0 | 0 | 0 | 0 | 0 | 0 | 0
Residential_CZ1 - Multi Family_New_Appliances_Natural Gas_Clothes Dryer_E9_Baseline Forecast | Residential | CZ1 - Multi Family | New | Appliances | Natural Gas | Clothes Dryer | E9 |  | Baseline Forecast | 0 | 0 | 0 | 0 | 0 | 0 | 0 | 0 | 0 | 0 | 0 | 0 | 0 | 0 | 0 | 0 | 0 | 0 | 0 | 0 | 0 | 0 | 0 | 0 | 0 | 0 | 0 | 0 | 0 | 0
Residential_CZ1 - Multi Family_New_Appliances_Natural Gas_Clothes Dryer_E10_Baseline Forecast | Residential | CZ1 - Multi Family | New | Appliances | Natural Gas | Clothes Dryer | E10 |  | Baseline Forecast | 0 | 0 | 0 | 0 | 0 | 0 | 0 | 0 | 0 | 0 | 0 | 0 | 0 | 0 | 0 | 0 | 0 | 0 | 0 | 0 | 0 | 0 | 0 | 0 | 0 | 0 | 0 | 0 | 0 | 0
Residential_CZ1 - Multi Family_New_Appliances_Natural Gas_Stove/Oven_E1_Baseline Forecast | Residential | CZ1 - Multi Family | New | Appliances | Natural Gas | Stove/Oven | E1 | Typical - (914 + 1915 IAEC) | Baseline Forecast | 0 | 87.5343 | 87.5095 | 79.0714 | 77.6678 | 77.9169 | 78.0693 | 78.4173 | 78.0268 | 77.744 | 76.1353 | 88.2136 | 98.0675 | 105.2471 | 111.2304 | 116.1289 | 120.7164 | 124.4623 | 152.4108 | 151.581 | 148.3855 | 154.3285 | 0 | 0 | 0 | 0 | 0 | 0 | 0 | 0
Residential_CZ1 - Multi Family_New_Appliances_Natural Gas_Stove/Oven_E2_Baseline Forecast | Residential | CZ1 - Multi Family | New | Appliances | Natural Gas | Stove/Oven | E2 | High Efficiency (730 + 1660 IAEC) | Baseline Forecast | 0 | 37.1609 | 37.0739 | 33.4434 | 32.8137 | 32.8828 | 32.9953 | 33.1667 | 33.0096 | 32.9088 | 34.3129 | 39.8338 | 44.7843 | 48.244 | 51.141 | 53.5029 | 55.7236 | 57.5699 | 70.6233 | 70.3164 | 68.9117 | 71.8301 | 0 | 0 | 0 | 0 | 0 | 0 | 0 | 0
Residential_CZ1 - Multi Family_New_Appliances_Natural Gas_Stove/Oven_E3_Baseline Forecast | Residential | CZ1 - Multi Family | New | Appliances | Natural Gas | Stove/Oven | E3 |  | Baseline Forecast | 0 | 0 | 0 | 0 | 0 | 0 | 0 | 0 | 0 | 0 | 0 | 0 | 0 | 0 | 0 | 0 | 0 | 0 | 0 | 0 | 0 | 0 | 0 | 0 | 0 | 0 | 0 | 0 | 0 | 0
Residential_CZ1 - Multi Family_New_Appliances_Natural Gas_Stove/Oven_E4_Baseline Forecast | Residential | CZ1 - Multi Family | New | Appliances | Natural Gas | Stove/Oven | E4 |  | Baseline Forecast | 0 | 0 | 0 | 0 | 0 | 0 | 0 | 0 | 0 | 0 | 0 | 0 | 0 | 0 | 0 | 0 | 0 | 0 | 0 | 0 | 0 | 0 | 0 | 0 | 0 | 0 | 0 | 0 | 0 | 0
Residential_CZ1 - Multi Family_New_Appliances_Natural Gas_Stove/Oven_E5_Baseline Forecast | Residential | CZ1 - Multi Family | New | Appliances | Natural Gas | Stove/Oven | E5 |  | Baseline Forecast | 0 | 0 | 0 | 0 | 0 | 0 | 0 | 0 | 0 | 0 | 0 | 0 | 0 | 0 | 0 | 0 | 0 | 0 | 0 | 0 | 0 | 0 | 0 | 0 | 0 | 0 | 0 | 0 | 0 | 0
Residential_CZ1 - Multi Family_New_Appliances_Natural Gas_Stove/Oven_E6_Baseline Forecast | Residential | CZ1 - Multi Family | New | Appliances | Natural Gas | Stove/Oven | E6 |  | Baseline Forecast | 0 | 0 | 0 | 0 | 0 | 0 | 0 | 0 | 0 | 0 | 0 | 0 | 0 | 0 | 0 | 0 | 0 | 0 | 0 | 0 | 0 | 0 | 0 | 0 | 0 | 0 | 0 | 0 | 0 | 0
Residential_CZ1 - Multi Family_New_Appliances_Natural Gas_Stove/Oven_E7_Baseline Forecast | Residential | CZ1 - Multi Family | New | Appliances | Natural Gas | Stove/Oven | E7 |  | Baseline Forecast | 0 | 0 | 0 | 0 | 0 | 0 | 0 | 0 | 0 | 0 | 0 | 0 | 0 | 0 | 0 | 0 | 0 | 0 | 0 | 0 | 0 | 0 | 0 | 0 | 0 | 0 | 0 | 0 | 0 | 0
Residential_CZ1 - Multi Family_New_Appliances_Natural Gas_Stove/Oven_E8_Baseline Forecast | Residential | CZ1 - Multi Family | New | Appliances | Natural Gas | Stove/Oven | E8 |  | Baseline Forecast | 0 | 0 | 0 | 0 | 0 | 0 | 0 | 0 | 0 | 0 | 0 | 0 | 0 | 0 | 0 | 0 | 0 | 0 | 0 | 0 | 0 | 0 | 0 | 0 | 0 | 0 | 0 | 0 | 0 | 0
Residential_CZ1 - Multi Family_New_Appliances_Natural Gas_Stove/Oven_E9_Baseline Forecast | Residential | CZ1 - Multi Family | New | Appliances | Natural Gas | Stove/Oven | E9 |  | Baseline Forecast | 0 | 0 | 0 | 0 | 0 | 0 | 0 | 0 | 0 | 0 | 0 | 0 | 0 | 0 | 0 | 0 | 0 | 0 | 0 | 0 | 0 | 0 | 0 | 0 | 0 | 0 | 0 | 0 | 0 | 0
Residential_CZ1 - Multi Family_New_Appliances_Natural Gas_Stove/Oven_E10_Baseline Forecast | Residential | CZ1 - Multi Family | New | Appliances | Natural Gas | Stove/Oven | E10 |  | Baseline Forecast | 0 | 0 | 0 | 0 | 0 | 0 | 0 | 0 | 0 | 0 | 0 | 0 | 0 | 0 | 0 | 0 | 0 | 0 | 0 | 0 | 0 | 0 | 0 | 0 | 0 | 0 | 0 | 0 | 0 | 0
Residential_CZ1 - Multi Family_New_Miscellaneous_Natural Gas_Pool Heater_E1_Baseline Forecast | Residential | CZ1 - Multi Family | New | Miscellaneous | Natural Gas | Pool Heater | E1 | Standard (EF 0.82) | Baseline Forecast | 0 | 4.0739 | 4.0702 | 3.6759 | 3.6095 | 3.6199 | 3.6285 | 4.0159 | 4.3343 | 4.5917 | 4.8244 | 5.0359 | 5.2207 | 5.4141 | 5.6216 | 5.8217 | 6.0442 | 6.2555 | 7.762 | 7.8551 | 7.8309 | 8.1728 | 0 | 0 | 0 | 0 | 0 | 0 | 0 | 0
Residential_CZ1 - Multi Family_New_Miscellaneous_Natural Gas_Pool Heater_E2_Baseline Forecast | Residential | CZ1 - Multi Family | New | Miscellaneous | Natural Gas | Pool Heater | E2 | High Efficiency (EF 0.84) | Baseline Forecast | 0 | 0.21441 | 0.21422 | 0.19347 | 0.18997 | 0.19052 | 0.19098 | 0.21136 | 0.22812 | 0.24167 | 0.25392 | 0.26505 | 0.27478 | 0.28495 | 0.29588 | 0.30641 | 0.31811 | 0.32924 | 0.40853 | 0.41343 | 0.41215 | 0.43015 | 0 | 0 | 0 | 0 | 0 | 0 | 0 | 0
Residential_CZ1 - Multi Family_New_Miscellaneous_Natural Gas_Pool Heater_E3_Baseline Forecast | Residential | CZ1 - Multi Family | New | Miscellaneous | Natural Gas | Pool Heater | E3 | Condensing (EF .94) | Baseline Forecast | 0 | 0 | 0 | 0 | 0 | 0 | 0 | 0 | 0 | 0 | 0 | 0 | 0 | 0 | 0 | 0 | 0 | 0 | 0 | 0 | 0 | 0 | 0 | 0 | 0 | 0 | 0 | 0 | 0 | 0
Residential_CZ1 - Multi Family_New_Miscellaneous_Natural Gas_Pool Heater_E4_Baseline Forecast | Residential | CZ1 - Multi Family | New | Miscellaneous | Natural Gas | Pool Heater | E4 | Condensing w/Imp. HX (EF 0.95) | Baseline Forecast | 0 | 0 | 0 | 0 | 0 | 0 | 0 | 0 | 0 | 0 | 0 | 0 | 0 | 0 | 0 | 0 | 0 | 0 | 0 | 0 | 0 | 0 | 0 | 0 | 0 | 0 | 0 | 0 | 0 | 0
Residential_CZ1 - Multi Family_New_Miscellaneous_Natural Gas_Pool Heater_E5_Baseline Forecast | Residential | CZ1 - Multi Family | New | Miscellaneous | Natural Gas | Pool Heater | E5 |  | Baseline Forecast | 0 | 0 | 0 | 0 | 0 | 0 | 0 | 0 | 0 | 0 | 0 | 0 | 0 | 0 | 0 | 0 | 0 | 0 | 0 | 0 | 0 | 0 | 0 | 0 | 0 | 0 | 0 | 0 | 0 | 0
Residential_CZ1 - Multi Family_New_Miscellaneous_Natural Gas_Pool Heater_E6_Baseline Forecast | Residential | CZ1 - Multi Family | New | Miscellaneous | Natural Gas | Pool Heater | E6 |  | Baseline Forecast | 0 | 0 | 0 | 0 | 0 | 0 | 0 | 0 | 0 | 0 | 0 | 0 | 0 | 0 | 0 | 0 | 0 | 0 | 0 | 0 | 0 | 0 | 0 | 0 | 0 | 0 | 0 | 0 | 0 | 0
Residential_CZ1 - Multi Family_New_Miscellaneous_Natural Gas_Pool Heater_E7_Baseline Forecast | Residential | CZ1 - Multi Family | New | Miscellaneous | Natural Gas | Pool Heater | E7 |  | Baseline Forecast | 0 | 0 | 0 | 0 | 0 | 0 | 0 | 0 | 0 | 0 | 0 | 0 | 0 | 0 | 0 | 0 | 0 | 0 | 0 | 0 | 0 | 0 | 0 | 0 | 0 | 0 | 0 | 0 | 0 | 0
Residential_CZ1 - Multi Family_New_Miscellaneous_Natural Gas_Pool Heater_E8_Baseline Forecast | Residential | CZ1 - Multi Family | New | Miscellaneous | Natural Gas | Pool Heater | E8 |  | Baseline Forecast | 0 | 0 | 0 | 0 | 0 | 0 | 0 | 0 | 0 | 0 | 0 | 0 | 0 | 0 | 0 | 0 | 0 | 0 | 0 | 0 | 0 | 0 | 0 | 0 | 0 | 0 | 0 | 0 | 0 | 0
Residential_CZ1 - Multi Family_New_Miscellaneous_Natural Gas_Pool Heater_E9_Baseline Forecast | Residential | CZ1 - Multi Family | New | Miscellaneous | Natural Gas | Pool Heater | E9 |  | Baseline Forecast | 0 | 0 | 0 | 0 | 0 | 0 | 0 | 0 | 0 | 0 | 0 | 0 | 0 | 0 | 0 | 0 | 0 | 0 | 0 | 0 | 0 | 0 | 0 | 0 | 0 | 0 | 0 | 0 | 0 | 0
Residential_CZ1 - Multi Family_New_Miscellaneous_Natural Gas_Pool Heater_E10_Baseline Forecast | Residential | CZ1 - Multi Family | New | Miscellaneous | Natural Gas | Pool Heater | E10 |  | Baseline Forecast | 0 | 0 | 0 | 0 | 0 | 0 | 0 | 0 | 0 | 0 | 0 | 0 | 0 | 0 | 0 | 0 | 0 | 0 | 0 | 0 | 0 | 0 | 0 | 0 | 0 | 0 | 0 | 0 | 0 | 0
Residential_CZ1 - Multi Family_New_Miscellaneous_Natural Gas_Miscellaneous_E1_Baseline Forecast | Residential | CZ1 - Multi Family | New | Miscellaneous | Natural Gas | Miscellaneous | E1 | Default | Baseline Forecast | 0 | 502.9484 | 502.4978 | 453.82 | 445.6188 | 446.9024 | 447.9707 | 533.8902 | 601.4606 | 649.9496 | 689.4538 | 722.4113 | 748.9658 | 924.4197 | 941.5425 | 948.7803 | 974.8148 | 1003.3496 | 1031.2694 | 1107.9668 | 1169.1334 | 1245.6664 | 0 | 0 | 0 | 0 | 0 | 0 | 0 | 0
Residential_CZ1 - Multi Family_New_Miscellaneous_Natural Gas_Miscellaneous_E2_Baseline Forecast | Residential | CZ1 - Multi Family | New | Miscellaneous | Natural Gas | Miscellaneous | E2 |  | Baseline Forecast | 0 | 0 | 0 | 0 | 0 | 0 | 0 | 0 | 0 | 0 | 0 | 0 | 0 | 0 | 0 | 0 | 0 | 0 | 0 | 0 | 0 | 0 | 0 | 0 | 0 | 0 | 0 | 0 | 0 | 0
Residential_CZ1 - Multi Family_New_Miscellaneous_Natural Gas_Miscellaneous_E3_Baseline Forecast | Residential | CZ1 - Multi Family | New | Miscellaneous | Natural Gas | Miscellaneous | E3 |  | Baseline Forecast | 0 | 0 | 0 | 0 | 0 | 0 | 0 | 0 | 0 | 0 | 0 | 0 | 0 | 0 | 0 | 0 | 0 | 0 | 0 | 0 | 0 | 0 | 0 | 0 | 0 | 0 | 0 | 0 | 0 | 0
Residential_CZ1 - Multi Family_New_Miscellaneous_Natural Gas_Miscellaneous_E4_Baseline Forecast | Residential | CZ1 - Multi Family | New | Miscellaneous | Natural Gas | Miscellaneous | E4 |  | Baseline Forecast | 0 | 0 | 0 | 0 | 0 | 0 | 0 | 0 | 0 | 0 | 0 | 0 | 0 | 0 | 0 | 0 | 0 | 0 | 0 | 0 | 0 | 0 | 0 | 0 | 0 | 0 | 0 | 0 | 0 | 0
Residential_CZ1 - Multi Family_New_Miscellaneous_Natural Gas_Miscellaneous_E5_Baseline Forecast | Residential | CZ1 - Multi Family | New | Miscellaneous | Natural Gas | Miscellaneous | E5 |  | Baseline Forecast | 0 | 0 | 0 | 0 | 0 | 0 | 0 | 0 | 0 | 0 | 0 | 0 | 0 | 0 | 0 | 0 | 0 | 0 | 0 | 0 | 0 | 0 | 0 | 0 | 0 | 0 | 0 | 0 | 0 | 0
Residential_CZ1 - Multi Family_New_Miscellaneous_Natural Gas_Miscellaneous_E6_Baseline Forecast | Residential | CZ1 - Multi Family | New | Miscellaneous | Natural Gas | Miscellaneous | E6 |  | Baseline Forecast | 0 | 0 | 0 | 0 | 0 | 0 | 0 | 0 | 0 | 0 | 0 | 0 | 0 | 0 | 0 | 0 | 0 | 0 | 0 | 0 | 0 | 0 | 0 | 0 | 0 | 0 | 0 | 0 | 0 | 0
Residential_CZ1 - Multi Family_New_Miscellaneous_Natural Gas_Miscellaneous_E7_Baseline Forecast | Residential | CZ1 - Multi Family | New | Miscellaneous | Natural Gas | Miscellaneous | E7 |  | Baseline Forecast | 0 | 0 | 0 | 0 | 0 | 0 | 0 | 0 | 0 | 0 | 0 | 0 | 0 | 0 | 0 | 0 | 0 | 0 | 0 | 0 | 0 | 0 | 0 | 0 | 0 | 0 | 0 | 0 | 0 | 0
Residential_CZ1 - Multi Family_New_Miscellaneous_Natural Gas_Miscellaneous_E8_Baseline Forecast | Residential | CZ1 - Multi Family | New | Miscellaneous | Natural Gas | Miscellaneous | E8 |  | Baseline Forecast | 0 | 0 | 0 | 0 | 0 | 0 | 0 | 0 | 0 | 0 | 0 | 0 | 0 | 0 | 0 | 0 | 0 | 0 | 0 | 0 | 0 | 0 | 0 | 0 | 0 | 0 | 0 | 0 | 0 | 0
Residential_CZ1 - Multi Family_New_Miscellaneous_Natural Gas_Miscellaneous_E9_Baseline Forecast | Residential | CZ1 - Multi Family | New | Miscellaneous | Natural Gas | Miscellaneous | E9 |  | Baseline Forecast | 0 | 0 | 0 | 0 | 0 | 0 | 0 | 0 | 0 | 0 | 0 | 0 | 0 | 0 | 0 | 0 | 0 | 0 | 0 | 0 | 0 | 0 | 0 | 0 | 0 | 0 | 0 | 0 | 0 | 0
Residential_CZ1 - Multi Family_New_Miscellaneous_Natural Gas_Miscellaneous_E10_Baseline Forecast | Residential | CZ1 - Multi Family | New | Miscellaneous | Natural Gas | Miscellaneous | E10 |  | Baseline Forecast | 0 | 0 | 0 | 0 | 0 | 0 | 0 | 0 | 0 | 0 | 0 | 0 | 0 | 0 | 0 | 0 | 0 | 0 | 0 | 0 | 0 | 0 | 0 | 0 | 0 | 0 | 0 | 0 | 0 | 0
Residential_CZ2 - Single Family_Existing_Space Heating_Natural Gas_Furnace - Direct Fuel_E1_Baseline Forecast | Residential | CZ2 - Single Family | Existing | Space Heating | Natural Gas | Furnace - Direct Fuel | E1 | AFUE 80% | Baseline Forecast | 0 | 558.704 | 554.2033 | 548.8135 | 542.5781 | 0 | 0 | 0 | 0 | 0 | 0 | 0 | 0 | 0 | 0 | 0 | 0 | 0 | 0 | 0 | 0 | 0 | 0 | 0 | 0 | 0 | 0 | 0 | 0 | 0
Residential_CZ2 - Single Family_Existing_Space Heating_Natural Gas_Furnace - Direct Fuel_E2_Baseline Forecast | Residential | CZ2 - Single Family | Existing | Space Heating | Natural Gas | Furnace - Direct Fuel | E2 | AFUE 90% | Baseline Forecast | 0 | 365.5403 | 355.849 | 347.0698 | 339.1509 | 0 | 0 | 0 | 0 | 0 | 0 | 0 | 0 | 0 | 0 | 0 | 0 | 0 | 0 | 0 | 0 | 0 | 0 | 0 | 0 | 0 | 0 | 0 | 0 | 0
Residential_CZ2 - Single Family_Existing_Space Heating_Natural Gas_Furnace - Direct Fuel_E3_Baseline Forecast | Residential | CZ2 - Single Family | Existing | Space Heating | Natural Gas | Furnace - Direct Fuel | E3 | AFUE 92% | Baseline Forecast | 0 | 117.235 | 112.5808 | 108.604 | 105.2308 | 970.5315 | 953.626 | 930.7616 | 909.5358 | 889.38 | 861.6882 | 844.1931 | 852.4135 | 859.1412 | 864.2655 | 867.7463 | 869.6843 | 870.495 | 869.8354 | 867.8656 | 864.6366 | 860.2403 | 0 | 0 | 0 | 0 | 0 | 0 | 0 | 0
Residential_CZ2 - Single Family_Existing_Space Heating_Natural Gas_Furnace - Direct Fuel_E4_Baseline Forecast | Residential | CZ2 - Single Family | Existing | Space Heating | Natural Gas | Furnace - Direct Fuel | E4 | AFUE 95% | Baseline Forecast | 0 | 70.341 | 67.5485 | 65.1624 | 63.1385 | 61.1773 | 60.2059 | 58.6027 | 56.9346 | 55.4706 | 59.3426 | 57.8709 | 59.1047 | 59.7949 | 60.5519 | 61.3308 | 62.1766 | 63.1003 | 63.9332 | 64.6909 | 65.3798 | 66.1052 | 0 | 0 | 0 | 0 | 0 | 0 | 0 | 0
Residential_CZ2 - Single Family_Existing_Space Heating_Natural Gas_Furnace - Direct Fuel_E5_Baseline Forecast | Residential | CZ2 - Single Family | Existing | Space Heating | Natural Gas | Furnace - Direct Fuel | E5 | AFUE 98% | Baseline Forecast | 0 | 46.894 | 45.0323 | 43.4416 | 42.0923 | 40.7849 | 40.1373 | 39.0685 | 37.9564 | 36.9804 | 39.5617 | 38.5806 | 39.4031 | 39.8633 | 40.368 | 40.8872 | 41.451 | 42.0668 | 42.6222 | 43.1273 | 43.5865 | 44.0701 | 0 | 0 | 0 | 0 | 0 | 0 | 0 | 0
Residential_CZ2 - Single Family_Existing_Space Heating_Natural Gas_Furnace - Direct Fuel_E6_Baseline Forecast | Residential | CZ2 - Single Family | Existing | Space Heating | Natural Gas | Furnace - Direct Fuel | E6 | Convert to NG Heat Pump | Baseline Forecast | 0 | 5.0272 | 4.9722 | 4.8861 | 4.8433 | 4.7858 | 4.6733 | 4.5176 | 4.3203 | 4.1122 | 3.8615 | 3.5558 | 3.2857 | 3.4522 | 3.606 | 3.7632 | 3.9125 | 3.7767 | 3.6514 | 3.5334 | 3.5258 | 3.5143 | 0 | 0 | 0 | 0 | 0 | 0 | 0 | 0
Residential_CZ2 - Single Family_Existing_Space Heating_Natural Gas_Furnace - Direct Fuel_E7_Baseline Forecast | Residential | CZ2 - Single Family | Existing | Space Heating | Natural Gas | Furnace - Direct Fuel | E7 |  | Baseline Forecast | 0 | 0 | 0 | 0 | 0 | 0 | 0 | 0 | 0 | 0 | 0 | 0 | 0 | 0 | 0 | 0 | 0 | 0 | 0 | 0 | 0 | 0 | 0 | 0 | 0 | 0 | 0 | 0 | 0 | 0
Residential_CZ2 - Single Family_Existing_Space Heating_Natural Gas_Furnace - Direct Fuel_E8_Baseline Forecast | Residential | CZ2 - Single Family | Existing | Space Heating | Natural Gas | Furnace - Direct Fuel | E8 |  | Baseline Forecast | 0 | 0 | 0 | 0 | 0 | 0 | 0 | 0 | 0 | 0 | 0 | 0 | 0 | 0 | 0 | 0 | 0 | 0 | 0 | 0 | 0 | 0 | 0 | 0 | 0 | 0 | 0 | 0 | 0 | 0
Residential_CZ2 - Single Family_Existing_Space Heating_Natural Gas_Furnace - Direct Fuel_E9_Baseline Forecast | Residential | CZ2 - Single Family | Existing | Space Heating | Natural Gas | Furnace - Direct Fuel | E9 |  | Baseline Forecast | 0 | 0 | 0 | 0 | 0 | 0 | 0 | 0 | 0 | 0 | 0 | 0 | 0 | 0 | 0 | 0 | 0 | 0 | 0 | 0 | 0 | 0 | 0 | 0 | 0 | 0 | 0 | 0 | 0 | 0
Residential_CZ2 - Single Family_Existing_Space Heating_Natural Gas_Furnace - Direct Fuel_E10_Baseline Forecast | Residential | CZ2 - Single Family | Existing | Space Heating | Natural Gas | Furnace - Direct Fuel | E10 |  | Baseline Forecast | 0 | 0 | 0 | 0 | 0 | 0 | 0 | 0 | 0 | 0 | 0 | 0 | 0 | 0 | 0 | 0 | 0 | 0 | 0 | 0 | 0 | 0 | 0 | 0 | 0 | 0 | 0 | 0 | 0 | 0
Residential_CZ2 - Single Family_Existing_Space Heating_Natural Gas_Boiler - Direct Fuel_E1_Baseline Forecast | Residential | CZ2 - Single Family | Existing | Space Heating | Natural Gas | Boiler - Direct Fuel | E1 | AFUE 82% | Baseline Forecast | 0 | 6.3571 | 0 | 0 | 0 | 0 | 0 | 0 | 0 | 0 | 0 | 0 | 0 | 0 | 0 | 0 | 0 | 0 | 0 | 0 | 0 | 0 | 0 | 0 | 0 | 0 | 0 | 0 | 0 | 0
Residential_CZ2 - Single Family_Existing_Space Heating_Natural Gas_Boiler - Direct Fuel_E2_Baseline Forecast | Residential | CZ2 - Single Family | Existing | Space Heating | Natural Gas | Boiler - Direct Fuel | E2 | AFUE 84% | Baseline Forecast | 0 | 0 | 5.397 | 5.3941 | 5.382 | 5.3728 | 5.3285 | 5.2575 | 5.1985 | 5.1395 | 4.9099 | 4.8707 | 4.8882 | 4.9098 | 4.9278 | 4.9434 | 4.9546 | 4.9662 | 4.9672 | 4.9582 | 4.9378 | 4.9042 | 0 | 0 | 0 | 0 | 0 | 0 | 0 | 0
Residential_CZ2 - Single Family_Existing_Space Heating_Natural Gas_Boiler - Direct Fuel_E3_Baseline Forecast | Residential | CZ2 - Single Family | Existing | Space Heating | Natural Gas | Boiler - Direct Fuel | E3 | AFUE 85% | Baseline Forecast | 0 | 6.5733 | 6.9057 | 6.8365 | 6.7719 | 6.7093 | 6.6568 | 6.5561 | 6.4583 | 6.3655 | 6.266 | 6.1784 | 6.1893 | 6.1992 | 6.2077 | 6.2135 | 6.2167 | 6.2176 | 6.215 | 6.2098 | 6.2014 | 6.1906 | 0 | 0 | 0 | 0 | 0 | 0 | 0 | 0
Residential_CZ2 - Single Family_Existing_Space Heating_Natural Gas_Boiler - Direct Fuel_E4_Baseline Forecast | Residential | CZ2 - Single Family | Existing | Space Heating | Natural Gas | Boiler - Direct Fuel | E4 | AFUE 90% | Baseline Forecast | 0 | 6.5733 | 6.9057 | 6.8365 | 6.7719 | 6.7093 | 6.6568 | 6.5561 | 6.4583 | 6.3655 | 6.266 | 6.1784 | 6.1893 | 6.1992 | 6.2077 | 6.2135 | 6.2167 | 6.2176 | 6.215 | 6.2098 | 6.2014 | 6.1906 | 0 | 0 | 0 | 0 | 0 | 0 | 0 | 0
Residential_CZ2 - Single Family_Existing_Space Heating_Natural Gas_Boiler - Direct Fuel_E5_Baseline Forecast | Residential | CZ2 - Single Family | Existing | Space Heating | Natural Gas | Boiler - Direct Fuel | E5 | AFUE 95% | Baseline Forecast | 0 | 1.6665 | 1.7304 | 1.6972 | 1.6686 | 1.6409 | 1.6288 | 1.6013 | 1.5722 | 1.5457 | 1.6517 | 1.6235 | 1.6412 | 1.6432 | 1.6452 | 1.6453 | 1.6454 | 1.6463 | 1.6484 | 1.6513 | 1.6562 | 1.6655 | 0 | 0 | 0 | 0 | 0 | 0 | 0 | 0
Residential_CZ2 - Single Family_Existing_Space Heating_Natural Gas_Boiler - Direct Fuel_E6_Baseline Forecast | Residential | CZ2 - Single Family | Existing | Space Heating | Natural Gas | Boiler - Direct Fuel | E6 | AFUE 96% | Baseline Forecast | 0 | 0.82082 | 0.85227 | 0.83593 | 0.82185 | 0.8082 | 0.80223 | 0.78871 | 0.77437 | 0.76134 | 0.81354 | 0.79966 | 0.80837 | 0.80934 | 0.81034 | 0.81038 | 0.81042 | 0.81084 | 0.81188 | 0.81333 | 0.81574 | 0.82033 | 0 | 0 | 0 | 0 | 0 | 0 | 0 | 0
Residential_CZ2 - Single Family_Existing_Space Heating_Natural Gas_Boiler - Direct Fuel_E7_Baseline Forecast | Residential | CZ2 - Single Family | Existing | Space Heating | Natural Gas | Boiler - Direct Fuel | E7 | Convert to NG Heat Pump | Baseline Forecast | 0 | 0.09541 | 0.095445 | 0.094817 | 0.094971 | 0.094783 | 0.093439 | 0.091192 | 0.08801 | 0.084509 | 0.080025 | 0.074283 | 0.068125 | 0.071148 | 0.073971 | 0.07692 | 0.079769 | 0.076871 | 0.074261 | 0.071858 | 0.07175 | 0.0716 | 0 | 0 | 0 | 0 | 0 | 0 | 0 | 0
Residential_CZ2 - Single Family_Existing_Space Heating_Natural Gas_Boiler - Direct Fuel_E8_Baseline Forecast | Residential | CZ2 - Single Family | Existing | Space Heating | Natural Gas | Boiler - Direct Fuel | E8 |  | Baseline Forecast | 0 | 0 | 0 | 0 | 0 | 0 | 0 | 0 | 0 | 0 | 0 | 0 | 0 | 0 | 0 | 0 | 0 | 0 | 0 | 0 | 0 | 0 | 0 | 0 | 0 | 0 | 0 | 0 | 0 | 0
Residential_CZ2 - Single Family_Existing_Space Heating_Natural Gas_Boiler - Direct Fuel_E9_Baseline Forecast | Residential | CZ2 - Single Family | Existing | Space Heating | Natural Gas | Boiler - Direct Fuel | E9 |  | Baseline Forecast | 0 | 0 | 0 | 0 | 0 | 0 | 0 | 0 | 0 | 0 | 0 | 0 | 0 | 0 | 0 | 0 | 0 | 0 | 0 | 0 | 0 | 0 | 0 | 0 | 0 | 0 | 0 | 0 | 0 | 0
Residential_CZ2 - Single Family_Existing_Space Heating_Natural Gas_Boiler - Direct Fuel_E10_Baseline Forecast | Residential | CZ2 - Single Family | Existing | Space Heating | Natural Gas | Boiler - Direct Fuel | E10 |  | Baseline Forecast | 0 | 0 | 0 | 0 | 0 | 0 | 0 | 0 | 0 | 0 | 0 | 0 | 0 | 0 | 0 | 0 | 0 | 0 | 0 | 0 | 0 | 0 | 0 | 0 | 0 | 0 | 0 | 0 | 0 | 0
Residential_CZ2 - Single Family_Existing_Secondary Heating_Natural Gas_Fireplace_E1_Baseline Forecast | Residential | CZ2 - Single Family | Existing | Secondary Heating | Natural Gas | Fireplace | E1 | Baseline (50% to 60% FE Rating) | Baseline Forecast | 0 | 489.832 | 474.9154 | 461.328 | 448.9472 | 437.6615 | 420.2175 | 404.348 | 389.9075 | 376.7641 | 364.7981 | 380.9243 | 395.4812 | 408.6141 | 430.9706 | 451.1661 | 469.4002 | 469.4485 | 468.1706 | 465.8067 | 462.5641 | 458.621 | 0 | 0 | 0 | 0 | 0 | 0 | 0 | 0
Residential_CZ2 - Single Family_Existing_Secondary Heating_Natural Gas_Fireplace_E2_Baseline Forecast | Residential | CZ2 - Single Family | Existing | Secondary Heating | Natural Gas | Fireplace | E2 | Tier 1 (70% FE Rating) | Baseline Forecast | 0 | 0 | 0 | 0 | 0 | 0 | 0 | 0 | 0 | 0 | 0 | 0 | 0 | 0 | 0 | 0 | 0 | 0 | 0 | 0 | 0 | 0 | 0 | 0 | 0 | 0 | 0 | 0 | 0 | 0
Residential_CZ2 - Single Family_Existing_Secondary Heating_Natural Gas_Fireplace_E3_Baseline Forecast | Residential | CZ2 - Single Family | Existing | Secondary Heating | Natural Gas | Fireplace | E3 | Tier 2 (77%+ FE Rating) | Baseline Forecast | 0 | 0 | 0 | 0 | 0 | 0 | 0 | 0 | 0 | 0 | 0 | 0 | 0 | 0 | 0 | 0 | 0 | 0 | 0 | 0 | 0 | 0 | 0 | 0 | 0 | 0 | 0 | 0 | 0 | 0
Residential_CZ2 - Single Family_Existing_Secondary Heating_Natural Gas_Fireplace_E4_Baseline Forecast | Residential | CZ2 - Single Family | Existing | Secondary Heating | Natural Gas | Fireplace | E4 |  | Baseline Forecast | 0 | 0 | 0 | 0 | 0 | 0 | 0 | 0 | 0 | 0 | 0 | 0 | 0 | 0 | 0 | 0 | 0 | 0 | 0 | 0 | 0 | 0 | 0 | 0 | 0 | 0 | 0 | 0 | 0 | 0
Residential_CZ2 - Single Family_Existing_Secondary Heating_Natural Gas_Fireplace_E5_Baseline Forecast | Residential | CZ2 - Single Family | Existing | Secondary Heating | Natural Gas | Fireplace | E5 |  | Baseline Forecast | 0 | 0 | 0 | 0 | 0 | 0 | 0 | 0 | 0 | 0 | 0 | 0 | 0 | 0 | 0 | 0 | 0 | 0 | 0 | 0 | 0 | 0 | 0 | 0 | 0 | 0 | 0 | 0 | 0 | 0
Residential_CZ2 - Single Family_Existing_Secondary Heating_Natural Gas_Fireplace_E6_Baseline Forecast | Residential | CZ2 - Single Family | Existing | Secondary Heating | Natural Gas | Fireplace | E6 |  | Baseline Forecast | 0 | 0 | 0 | 0 | 0 | 0 | 0 | 0 | 0 | 0 | 0 | 0 | 0 | 0 | 0 | 0 | 0 | 0 | 0 | 0 | 0 | 0 | 0 | 0 | 0 | 0 | 0 | 0 | 0 | 0
Residential_CZ2 - Single Family_Existing_Secondary Heating_Natural Gas_Fireplace_E7_Baseline Forecast | Residential | CZ2 - Single Family | Existing | Secondary Heating | Natural Gas | Fireplace | E7 |  | Baseline Forecast | 0 | 0 | 0 | 0 | 0 | 0 | 0 | 0 | 0 | 0 | 0 | 0 | 0 | 0 | 0 | 0 | 0 | 0 | 0 | 0 | 0 | 0 | 0 | 0 | 0 | 0 | 0 | 0 | 0 | 0
Residential_CZ2 - Single Family_Existing_Secondary Heating_Natural Gas_Fireplace_E8_Baseline Forecast | Residential | CZ2 - Single Family | Existing | Secondary Heating | Natural Gas | Fireplace | E8 |  | Baseline Forecast | 0 | 0 | 0 | 0 | 0 | 0 | 0 | 0 | 0 | 0 | 0 | 0 | 0 | 0 | 0 | 0 | 0 | 0 | 0 | 0 | 0 | 0 | 0 | 0 | 0 | 0 | 0 | 0 | 0 | 0
Residential_CZ2 - Single Family_Existing_Secondary Heating_Natural Gas_Fireplace_E9_Baseline Forecast | Residential | CZ2 - Single Family | Existing | Secondary Heating | Natural Gas | Fireplace | E9 |  | Baseline Forecast | 0 | 0 | 0 | 0 | 0 | 0 | 0 | 0 | 0 | 0 | 0 | 0 | 0 | 0 | 0 | 0 | 0 | 0 | 0 | 0 | 0 | 0 | 0 | 0 | 0 | 0 | 0 | 0 | 0 | 0
Residential_CZ2 - Single Family_Existing_Secondary Heating_Natural Gas_Fireplace_E10_Baseline Forecast | Residential | CZ2 - Single Family | Existing | Secondary Heating | Natural Gas | Fireplace | E10 |  | Baseline Forecast | 0 | 0 | 0 | 0 | 0 | 0 | 0 | 0 | 0 | 0 | 0 | 0 | 0 | 0 | 0 | 0 | 0 | 0 | 0 | 0 | 0 | 0 | 0 | 0 | 0 | 0 | 0 | 0 | 0 | 0
Residential_CZ2 - Single Family_Existing_Water Heating_Natural Gas_Water Heater <= 55 gal._E1_Baseline Forecast | Residential | CZ2 - Single Family | Existing | Water Heating | Natural Gas | Water Heater <= 55 gal. | E1 | Baseline (UEF 0.58) | Baseline Forecast | 0 | 190.8405 | 197.8543 | 203.4733 | 207.8101 | 211.9618 | 210.9285 | 207.5417 | 205.4172 | 203.081 | 183.1369 | 181.7585 | 178.0111 | 176.5513 | 175.656 | 175.2776 | 175.1397 | 175.1232 | 174.8521 | 223.2488 | 216.5003 | 210.1247 | 0 | 0 | 0 | 0 | 0 | 0 | 0 | 0
Residential_CZ2 - Single Family_Existing_Water Heating_Natural Gas_Water Heater <= 55 gal._E2_Baseline Forecast | Residential | CZ2 - Single Family | Existing | Water Heating | Natural Gas | Water Heater <= 55 gal. | E2 | ENERGY STAR (UEF 0.64) | Baseline Forecast | 0 | 1131.146 | 1145.539 | 1157.8987 | 1168.6107 | 1176.9978 | 1188.4251 | 1179.0346 | 1169.9241 | 1162.3442 | 1173.5001 | 1167.0567 | 1161.8255 | 1158.604 | 1158.0182 | 1159.2401 | 1161.8603 | 1165.462 | 1167.0062 | 1492.3489 | 1449.972 | 1412.1156 | 0 | 0 | 0 | 0 | 0 | 0 | 0 | 0
Residential_CZ2 - Single Family_Existing_Water Heating_Natural Gas_Water Heater <= 55 gal._E3_Baseline Forecast | Residential | CZ2 - Single Family | Existing | Water Heating | Natural Gas | Water Heater <= 55 gal. | E3 | Condensing (UEF 0.81) | Baseline Forecast | 0 | 55.0815 | 55.9731 | 56.7233 | 57.3493 | 57.8723 | 58.3043 | 57.7739 | 57.3056 | 56.8918 | 56.5258 | 56.2001 | 55.8246 | 55.6309 | 55.5687 | 55.6048 | 55.7085 | 55.8561 | 55.9094 | 71.4818 | 69.4356 | 67.5913 | 0 | 0 | 0 | 0 | 0 | 0 | 0 | 0
Residential_CZ2 - Single Family_Existing_Water Heating_Natural Gas_Water Heater <= 55 gal._E4_Baseline Forecast | Residential | CZ2 - Single Family | Existing | Water Heating | Natural Gas | Water Heater <= 55 gal. | E4 | Instantaneous - ENERGY STAR (UEF 0.87) | Baseline Forecast | 0 | 0 | 0 | 0 | 0 | 0 | 0 | 0 | 0 | 0 | 0 | 0 | 0 | 0 | 0 | 0 | 0 | 0 | 0 | 0 | 0 | 0 | 0 | 0 | 0 | 0 | 0 | 0 | 0 | 0
Residential_CZ2 - Single Family_Existing_Water Heating_Natural Gas_Water Heater <= 55 gal._E5_Baseline Forecast | Residential | CZ2 - Single Family | Existing | Water Heating | Natural Gas | Water Heater <= 55 gal. | E5 | Instantaneous - Condensing (UEF 0.92) | Baseline Forecast | 0 | 0 | 0 | 0 | 0 | 0 | 0 | 0 | 0 | 0 | 0 | 0 | 0 | 0 | 0 | 0 | 0 | 0 | 0 | 0 | 0 | 0 | 0 | 0 | 0 | 0 | 0 | 0 | 0 | 0
Residential_CZ2 - Single Family_Existing_Water Heating_Natural Gas_Water Heater <= 55 gal._E6_Baseline Forecast | Residential | CZ2 - Single Family | Existing | Water Heating | Natural Gas | Water Heater <= 55 gal. | E6 | NEEA Gas-Fired Absorption HPWH (EF 1.2) | Baseline Forecast | 0 | 0 | 0 | 0 | 0 | 0 | 0 | 0 | 0 | 0 | 0 | 0 | 0 | 0 | 0 | 0 | 0 | 0 | 0 | 0 | 0 | 0 | 0 | 0 | 0 | 0 | 0 | 0 | 0 | 0
Residential_CZ2 - Single Family_Existing_Water Heating_Natural Gas_Water Heater <= 55 gal._E7_Baseline Forecast | Residential | CZ2 - Single Family | Existing | Water Heating | Natural Gas | Water Heater <= 55 gal. | E7 | NEEA Gas-Fired Absorption HPWH (EF 1.7) | Baseline Forecast | 0 | 0 | 0 | 0 | 0 | 0 | 0 | 0 | 0 | 0 | 0 | 0 | 0 | 0 | 0 | 0 | 0 | 0 | 0 | 0 | 0 | 0 | 0 | 0 | 0 | 0 | 0 | 0 | 0 | 0
Residential_CZ2 - Single Family_Existing_Water Heating_Natural Gas_Water Heater <= 55 gal._E8_Baseline Forecast | Residential | CZ2 - Single Family | Existing | Water Heating | Natural Gas | Water Heater <= 55 gal. | E8 |  | Baseline Forecast | 0 | 0 | 0 | 0 | 0 | 0 | 0 | 0 | 0 | 0 | 0 | 0 | 0 | 0 | 0 | 0 | 0 | 0 | 0 | 0 | 0 | 0 | 0 | 0 | 0 | 0 | 0 | 0 | 0 | 0
Residential_CZ2 - Single Family_Existing_Water Heating_Natural Gas_Water Heater <= 55 gal._E9_Baseline Forecast | Residential | CZ2 - Single Family | Existing | Water Heating | Natural Gas | Water Heater <= 55 gal. | E9 |  | Baseline Forecast | 0 | 0 | 0 | 0 | 0 | 0 | 0 | 0 | 0 | 0 | 0 | 0 | 0 | 0 | 0 | 0 | 0 | 0 | 0 | 0 | 0 | 0 | 0 | 0 | 0 | 0 | 0 | 0 | 0 | 0
Residential_CZ2 - Single Family_Existing_Water Heating_Natural Gas_Water Heater <= 55 gal._E10_Baseline Forecast | Residential | CZ2 - Single Family | Existing | Water Heating | Natural Gas | Water Heater <= 55 gal. | E10 |  | Baseline Forecast | 0 | 0 | 0 | 0 | 0 | 0 | 0 | 0 | 0 | 0 | 0 | 0 | 0 | 0 | 0 | 0 | 0 | 0 | 0 | 0 | 0 | 0 | 0 | 0 | 0 | 0 | 0 | 0 | 0 | 0
Residential_CZ2 - Single Family_Existing_Water Heating_Natural Gas_Water Heater > 55 gal._E1_Baseline Forecast | Residential | CZ2 - Single Family | Existing | Water Heating | Natural Gas | Water Heater > 55 gal. | E1 | Standard (UEF 0.77) | Baseline Forecast | 0 | 27.584 | 51.6771 | 72.2716 | 89.5513 | 104.2947 | 114.1565 | 122.271 | 129.1276 | 134.1909 | 125.8454 | 130.4222 | 129.3002 | 127.1777 | 123.8759 | 120.1941 | 116.4887 | 113.0022 | 110.0787 | 108.9322 | 109.0021 | 109.6214 | 0 | 0 | 0 | 0 | 0 | 0 | 0 | 0
Residential_CZ2 - Single Family_Existing_Water Heating_Natural Gas_Water Heater > 55 gal._E2_Baseline Forecast | Residential | CZ2 - Single Family | Existing | Water Heating | Natural Gas | Water Heater > 55 gal. | E2 | ENERGY STAR (3.2) - UEF 0.78 | Baseline Forecast | 0 | 163.4953 | 299.2008 | 411.2737 | 503.5874 | 579.1355 | 643.1868 | 694.6155 | 735.4276 | 768.0483 | 806.3892 | 837.4302 | 843.9034 | 834.5937 | 816.6559 | 794.9322 | 772.775 | 752.0406 | 734.6922 | 728.1782 | 730.022 | 736.6961 | 0 | 0 | 0 | 0 | 0 | 0 | 0 | 0
Residential_CZ2 - Single Family_Existing_Water Heating_Natural Gas_Water Heater > 55 gal._E3_Baseline Forecast | Residential | CZ2 - Single Family | Existing | Water Heating | Natural Gas | Water Heater > 55 gal. | E3 | Condensing (UEF 0.82) | Baseline Forecast | 0 | 7.9615 | 14.6195 | 20.1475 | 24.7134 | 28.4757 | 31.5548 | 34.0369 | 36.0229 | 37.5927 | 38.8426 | 40.3268 | 40.5488 | 40.0734 | 39.1881 | 38.1302 | 37.0528 | 36.0424 | 35.1979 | 34.8789 | 34.959 | 35.2622 | 0 | 0 | 0 | 0 | 0 | 0 | 0 | 0
Residential_CZ2 - Single Family_Existing_Water Heating_Natural Gas_Water Heater > 55 gal._E4_Baseline Forecast | Residential | CZ2 - Single Family | Existing | Water Heating | Natural Gas | Water Heater > 55 gal. | E4 | Instantaneous - ENERGY STAR (UEF 0.87) | Baseline Forecast | 0 | 0 | 0 | 0 | 0 | 0 | 0 | 0 | 0 | 0 | 0 | 0 | 0 | 0 | 0 | 0 | 0 | 0 | 0 | 0 | 0 | 0 | 0 | 0 | 0 | 0 | 0 | 0 | 0 | 0
Residential_CZ2 - Single Family_Existing_Water Heating_Natural Gas_Water Heater > 55 gal._E5_Baseline Forecast | Residential | CZ2 - Single Family | Existing | Water Heating | Natural Gas | Water Heater > 55 gal. | E5 | Instantaneous - Condensing (UEF 0.92) | Baseline Forecast | 0 | 0 | 0 | 0 | 0 | 0 | 0 | 0 | 0 | 0 | 0 | 0 | 0 | 0 | 0 | 0 | 0 | 0 | 0 | 0 | 0 | 0 | 0 | 0 | 0 | 0 | 0 | 0 | 0 | 0
Residential_CZ2 - Single Family_Existing_Water Heating_Natural Gas_Water Heater > 55 gal._E6_Baseline Forecast | Residential | CZ2 - Single Family | Existing | Water Heating | Natural Gas | Water Heater > 55 gal. | E6 | NEEA Gas-Fired Absorption HPWH (EF 1.3) | Baseline Forecast | 0 | 0 | 0 | 0 | 0 | 0 | 0 | 0 | 0 | 0 | 0 | 0 | 0 | 0 | 0 | 0 | 0 | 0 | 0 | 0 | 0 | 0 | 0 | 0 | 0 | 0 | 0 | 0 | 0 | 0
Residential_CZ2 - Single Family_Existing_Water Heating_Natural Gas_Water Heater > 55 gal._E7_Baseline Forecast | Residential | CZ2 - Single Family | Existing | Water Heating | Natural Gas | Water Heater > 55 gal. | E7 | NEEA Gas-Fired Absorption HPWH (EF 1.7) | Baseline Forecast | 0 | 0 | 0 | 0 | 0 | 0 | 0 | 0 | 0 | 0 | 0 | 0 | 0 | 0 | 0 | 0 | 0 | 0 | 0 | 0 | 0 | 0 | 0 | 0 | 0 | 0 | 0 | 0 | 0 | 0
Residential_CZ2 - Single Family_Existing_Water Heating_Natural Gas_Water Heater > 55 gal._E8_Baseline Forecast | Residential | CZ2 - Single Family | Existing | Water Heating | Natural Gas | Water Heater > 55 gal. | E8 |  | Baseline Forecast | 0 | 0 | 0 | 0 | 0 | 0 | 0 | 0 | 0 | 0 | 0 | 0 | 0 | 0 | 0 | 0 | 0 | 0 | 0 | 0 | 0 | 0 | 0 | 0 | 0 | 0 | 0 | 0 | 0 | 0
Residential_CZ2 - Single Family_Existing_Water Heating_Natural Gas_Water Heater > 55 gal._E9_Baseline Forecast | Residential | CZ2 - Single Family | Existing | Water Heating | Natural Gas | Water Heater > 55 gal. | E9 |  | Baseline Forecast | 0 | 0 | 0 | 0 | 0 | 0 | 0 | 0 | 0 | 0 | 0 | 0 | 0 | 0 | 0 | 0 | 0 | 0 | 0 | 0 | 0 | 0 | 0 | 0 | 0 | 0 | 0 | 0 | 0 | 0
Residential_CZ2 - Single Family_Existing_Water Heating_Natural Gas_Water Heater > 55 gal._E10_Baseline Forecast | Residential | CZ2 - Single Family | Existing | Water Heating | Natural Gas | Water Heater > 55 gal. | E10 |  | Baseline Forecast | 0 | 0 | 0 | 0 | 0 | 0 | 0 | 0 | 0 | 0 | 0 | 0 | 0 | 0 | 0 | 0 | 0 | 0 | 0 | 0 | 0 | 0 | 0 | 0 | 0 | 0 | 0 | 0 | 0 | 0
Residential_CZ2 - Single Family_Existing_Appliances_Natural Gas_Clothes Dryer_E1_Baseline Forecast | Residential | CZ2 - Single Family | Existing | Appliances | Natural Gas | Clothes Dryer | E1 | Standard | Baseline Forecast | 0 | 68.6363 | 73.9539 | 78.8349 | 83.3129 | 87.4264 | 91.1605 | 89.0281 | 87.0635 | 85.2407 | 81.7967 | 80.4203 | 78.8944 | 78.0699 | 77.6784 | 77.6652 | 77.9527 | 78.487 | 78.8249 | 79.0111 | 79.0418 | 78.9173 | 0 | 0 | 0 | 0 | 0 | 0 | 0 | 0
Residential_CZ2 - Single Family_Existing_Appliances_Natural Gas_Clothes Dryer_E2_Baseline Forecast | Residential | CZ2 - Single Family | Existing | Appliances | Natural Gas | Clothes Dryer | E2 | NEEA/ENERGY STAR (CE >60%) | Baseline Forecast | 0 | 54.9033 | 59.1019 | 62.9604 | 66.5062 | 69.7566 | 72.7785 | 71.1013 | 69.5404 | 68.0996 | 68.5215 | 67.0983 | 66.3959 | 65.886 | 65.7082 | 65.8033 | 66.1478 | 66.7064 | 67.088 | 67.2983 | 67.3864 | 67.392 | 0 | 0 | 0 | 0 | 0 | 0 | 0 | 0
Residential_CZ2 - Single Family_Existing_Appliances_Natural Gas_Clothes Dryer_E3_Baseline Forecast | Residential | CZ2 - Single Family | Existing | Appliances | Natural Gas | Clothes Dryer | E3 |  | Baseline Forecast | 0 | 0 | 0 | 0 | 0 | 0 | 0 | 0 | 0 | 0 | 0 | 0 | 0 | 0 | 0 | 0 | 0 | 0 | 0 | 0 | 0 | 0 | 0 | 0 | 0 | 0 | 0 | 0 | 0 | 0
Residential_CZ2 - Single Family_Existing_Appliances_Natural Gas_Clothes Dryer_E4_Baseline Forecast | Residential | CZ2 - Single Family | Existing | Appliances | Natural Gas | Clothes Dryer | E4 |  | Baseline Forecast | 0 | 0 | 0 | 0 | 0 | 0 | 0 | 0 | 0 | 0 | 0 | 0 | 0 | 0 | 0 | 0 | 0 | 0 | 0 | 0 | 0 | 0 | 0 | 0 | 0 | 0 | 0 | 0 | 0 | 0
Residential_CZ2 - Single Family_Existing_Appliances_Natural Gas_Clothes Dryer_E5_Baseline Forecast | Residential | CZ2 - Single Family | Existing | Appliances | Natural Gas | Clothes Dryer | E5 |  | Baseline Forecast | 0 | 0 | 0 | 0 | 0 | 0 | 0 | 0 | 0 | 0 | 0 | 0 | 0 | 0 | 0 | 0 | 0 | 0 | 0 | 0 | 0 | 0 | 0 | 0 | 0 | 0 | 0 | 0 | 0 | 0
Residential_CZ2 - Single Family_Existing_Appliances_Natural Gas_Clothes Dryer_E6_Baseline Forecast | Residential | CZ2 - Single Family | Existing | Appliances | Natural Gas | Clothes Dryer | E6 |  | Baseline Forecast | 0 | 0 | 0 | 0 | 0 | 0 | 0 | 0 | 0 | 0 | 0 | 0 | 0 | 0 | 0 | 0 | 0 | 0 | 0 | 0 | 0 | 0 | 0 | 0 | 0 | 0 | 0 | 0 | 0 | 0
Residential_CZ2 - Single Family_Existing_Appliances_Natural Gas_Clothes Dryer_E7_Baseline Forecast | Residential | CZ2 - Single Family | Existing | Appliances | Natural Gas | Clothes Dryer | E7 |  | Baseline Forecast | 0 | 0 | 0 | 0 | 0 | 0 | 0 | 0 | 0 | 0 | 0 | 0 | 0 | 0 | 0 | 0 | 0 | 0 | 0 | 0 | 0 | 0 | 0 | 0 | 0 | 0 | 0 | 0 | 0 | 0
Residential_CZ2 - Single Family_Existing_Appliances_Natural Gas_Clothes Dryer_E8_Baseline Forecast | Residential | CZ2 - Single Family | Existing | Appliances | Natural Gas | Clothes Dryer | E8 |  | Baseline Forecast | 0 | 0 | 0 | 0 | 0 | 0 | 0 | 0 | 0 | 0 | 0 | 0 | 0 | 0 | 0 | 0 | 0 | 0 | 0 | 0 | 0 | 0 | 0 | 0 | 0 | 0 | 0 | 0 | 0 | 0
Residential_CZ2 - Single Family_Existing_Appliances_Natural Gas_Clothes Dryer_E9_Baseline Forecast | Residential | CZ2 - Single Family | Existing | Appliances | Natural Gas | Clothes Dryer | E9 |  | Baseline Forecast | 0 | 0 | 0 | 0 | 0 | 0 | 0 | 0 | 0 | 0 | 0 | 0 | 0 | 0 | 0 | 0 | 0 | 0 | 0 | 0 | 0 | 0 | 0 | 0 | 0 | 0 | 0 | 0 | 0 | 0
Residential_CZ2 - Single Family_Existing_Appliances_Natural Gas_Clothes Dryer_E10_Baseline Forecast | Residential | CZ2 - Single Family | Existing | Appliances | Natural Gas | Clothes Dryer | E10 |  | Baseline Forecast | 0 | 0 | 0 | 0 | 0 | 0 | 0 | 0 | 0 | 0 | 0 | 0 | 0 | 0 | 0 | 0 | 0 | 0 | 0 | 0 | 0 | 0 | 0 | 0 | 0 | 0 | 0 | 0 | 0 | 0
Residential_CZ2 - Single Family_Existing_Appliances_Natural Gas_Stove/Oven_E1_Baseline Forecast | Residential | CZ2 - Single Family | Existing | Appliances | Natural Gas | Stove/Oven | E1 | Typical - (914 + 1915 IAEC) | Baseline Forecast | 0 | 589.2948 | 567.842 | 549.3047 | 533.273 | 517.8891 | 504.2082 | 492.4761 | 482.4112 | 473.6574 | 456.9965 | 472.0747 | 480.4692 | 485.9588 | 488.4393 | 488.5024 | 486.6913 | 483.5028 | 641.8839 | 608.0282 | 578.8148 | 556.4777 | 0 | 0 | 0 | 0 | 0 | 0 | 0 | 0
Residential_CZ2 - Single Family_Existing_Appliances_Natural Gas_Stove/Oven_E2_Baseline Forecast | Residential | CZ2 - Single Family | Existing | Appliances | Natural Gas | Stove/Oven | E2 | High Efficiency (730 + 1660 IAEC) | Baseline Forecast | 0 | 252.9505 | 243.1387 | 234.7763 | 227.644 | 220.7896 | 215.2996 | 210.4861 | 206.2522 | 202.63 | 208.5608 | 215.8997 | 222.2936 | 225.6778 | 227.5346 | 228.0569 | 227.6737 | 226.6583 | 301.4735 | 285.8654 | 272.4641 | 262.5312 | 0 | 0 | 0 | 0 | 0 | 0 | 0 | 0
Residential_CZ2 - Single Family_Existing_Appliances_Natural Gas_Stove/Oven_E3_Baseline Forecast | Residential | CZ2 - Single Family | Existing | Appliances | Natural Gas | Stove/Oven | E3 |  | Baseline Forecast | 0 | 0 | 0 | 0 | 0 | 0 | 0 | 0 | 0 | 0 | 0 | 0 | 0 | 0 | 0 | 0 | 0 | 0 | 0 | 0 | 0 | 0 | 0 | 0 | 0 | 0 | 0 | 0 | 0 | 0
Residential_CZ2 - Single Family_Existing_Appliances_Natural Gas_Stove/Oven_E4_Baseline Forecast | Residential | CZ2 - Single Family | Existing | Appliances | Natural Gas | Stove/Oven | E4 |  | Baseline Forecast | 0 | 0 | 0 | 0 | 0 | 0 | 0 | 0 | 0 | 0 | 0 | 0 | 0 | 0 | 0 | 0 | 0 | 0 | 0 | 0 | 0 | 0 | 0 | 0 | 0 | 0 | 0 | 0 | 0 | 0
Residential_CZ2 - Single Family_Existing_Appliances_Natural Gas_Stove/Oven_E5_Baseline Forecast | Residential | CZ2 - Single Family | Existing | Appliances | Natural Gas | Stove/Oven | E5 |  | Baseline Forecast | 0 | 0 | 0 | 0 | 0 | 0 | 0 | 0 | 0 | 0 | 0 | 0 | 0 | 0 | 0 | 0 | 0 | 0 | 0 | 0 | 0 | 0 | 0 | 0 | 0 | 0 | 0 | 0 | 0 | 0
Residential_CZ2 - Single Family_Existing_Appliances_Natural Gas_Stove/Oven_E6_Baseline Forecast | Residential | CZ2 - Single Family | Existing | Appliances | Natural Gas | Stove/Oven | E6 |  | Baseline Forecast | 0 | 0 | 0 | 0 | 0 | 0 | 0 | 0 | 0 | 0 | 0 | 0 | 0 | 0 | 0 | 0 | 0 | 0 | 0 | 0 | 0 | 0 | 0 | 0 | 0 | 0 | 0 | 0 | 0 | 0
Residential_CZ2 - Single Family_Existing_Appliances_Natural Gas_Stove/Oven_E7_Baseline Forecast | Residential | CZ2 - Single Family | Existing | Appliances | Natural Gas | Stove/Oven | E7 |  | Baseline Forecast | 0 | 0 | 0 | 0 | 0 | 0 | 0 | 0 | 0 | 0 | 0 | 0 | 0 | 0 | 0 | 0 | 0 | 0 | 0 | 0 | 0 | 0 | 0 | 0 | 0 | 0 | 0 | 0 | 0 | 0
Residential_CZ2 - Single Family_Existing_Appliances_Natural Gas_Stove/Oven_E8_Baseline Forecast | Residential | CZ2 - Single Family | Existing | Appliances | Natural Gas | Stove/Oven | E8 |  | Baseline Forecast | 0 | 0 | 0 | 0 | 0 | 0 | 0 | 0 | 0 | 0 | 0 | 0 | 0 | 0 | 0 | 0 | 0 | 0 | 0 | 0 | 0 | 0 | 0 | 0 | 0 | 0 | 0 | 0 | 0 | 0
Residential_CZ2 - Single Family_Existing_Appliances_Natural Gas_Stove/Oven_E9_Baseline Forecast | Residential | CZ2 - Single Family | Existing | Appliances | Natural Gas | Stove/Oven | E9 |  | Baseline Forecast | 0 | 0 | 0 | 0 | 0 | 0 | 0 | 0 | 0 | 0 | 0 | 0 | 0 | 0 | 0 | 0 | 0 | 0 | 0 | 0 | 0 | 0 | 0 | 0 | 0 | 0 | 0 | 0 | 0 | 0
Residential_CZ2 - Single Family_Existing_Appliances_Natural Gas_Stove/Oven_E10_Baseline Forecast | Residential | CZ2 - Single Family | Existing | Appliances | Natural Gas | Stove/Oven | E10 |  | Baseline Forecast | 0 | 0 | 0 | 0 | 0 | 0 | 0 | 0 | 0 | 0 | 0 | 0 | 0 | 0 | 0 | 0 | 0 | 0 | 0 | 0 | 0 | 0 | 0 | 0 | 0 | 0 | 0 | 0 | 0 | 0
Residential_CZ2 - Single Family_Existing_Miscellaneous_Natural Gas_Pool Heater_E1_Baseline Forecast | Residential | CZ2 - Single Family | Existing | Miscellaneous | Natural Gas | Pool Heater | E1 | Standard (EF 0.82) | Baseline Forecast | 0 | 23.4408 | 21.8823 | 20.4668 | 19.181 | 18.0131 | 16.952 | 17.4969 | 17.8511 | 18.0451 | 18.1055 | 18.0551 | 17.9138 | 17.8346 | 17.7947 | 17.7759 | 17.7642 | 17.7491 | 24.9911 | 23.8171 | 22.7914 | 21.8983 | 0 | 0 | 0 | 0 | 0 | 0 | 0 | 0
Residential_CZ2 - Single Family_Existing_Miscellaneous_Natural Gas_Pool Heater_E2_Baseline Forecast | Residential | CZ2 - Single Family | Existing | Miscellaneous | Natural Gas | Pool Heater | E2 | High Efficiency (EF 0.84) | Baseline Forecast | 0 | 1.2337 | 1.1517 | 1.0772 | 1.0095 | 0.94806 | 0.89221 | 0.92089 | 0.93953 | 0.94974 | 0.95292 | 0.95027 | 0.94283 | 0.93867 | 0.93656 | 0.93557 | 0.93496 | 0.93417 | 1.3153 | 1.2535 | 1.1995 | 1.1525 | 0 | 0 | 0 | 0 | 0 | 0 | 0 | 0
Residential_CZ2 - Single Family_Existing_Miscellaneous_Natural Gas_Pool Heater_E3_Baseline Forecast | Residential | CZ2 - Single Family | Existing | Miscellaneous | Natural Gas | Pool Heater | E3 | Condensing (EF .94) | Baseline Forecast | 0 | 0 | 0 | 0 | 0 | 0 | 0 | 0 | 0 | 0 | 0 | 0 | 0 | 0 | 0 | 0 | 0 | 0 | 0 | 0 | 0 | 0 | 0 | 0 | 0 | 0 | 0 | 0 | 0 | 0
Residential_CZ2 - Single Family_Existing_Miscellaneous_Natural Gas_Pool Heater_E4_Baseline Forecast | Residential | CZ2 - Single Family | Existing | Miscellaneous | Natural Gas | Pool Heater | E4 | Condensing w/Imp. HX (EF 0.95) | Baseline Forecast | 0 | 0 | 0 | 0 | 0 | 0 | 0 | 0 | 0 | 0 | 0 | 0 | 0 | 0 | 0 | 0 | 0 | 0 | 0 | 0 | 0 | 0 | 0 | 0 | 0 | 0 | 0 | 0 | 0 | 0
Residential_CZ2 - Single Family_Existing_Miscellaneous_Natural Gas_Pool Heater_E5_Baseline Forecast | Residential | CZ2 - Single Family | Existing | Miscellaneous | Natural Gas | Pool Heater | E5 |  | Baseline Forecast | 0 | 0 | 0 | 0 | 0 | 0 | 0 | 0 | 0 | 0 | 0 | 0 | 0 | 0 | 0 | 0 | 0 | 0 | 0 | 0 | 0 | 0 | 0 | 0 | 0 | 0 | 0 | 0 | 0 | 0
Residential_CZ2 - Single Family_Existing_Miscellaneous_Natural Gas_Pool Heater_E6_Baseline Forecast | Residential | CZ2 - Single Family | Existing | Miscellaneous | Natural Gas | Pool Heater | E6 |  | Baseline Forecast | 0 | 0 | 0 | 0 | 0 | 0 | 0 | 0 | 0 | 0 | 0 | 0 | 0 | 0 | 0 | 0 | 0 | 0 | 0 | 0 | 0 | 0 | 0 | 0 | 0 | 0 | 0 | 0 | 0 | 0
Residential_CZ2 - Single Family_Existing_Miscellaneous_Natural Gas_Pool Heater_E7_Baseline Forecast | Residential | CZ2 - Single Family | Existing | Miscellaneous | Natural Gas | Pool Heater | E7 |  | Baseline Forecast | 0 | 0 | 0 | 0 | 0 | 0 | 0 | 0 | 0 | 0 | 0 | 0 | 0 | 0 | 0 | 0 | 0 | 0 | 0 | 0 | 0 | 0 | 0 | 0 | 0 | 0 | 0 | 0 | 0 | 0
Residential_CZ2 - Single Family_Existing_Miscellaneous_Natural Gas_Pool Heater_E8_Baseline Forecast | Residential | CZ2 - Single Family | Existing | Miscellaneous | Natural Gas | Pool Heater | E8 |  | Baseline Forecast | 0 | 0 | 0 | 0 | 0 | 0 | 0 | 0 | 0 | 0 | 0 | 0 | 0 | 0 | 0 | 0 | 0 | 0 | 0 | 0 | 0 | 0 | 0 | 0 | 0 | 0 | 0 | 0 | 0 | 0
Residential_CZ2 - Single Family_Existing_Miscellaneous_Natural Gas_Pool Heater_E9_Baseline Forecast | Residential | CZ2 - Single Family | Existing | Miscellaneous | Natural Gas | Pool Heater | E9 |  | Baseline Forecast | 0 | 0 | 0 | 0 | 0 | 0 | 0 | 0 | 0 | 0 | 0 | 0 | 0 | 0 | 0 | 0 | 0 | 0 | 0 | 0 | 0 | 0 | 0 | 0 | 0 | 0 | 0 | 0 | 0 | 0
Residential_CZ2 - Single Family_Existing_Miscellaneous_Natural Gas_Pool Heater_E10_Baseline Forecast | Residential | CZ2 - Single Family | Existing | Miscellaneous | Natural Gas | Pool Heater | E10 |  | Baseline Forecast | 0 | 0 | 0 | 0 | 0 | 0 | 0 | 0 | 0 | 0 | 0 | 0 | 0 | 0 | 0 | 0 | 0 | 0 | 0 | 0 | 0 | 0 | 0 | 0 | 0 | 0 | 0 | 0 | 0 | 0
Residential_CZ2 - Single Family_Existing_Miscellaneous_Natural Gas_Miscellaneous_E1_Baseline Forecast | Residential | CZ2 - Single Family | Existing | Miscellaneous | Natural Gas | Miscellaneous | E1 | Default | Baseline Forecast | 0 | 0 | 1244.1075 | 2277.2144 | 3134.7719 | 3846.2756 | 4436.2656 | 3690.973 | 3276.2582 | 3101.7535 | 3098.1253 | 3212.5567 | 3405.1551 | 3442.3692 | 3745.4727 | 3911.628 | 4001.6627 | 4055.8515 | 4099.7743 | 3777.1589 | 3648.9531 | 3635.2943 | 0 | 0 | 0 | 0 | 0 | 0 | 0 | 0
Residential_CZ2 - Single Family_Existing_Miscellaneous_Natural Gas_Miscellaneous_E2_Baseline Forecast | Residential | CZ2 - Single Family | Existing | Miscellaneous | Natural Gas | Miscellaneous | E2 |  | Baseline Forecast | 0 | 0 | 0 | 0 | 0 | 0 | 0 | 0 | 0 | 0 | 0 | 0 | 0 | 0 | 0 | 0 | 0 | 0 | 0 | 0 | 0 | 0 | 0 | 0 | 0 | 0 | 0 | 0 | 0 | 0
Residential_CZ2 - Single Family_Existing_Miscellaneous_Natural Gas_Miscellaneous_E3_Baseline Forecast | Residential | CZ2 - Single Family | Existing | Miscellaneous | Natural Gas | Miscellaneous | E3 |  | Baseline Forecast | 0 | 0 | 0 | 0 | 0 | 0 | 0 | 0 | 0 | 0 | 0 | 0 | 0 | 0 | 0 | 0 | 0 | 0 | 0 | 0 | 0 | 0 | 0 | 0 | 0 | 0 | 0 | 0 | 0 | 0
Residential_CZ2 - Single Family_Existing_Miscellaneous_Natural Gas_Miscellaneous_E4_Baseline Forecast | Residential | CZ2 - Single Family | Existing | Miscellaneous | Natural Gas | Miscellaneous | E4 |  | Baseline Forecast | 0 | 0 | 0 | 0 | 0 | 0 | 0 | 0 | 0 | 0 | 0 | 0 | 0 | 0 | 0 | 0 | 0 | 0 | 0 | 0 | 0 | 0 | 0 | 0 | 0 | 0 | 0 | 0 | 0 | 0
Residential_CZ2 - Single Family_Existing_Miscellaneous_Natural Gas_Miscellaneous_E5_Baseline Forecast | Residential | CZ2 - Single Family | Existing | Miscellaneous | Natural Gas | Miscellaneous | E5 |  | Baseline Forecast | 0 | 0 | 0 | 0 | 0 | 0 | 0 | 0 | 0 | 0 | 0 | 0 | 0 | 0 | 0 | 0 | 0 | 0 | 0 | 0 | 0 | 0 | 0 | 0 | 0 | 0 | 0 | 0 | 0 | 0
Residential_CZ2 - Single Family_Existing_Miscellaneous_Natural Gas_Miscellaneous_E6_Baseline Forecast | Residential | CZ2 - Single Family | Existing | Miscellaneous | Natural Gas | Miscellaneous | E6 |  | Baseline Forecast | 0 | 0 | 0 | 0 | 0 | 0 | 0 | 0 | 0 | 0 | 0 | 0 | 0 | 0 | 0 | 0 | 0 | 0 | 0 | 0 | 0 | 0 | 0 | 0 | 0 | 0 | 0 | 0 | 0 | 0
Residential_CZ2 - Single Family_Existing_Miscellaneous_Natural Gas_Miscellaneous_E7_Baseline Forecast | Residential | CZ2 - Single Family | Existing | Miscellaneous | Natural Gas | Miscellaneous | E7 |  | Baseline Forecast | 0 | 0 | 0 | 0 | 0 | 0 | 0 | 0 | 0 | 0 | 0 | 0 | 0 | 0 | 0 | 0 | 0 | 0 | 0 | 0 | 0 | 0 | 0 | 0 | 0 | 0 | 0 | 0 | 0 | 0
Residential_CZ2 - Single Family_Existing_Miscellaneous_Natural Gas_Miscellaneous_E8_Baseline Forecast | Residential | CZ2 - Single Family | Existing | Miscellaneous | Natural Gas | Miscellaneous | E8 |  | Baseline Forecast | 0 | 0 | 0 | 0 | 0 | 0 | 0 | 0 | 0 | 0 | 0 | 0 | 0 | 0 | 0 | 0 | 0 | 0 | 0 | 0 | 0 | 0 | 0 | 0 | 0 | 0 | 0 | 0 | 0 | 0
Residential_CZ2 - Single Family_Existing_Miscellaneous_Natural Gas_Miscellaneous_E9_Baseline Forecast | Residential | CZ2 - Single Family | Existing | Miscellaneous | Natural Gas | Miscellaneous | E9 |  | Baseline Forecast | 0 | 0 | 0 | 0 | 0 | 0 | 0 | 0 | 0 | 0 | 0 | 0 | 0 | 0 | 0 | 0 | 0 | 0 | 0 | 0 | 0 | 0 | 0 | 0 | 0 | 0 | 0 | 0 | 0 | 0
Residential_CZ2 - Single Family_Existing_Miscellaneous_Natural Gas_Miscellaneous_E10_Baseline Forecast | Residential | CZ2 - Single Family | Existing | Miscellaneous | Natural Gas | Miscellaneous | E10 |  | Baseline Forecast | 0 | 0 | 0 | 0 | 0 | 0 | 0 | 0 | 0 | 0 | 0 | 0 | 0 | 0 | 0 | 0 | 0 | 0 | 0 | 0 | 0 | 0 | 0 | 0 | 0 | 0 | 0 | 0 | 0 | 0
Residential_CZ2 - Single Family_New_Space Heating_Natural Gas_Furnace - Direct Fuel_E1_Baseline Forecast | Residential | CZ2 - Single Family | New | Space Heating | Natural Gas | Furnace - Direct Fuel | E1 | AFUE 80% | Baseline Forecast | 0 | 259.4018 | 259.1481 | 426.713 | 415.059 | 0 | 0 | 0 | 0 | 0 | 0 | 0 | 0 | 0 | 0 | 0 | 0 | 0 | 0 | 0 | 0 | 0 | 0 | 0 | 0 | 0 | 0 | 0 | 0 | 0
Residential_CZ2 - Single Family_New_Space Heating_Natural Gas_Furnace - Direct Fuel_E2_Baseline Forecast | Residential | CZ2 - Single Family | New | Space Heating | Natural Gas | Furnace - Direct Fuel | E2 | AFUE 90% | Baseline Forecast | 0 | 3.9921 | 4.1555 | 7.0109 | 8.7778 | 0 | 0 | 0 | 0 | 0 | 0 | 0 | 0 | 0 | 0 | 0 | 0 | 0 | 0 | 0 | 0 | 0 | 0 | 0 | 0 | 0 | 0 | 0 | 0 | 0
Residential_CZ2 - Single Family_New_Space Heating_Natural Gas_Furnace - Direct Fuel_E3_Baseline Forecast | Residential | CZ2 - Single Family | New | Space Heating | Natural Gas | Furnace - Direct Fuel | E3 | AFUE 92% | Baseline Forecast | 0 | 0.21652 | 0.22195 | 0.37225 | 0.4643 | 427.1598 | 429.4461 | 433.0094 | 431.8871 | 431.4871 | 431.831 | 432.198 | 446.9808 | 459.657 | 482.1342 | 501.1931 | 522.0817 | 540.5508 | 558.1449 | 575.4392 | 591.2862 | 621.8862 | 0 | 0 | 0 | 0 | 0 | 0 | 0 | 0
Residential_CZ2 - Single Family_New_Space Heating_Natural Gas_Furnace - Direct Fuel_E4_Baseline Forecast | Residential | CZ2 - Single Family | New | Space Heating | Natural Gas | Furnace - Direct Fuel | E4 | AFUE 95% | Baseline Forecast | 0 | 0.096947 | 0.099381 | 0.16668 | 0.2079 | 0.21717 | 0.23231 | 0.24825 | 0.26429 | 0.28496 | 0.3553 | 0.38339 | 0.43603 | 0.48553 | 0.55306 | 0.62251 | 0.70148 | 0.78313 | 0.87212 | 0.96733 | 1.0681 | 1.2087 | 0 | 0 | 0 | 0 | 0 | 0 | 0 | 0
Residential_CZ2 - Single Family_New_Space Heating_Natural Gas_Furnace - Direct Fuel_E5_Baseline Forecast | Residential | CZ2 - Single Family | New | Space Heating | Natural Gas | Furnace - Direct Fuel | E5 | AFUE 98% | Baseline Forecast | 0 | 0.064632 | 0.066254 | 0.11112 | 0.1386 | 0.14478 | 0.15487 | 0.1655 | 0.17619 | 0.18997 | 0.23687 | 0.25559 | 0.29068 | 0.32368 | 0.3687 | 0.41501 | 0.46765 | 0.52209 | 0.58141 | 0.64489 | 0.71204 | 0.80579 | 0 | 0 | 0 | 0 | 0 | 0 | 0 | 0
Residential_CZ2 - Single Family_New_Space Heating_Natural Gas_Furnace - Direct Fuel_E6_Baseline Forecast | Residential | CZ2 - Single Family | New | Space Heating | Natural Gas | Furnace - Direct Fuel | E6 | Convert to NG Heat Pump | Baseline Forecast | 0 | 0 | 0 | 0 | 0 | 0 | 0 | 0 | 0 | 0 | 0 | 0 | 0 | 0 | 0 | 0 | 0 | 0 | 0 | 0 | 0 | 0 | 0 | 0 | 0 | 0 | 0 | 0 | 0 | 0
Residential_CZ2 - Single Family_New_Space Heating_Natural Gas_Furnace - Direct Fuel_E7_Baseline Forecast | Residential | CZ2 - Single Family | New | Space Heating | Natural Gas | Furnace - Direct Fuel | E7 |  | Baseline Forecast | 0 | 0 | 0 | 0 | 0 | 0 | 0 | 0 | 0 | 0 | 0 | 0 | 0 | 0 | 0 | 0 | 0 | 0 | 0 | 0 | 0 | 0 | 0 | 0 | 0 | 0 | 0 | 0 | 0 | 0
Residential_CZ2 - Single Family_New_Space Heating_Natural Gas_Furnace - Direct Fuel_E8_Baseline Forecast | Residential | CZ2 - Single Family | New | Space Heating | Natural Gas | Furnace - Direct Fuel | E8 |  | Baseline Forecast | 0 | 0 | 0 | 0 | 0 | 0 | 0 | 0 | 0 | 0 | 0 | 0 | 0 | 0 | 0 | 0 | 0 | 0 | 0 | 0 | 0 | 0 | 0 | 0 | 0 | 0 | 0 | 0 | 0 | 0
Residential_CZ2 - Single Family_New_Space Heating_Natural Gas_Furnace - Direct Fuel_E9_Baseline Forecast | Residential | CZ2 - Single Family | New | Space Heating | Natural Gas | Furnace - Direct Fuel | E9 |  | Baseline Forecast | 0 | 0 | 0 | 0 | 0 | 0 | 0 | 0 | 0 | 0 | 0 | 0 | 0 | 0 | 0 | 0 | 0 | 0 | 0 | 0 | 0 | 0 | 0 | 0 | 0 | 0 | 0 | 0 | 0 | 0
Residential_CZ2 - Single Family_New_Space Heating_Natural Gas_Furnace - Direct Fuel_E10_Baseline Forecast | Residential | CZ2 - Single Family | New | Space Heating | Natural Gas | Furnace - Direct Fuel | E10 |  | Baseline Forecast | 0 | 0 | 0 | 0 | 0 | 0 | 0 | 0 | 0 | 0 | 0 | 0 | 0 | 0 | 0 | 0 | 0 | 0 | 0 | 0 | 0 | 0 | 0 | 0 | 0 | 0 | 0 | 0 | 0 | 0
Residential_CZ2 - Single Family_New_Space Heating_Natural Gas_Boiler - Direct Fuel_E1_Baseline Forecast | Residential | CZ2 - Single Family | New | Space Heating | Natural Gas | Boiler - Direct Fuel | E1 | AFUE 82% | Baseline Forecast | 0 | 0 | 0 | 0 | 0 | 0 | 0 | 0 | 0 | 0 | 0 | 0 | 0 | 0 | 0 | 0 | 0 | 0 | 0 | 0 | 0 | 0 | 0 | 0 | 0 | 0 | 0 | 0 | 0 | 0
Residential_CZ2 - Single Family_New_Space Heating_Natural Gas_Boiler - Direct Fuel_E2_Baseline Forecast | Residential | CZ2 - Single Family | New | Space Heating | Natural Gas | Boiler - Direct Fuel | E2 | AFUE 84% | Baseline Forecast | 0 | 0 | 4.3923 | 7.2348 | 7.0459 | 7.0671 | 7.106 | 7.1627 | 7.1126 | 7.1042 | 7.087 | 7.0726 | 7.0404 | 7.1794 | 7.4593 | 7.6958 | 7.9357 | 8.1285 | 8.3417 | 8.5532 | 8.7391 | 9.1323 | 0 | 0 | 0 | 0 | 0 | 0 | 0 | 0
Residential_CZ2 - Single Family_New_Space Heating_Natural Gas_Boiler - Direct Fuel_E3_Baseline Forecast | Residential | CZ2 - Single Family | New | Space Heating | Natural Gas | Boiler - Direct Fuel | E3 | AFUE 85% | Baseline Forecast | 0 | 0.030949 | 0.039217 | 0.064828 | 0.076864 | 0.090604 | 0.09077 | 0.09285 | 0.10859 | 0.10972 | 0.12219 | 0.13294 | 0.14503 | 0.16632 | 0.18648 | 0.20406 | 0.23867 | 0.26371 | 0.28875 | 0.31494 | 0.34406 | 0.39706 | 0 | 0 | 0 | 0 | 0 | 0 | 0 | 0
Residential_CZ2 - Single Family_New_Space Heating_Natural Gas_Boiler - Direct Fuel_E4_Baseline Forecast | Residential | CZ2 - Single Family | New | Space Heating | Natural Gas | Boiler - Direct Fuel | E4 | AFUE 90% | Baseline Forecast | 0 | 0.030949 | 0.039217 | 0.064828 | 0.076864 | 0.090604 | 0.09077 | 0.09285 | 0.10859 | 0.10972 | 0.12219 | 0.13294 | 0.14503 | 0.16632 | 0.18648 | 0.20406 | 0.23867 | 0.26371 | 0.28875 | 0.31494 | 0.34406 | 0.39706 | 0 | 0 | 0 | 0 | 0 | 0 | 0 | 0
Residential_CZ2 - Single Family_New_Space Heating_Natural Gas_Boiler - Direct Fuel_E5_Baseline Forecast | Residential | CZ2 - Single Family | New | Space Heating | Natural Gas | Boiler - Direct Fuel | E5 | AFUE 95% | Baseline Forecast | 0 | 0 | 0 | 0 | 0 | 0 | 0 | 0 | 0 | 0 | 0 | 0 | 0 | 0 | 0 | 0 | 0 | 0.020787 | 0.021496 | 0.022212 | 0.023052 | 0.024184 | 0 | 0 | 0 | 0 | 0 | 0 | 0 | 0
Residential_CZ2 - Single Family_New_Space Heating_Natural Gas_Boiler - Direct Fuel_E6_Baseline Forecast | Residential | CZ2 - Single Family | New | Space Heating | Natural Gas | Boiler - Direct Fuel | E6 | AFUE 96% | Baseline Forecast | 0 | 0 | 0 | 0 | 0 | 0 | 0 | 0 | 0 | 0 | 0 | 0 | 0 | 0 | 0 | 0 | 0 | 0.010238 | 0.010588 | 0.01094 | 0.011354 | 0.011912 | 0 | 0 | 0 | 0 | 0 | 0 | 0 | 0
Residential_CZ2 - Single Family_New_Space Heating_Natural Gas_Boiler - Direct Fuel_E7_Baseline Forecast | Residential | CZ2 - Single Family | New | Space Heating | Natural Gas | Boiler - Direct Fuel | E7 | Convert to NG Heat Pump | Baseline Forecast | 0 | 0 | 0 | 0 | 0 | 0 | 0 | 0 | 0 | 0 | 0 | 0 | 0 | 0 | 0 | 0 | 0 | 0 | 0 | 0 | 0 | 0 | 0 | 0 | 0 | 0 | 0 | 0 | 0 | 0
Residential_CZ2 - Single Family_New_Space Heating_Natural Gas_Boiler - Direct Fuel_E8_Baseline Forecast | Residential | CZ2 - Single Family | New | Space Heating | Natural Gas | Boiler - Direct Fuel | E8 |  | Baseline Forecast | 0 | 0 | 0 | 0 | 0 | 0 | 0 | 0 | 0 | 0 | 0 | 0 | 0 | 0 | 0 | 0 | 0 | 0 | 0 | 0 | 0 | 0 | 0 | 0 | 0 | 0 | 0 | 0 | 0 | 0
Residential_CZ2 - Single Family_New_Space Heating_Natural Gas_Boiler - Direct Fuel_E9_Baseline Forecast | Residential | CZ2 - Single Family | New | Space Heating | Natural Gas | Boiler - Direct Fuel | E9 |  | Baseline Forecast | 0 | 0 | 0 | 0 | 0 | 0 | 0 | 0 | 0 | 0 | 0 | 0 | 0 | 0 | 0 | 0 | 0 | 0 | 0 | 0 | 0 | 0 | 0 | 0 | 0 | 0 | 0 | 0 | 0 | 0
Residential_CZ2 - Single Family_New_Space Heating_Natural Gas_Boiler - Direct Fuel_E10_Baseline Forecast | Residential | CZ2 - Single Family | New | Space Heating | Natural Gas | Boiler - Direct Fuel | E10 |  | Baseline Forecast | 0 | 0 | 0 | 0 | 0 | 0 | 0 | 0 | 0 | 0 | 0 | 0 | 0 | 0 | 0 | 0 | 0 | 0 | 0 | 0 | 0 | 0 | 0 | 0 | 0 | 0 | 0 | 0 | 0 | 0
Residential_CZ2 - Single Family_New_Secondary Heating_Natural Gas_Fireplace_E1_Baseline Forecast | Residential | CZ2 - Single Family | New | Secondary Heating | Natural Gas | Fireplace | E1 | Baseline (50% to 60% FE Rating) | Baseline Forecast | 0 | 195.7434 | 195.6835 | 322.3461 | 315.1282 | 317.2611 | 318.9765 | 321.6405 | 320.8275 | 320.5562 | 320.8984 | 321.2055 | 320.7265 | 319.3612 | 318.4779 | 316.523 | 316.7642 | 333.8106 | 349.293 | 375.4682 | 398.3169 | 430.9482 | 0 | 0 | 0 | 0 | 0 | 0 | 0 | 0
Residential_CZ2 - Single Family_New_Secondary Heating_Natural Gas_Fireplace_E2_Baseline Forecast | Residential | CZ2 - Single Family | New | Secondary Heating | Natural Gas | Fireplace | E2 | Tier 1 (70% FE Rating) | Baseline Forecast | 0 | 0 | 0 | 0 | 0 | 0 | 0 | 0 | 0 | 0 | 0 | 0 | 0 | 0 | 0 | 0 | 0 | 0 | 0 | 0 | 0 | 0 | 0 | 0 | 0 | 0 | 0 | 0 | 0 | 0
Residential_CZ2 - Single Family_New_Secondary Heating_Natural Gas_Fireplace_E3_Baseline Forecast | Residential | CZ2 - Single Family | New | Secondary Heating | Natural Gas | Fireplace | E3 | Tier 2 (77%+ FE Rating) | Baseline Forecast | 0 | 0 | 0 | 0 | 0 | 0 | 0 | 0 | 0 | 0 | 0 | 0 | 0 | 0 | 0 | 0 | 0 | 0 | 0 | 0 | 0 | 0 | 0 | 0 | 0 | 0 | 0 | 0 | 0 | 0
Residential_CZ2 - Single Family_New_Secondary Heating_Natural Gas_Fireplace_E4_Baseline Forecast | Residential | CZ2 - Single Family | New | Secondary Heating | Natural Gas | Fireplace | E4 |  | Baseline Forecast | 0 | 0 | 0 | 0 | 0 | 0 | 0 | 0 | 0 | 0 | 0 | 0 | 0 | 0 | 0 | 0 | 0 | 0 | 0 | 0 | 0 | 0 | 0 | 0 | 0 | 0 | 0 | 0 | 0 | 0
Residential_CZ2 - Single Family_New_Secondary Heating_Natural Gas_Fireplace_E5_Baseline Forecast | Residential | CZ2 - Single Family | New | Secondary Heating | Natural Gas | Fireplace | E5 |  | Baseline Forecast | 0 | 0 | 0 | 0 | 0 | 0 | 0 | 0 | 0 | 0 | 0 | 0 | 0 | 0 | 0 | 0 | 0 | 0 | 0 | 0 | 0 | 0 | 0 | 0 | 0 | 0 | 0 | 0 | 0 | 0
Residential_CZ2 - Single Family_New_Secondary Heating_Natural Gas_Fireplace_E6_Baseline Forecast | Residential | CZ2 - Single Family | New | Secondary Heating | Natural Gas | Fireplace | E6 |  | Baseline Forecast | 0 | 0 | 0 | 0 | 0 | 0 | 0 | 0 | 0 | 0 | 0 | 0 | 0 | 0 | 0 | 0 | 0 | 0 | 0 | 0 | 0 | 0 | 0 | 0 | 0 | 0 | 0 | 0 | 0 | 0
Residential_CZ2 - Single Family_New_Secondary Heating_Natural Gas_Fireplace_E7_Baseline Forecast | Residential | CZ2 - Single Family | New | Secondary Heating | Natural Gas | Fireplace | E7 |  | Baseline Forecast | 0 | 0 | 0 | 0 | 0 | 0 | 0 | 0 | 0 | 0 | 0 | 0 | 0 | 0 | 0 | 0 | 0 | 0 | 0 | 0 | 0 | 0 | 0 | 0 | 0 | 0 | 0 | 0 | 0 | 0
Residential_CZ2 - Single Family_New_Secondary Heating_Natural Gas_Fireplace_E8_Baseline Forecast | Residential | CZ2 - Single Family | New | Secondary Heating | Natural Gas | Fireplace | E8 |  | Baseline Forecast | 0 | 0 | 0 | 0 | 0 | 0 | 0 | 0 | 0 | 0 | 0 | 0 | 0 | 0 | 0 | 0 | 0 | 0 | 0 | 0 | 0 | 0 | 0 | 0 | 0 | 0 | 0 | 0 | 0 | 0
Residential_CZ2 - Single Family_New_Secondary Heating_Natural Gas_Fireplace_E9_Baseline Forecast | Residential | CZ2 - Single Family | New | Secondary Heating | Natural Gas | Fireplace | E9 |  | Baseline Forecast | 0 | 0 | 0 | 0 | 0 | 0 | 0 | 0 | 0 | 0 | 0 | 0 | 0 | 0 | 0 | 0 | 0 | 0 | 0 | 0 | 0 | 0 | 0 | 0 | 0 | 0 | 0 | 0 | 0 | 0
Residential_CZ2 - Single Family_New_Secondary Heating_Natural Gas_Fireplace_E10_Baseline Forecast | Residential | CZ2 - Single Family | New | Secondary Heating | Natural Gas | Fireplace | E10 |  | Baseline Forecast | 0 | 0 | 0 | 0 | 0 | 0 | 0 | 0 | 0 | 0 | 0 | 0 | 0 | 0 | 0 | 0 | 0 | 0 | 0 | 0 | 0 | 0 | 0 | 0 | 0 | 0 | 0 | 0 | 0 | 0
Residential_CZ2 - Single Family_New_Water Heating_Natural Gas_Water Heater <= 55 gal._E1_Baseline Forecast | Residential | CZ2 - Single Family | New | Water Heating | Natural Gas | Water Heater <= 55 gal. | E1 | Baseline (UEF 0.58) | Baseline Forecast | 0 | 31.9162 | 32.5441 | 54.3856 | 53.693 | 54.619 | 54.2251 | 54.2727 | 53.996 | 53.6945 | 48.7628 | 48.6861 | 52.1099 | 55.223 | 60.5985 | 64.8801 | 68.8398 | 72.077 | 74.8775 | 85.7366 | 86.5925 | 94.267 | 0 | 0 | 0 | 0 | 0 | 0 | 0 | 0
Residential_CZ2 - Single Family_New_Water Heating_Natural Gas_Water Heater <= 55 gal._E2_Baseline Forecast | Residential | CZ2 - Single Family | New | Water Heating | Natural Gas | Water Heater <= 55 gal. | E2 | ENERGY STAR (UEF 0.64) | Baseline Forecast | 0 | 188.2649 | 187.571 | 308.2049 | 300.7802 | 302.252 | 304.5753 | 307.5231 | 306.8861 | 306.8837 | 312.1992 | 312.6217 | 340.1136 | 362.4159 | 399.5039 | 429.1079 | 456.694 | 479.6973 | 499.7659 | 573.1472 | 579.952 | 633.5274 | 0 | 0 | 0 | 0 | 0 | 0 | 0 | 0
Residential_CZ2 - Single Family_New_Water Heating_Natural Gas_Water Heater <= 55 gal._E3_Baseline Forecast | Residential | CZ2 - Single Family | New | Water Heating | Natural Gas | Water Heater <= 55 gal. | E3 | Condensing (UEF 0.81) | Baseline Forecast | 0 | 9.1743 | 9.1701 | 15.1069 | 14.767 | 14.8683 | 14.9489 | 15.075 | 15.036 | 15.022 | 15.0393 | 15.0533 | 16.3414 | 17.4004 | 19.1676 | 20.5821 | 21.8966 | 22.9899 | 23.9398 | 27.448 | 27.7671 | 30.3248 | 0 | 0 | 0 | 0 | 0 | 0 | 0 | 0
Residential_CZ2 - Single Family_New_Water Heating_Natural Gas_Water Heater <= 55 gal._E4_Baseline Forecast | Residential | CZ2 - Single Family | New | Water Heating | Natural Gas | Water Heater <= 55 gal. | E4 | Instantaneous - ENERGY STAR (UEF 0.87) | Baseline Forecast | 0 | 0 | 0 | 0 | 0 | 0 | 0 | 0 | 0 | 0 | 0 | 0 | 0 | 0 | 0 | 0 | 0 | 0 | 0 | 0 | 0 | 0 | 0 | 0 | 0 | 0 | 0 | 0 | 0 | 0
Residential_CZ2 - Single Family_New_Water Heating_Natural Gas_Water Heater <= 55 gal._E5_Baseline Forecast | Residential | CZ2 - Single Family | New | Water Heating | Natural Gas | Water Heater <= 55 gal. | E5 | Instantaneous - Condensing (UEF 0.92) | Baseline Forecast | 0 | 0 | 0 | 0 | 0 | 0 | 0 | 0 | 0 | 0 | 0 | 0 | 0 | 0 | 0 | 0 | 0 | 0 | 0 | 0 | 0 | 0 | 0 | 0 | 0 | 0 | 0 | 0 | 0 | 0
Residential_CZ2 - Single Family_New_Water Heating_Natural Gas_Water Heater <= 55 gal._E6_Baseline Forecast | Residential | CZ2 - Single Family | New | Water Heating | Natural Gas | Water Heater <= 55 gal. | E6 | NEEA Gas-Fired Absorption HPWH (EF 1.2) | Baseline Forecast | 0 | 0 | 0 | 0 | 0 | 0 | 0 | 0 | 0 | 0 | 0 | 0 | 0 | 0 | 0 | 0 | 0 | 0 | 0 | 0 | 0 | 0 | 0 | 0 | 0 | 0 | 0 | 0 | 0 | 0
Residential_CZ2 - Single Family_New_Water Heating_Natural Gas_Water Heater <= 55 gal._E7_Baseline Forecast | Residential | CZ2 - Single Family | New | Water Heating | Natural Gas | Water Heater <= 55 gal. | E7 | NEEA Gas-Fired Absorption HPWH (EF 1.7) | Baseline Forecast | 0 | 0 | 0 | 0 | 0 | 0 | 0 | 0 | 0 | 0 | 0 | 0 | 0 | 0 | 0 | 0 | 0 | 0 | 0 | 0 | 0 | 0 | 0 | 0 | 0 | 0 | 0 | 0 | 0 | 0
Residential_CZ2 - Single Family_New_Water Heating_Natural Gas_Water Heater <= 55 gal._E8_Baseline Forecast | Residential | CZ2 - Single Family | New | Water Heating | Natural Gas | Water Heater <= 55 gal. | E8 |  | Baseline Forecast | 0 | 0 | 0 | 0 | 0 | 0 | 0 | 0 | 0 | 0 | 0 | 0 | 0 | 0 | 0 | 0 | 0 | 0 | 0 | 0 | 0 | 0 | 0 | 0 | 0 | 0 | 0 | 0 | 0 | 0
Residential_CZ2 - Single Family_New_Water Heating_Natural Gas_Water Heater <= 55 gal._E9_Baseline Forecast | Residential | CZ2 - Single Family | New | Water Heating | Natural Gas | Water Heater <= 55 gal. | E9 |  | Baseline Forecast | 0 | 0 | 0 | 0 | 0 | 0 | 0 | 0 | 0 | 0 | 0 | 0 | 0 | 0 | 0 | 0 | 0 | 0 | 0 | 0 | 0 | 0 | 0 | 0 | 0 | 0 | 0 | 0 | 0 | 0
Residential_CZ2 - Single Family_New_Water Heating_Natural Gas_Water Heater <= 55 gal._E10_Baseline Forecast | Residential | CZ2 - Single Family | New | Water Heating | Natural Gas | Water Heater <= 55 gal. | E10 |  | Baseline Forecast | 0 | 0 | 0 | 0 | 0 | 0 | 0 | 0 | 0 | 0 | 0 | 0 | 0 | 0 | 0 | 0 | 0 | 0 | 0 | 0 | 0 | 0 | 0 | 0 | 0 | 0 | 0 | 0 | 0 | 0
Residential_CZ2 - Single Family_New_Water Heating_Natural Gas_Water Heater > 55 gal._E1_Baseline Forecast | Residential | CZ2 - Single Family | New | Water Heating | Natural Gas | Water Heater > 55 gal. | E1 | Standard (UEF 0.77) | Baseline Forecast | 0 | 4.6132 | 8.5663 | 14.9701 | 20.0972 | 24.436 | 27.4566 | 30.0536 | 32.2649 | 33.9759 | 32.2315 | 33.7317 | 34.6376 | 35.7901 | 36.9823 | 38.259 | 39.6537 | 41.1227 | 42.6922 | 44.573 | 46.6118 | 48.983 | 0 | 0 | 0 | 0 | 0 | 0 | 0 | 0
Residential_CZ2 - Single Family_New_Water Heating_Natural Gas_Water Heater > 55 gal._E2_Baseline Forecast | Residential | CZ2 - Single Family | New | Water Heating | Natural Gas | Water Heater > 55 gal. | E2 | ENERGY STAR (3.2) - UEF 0.78 | Baseline Forecast | 0 | 27.2117 | 49.3725 | 84.8362 | 112.5815 | 135.2246 | 154.2202 | 170.2915 | 183.3771 | 194.1848 | 206.3595 | 216.5973 | 226.0744 | 234.8824 | 243.8112 | 253.0394 | 263.0688 | 273.6857 | 284.9467 | 297.9695 | 312.182 | 329.1935 | 0 | 0 | 0 | 0 | 0 | 0 | 0 | 0
Residential_CZ2 - Single Family_New_Water Heating_Natural Gas_Water Heater > 55 gal._E3_Baseline Forecast | Residential | CZ2 - Single Family | New | Water Heating | Natural Gas | Water Heater > 55 gal. | E3 | Condensing (UEF 0.82) | Baseline Forecast | 0 | 1.326 | 2.4137 | 4.1583 | 5.5273 | 6.6519 | 7.5693 | 8.3478 | 8.9846 | 9.5054 | 9.9408 | 10.4296 | 10.8622 | 11.2773 | 11.6977 | 12.137 | 12.6131 | 13.1166 | 13.6495 | 14.2698 | 14.9467 | 15.7574 | 0 | 0 | 0 | 0 | 0 | 0 | 0 | 0
Residential_CZ2 - Single Family_New_Water Heating_Natural Gas_Water Heater > 55 gal._E4_Baseline Forecast | Residential | CZ2 - Single Family | New | Water Heating | Natural Gas | Water Heater > 55 gal. | E4 | Instantaneous - ENERGY STAR (UEF 0.87) | Baseline Forecast | 0 | 0 | 0 | 0 | 0 | 0 | 0 | 0 | 0 | 0 | 0 | 0 | 0 | 0 | 0 | 0 | 0 | 0 | 0 | 0 | 0 | 0 | 0 | 0 | 0 | 0 | 0 | 0 | 0 | 0
Residential_CZ2 - Single Family_New_Water Heating_Natural Gas_Water Heater > 55 gal._E5_Baseline Forecast | Residential | CZ2 - Single Family | New | Water Heating | Natural Gas | Water Heater > 55 gal. | E5 | Instantaneous - Condensing (UEF 0.92) | Baseline Forecast | 0 | 0 | 0 | 0 | 0 | 0 | 0 | 0 | 0 | 0 | 0 | 0 | 0 | 0 | 0 | 0 | 0 | 0 | 0 | 0 | 0 | 0 | 0 | 0 | 0 | 0 | 0 | 0 | 0 | 0
Residential_CZ2 - Single Family_New_Water Heating_Natural Gas_Water Heater > 55 gal._E6_Baseline Forecast | Residential | CZ2 - Single Family | New | Water Heating | Natural Gas | Water Heater > 55 gal. | E6 | NEEA Gas-Fired Absorption HPWH (EF 1.3) | Baseline Forecast | 0 | 0 | 0 | 0 | 0 | 0 | 0 | 0 | 0 | 0 | 0 | 0 | 0 | 0 | 0 | 0 | 0 | 0 | 0 | 0 | 0 | 0 | 0 | 0 | 0 | 0 | 0 | 0 | 0 | 0
Residential_CZ2 - Single Family_New_Water Heating_Natural Gas_Water Heater > 55 gal._E7_Baseline Forecast | Residential | CZ2 - Single Family | New | Water Heating | Natural Gas | Water Heater > 55 gal. | E7 | NEEA Gas-Fired Absorption HPWH (EF 1.7) | Baseline Forecast | 0 | 0 | 0 | 0 | 0 | 0 | 0 | 0 | 0 | 0 | 0 | 0 | 0 | 0 | 0 | 0 | 0 | 0 | 0 | 0 | 0 | 0 | 0 | 0 | 0 | 0 | 0 | 0 | 0 | 0
Residential_CZ2 - Single Family_New_Water Heating_Natural Gas_Water Heater > 55 gal._E8_Baseline Forecast | Residential | CZ2 - Single Family | New | Water Heating | Natural Gas | Water Heater > 55 gal. | E8 |  | Baseline Forecast | 0 | 0 | 0 | 0 | 0 | 0 | 0 | 0 | 0 | 0 | 0 | 0 | 0 | 0 | 0 | 0 | 0 | 0 | 0 | 0 | 0 | 0 | 0 | 0 | 0 | 0 | 0 | 0 | 0 | 0
Residential_CZ2 - Single Family_New_Water Heating_Natural Gas_Water Heater > 55 gal._E9_Baseline Forecast | Residential | CZ2 - Single Family | New | Water Heating | Natural Gas | Water Heater > 55 gal. | E9 |  | Baseline Forecast | 0 | 0 | 0 | 0 | 0 | 0 | 0 | 0 | 0 | 0 | 0 | 0 | 0 | 0 | 0 | 0 | 0 | 0 | 0 | 0 | 0 | 0 | 0 | 0 | 0 | 0 | 0 | 0 | 0 | 0
Residential_CZ2 - Single Family_New_Water Heating_Natural Gas_Water Heater > 55 gal._E10_Baseline Forecast | Residential | CZ2 - Single Family | New | Water Heating | Natural Gas | Water Heater > 55 gal. | E10 |  | Baseline Forecast | 0 | 0 | 0 | 0 | 0 | 0 | 0 | 0 | 0 | 0 | 0 | 0 | 0 | 0 | 0 | 0 | 0 | 0 | 0 | 0 | 0 | 0 | 0 | 0 | 0 | 0 | 0 | 0 | 0 | 0
Residential_CZ2 - Single Family_New_Appliances_Natural Gas_Clothes Dryer_E1_Baseline Forecast | Residential | CZ2 - Single Family | New | Appliances | Natural Gas | Clothes Dryer | E1 | Standard | Baseline Forecast | 0 | 19.1137 | 19.1151 | 31.4976 | 30.7991 | 31.0133 | 31.1736 | 31.4294 | 31.3473 | 31.3181 | 30.6897 | 30.775 | 32.0456 | 33.1987 | 35.2278 | 36.9456 | 38.7386 | 40.3082 | 41.7737 | 43.1881 | 44.4579 | 46.7216 | 0 | 0 | 0 | 0 | 0 | 0 | 0 | 0
Residential_CZ2 - Single Family_New_Appliances_Natural Gas_Clothes Dryer_E2_Baseline Forecast | Residential | CZ2 - Single Family | New | Appliances | Natural Gas | Clothes Dryer | E2 | NEEA/ENERGY STAR (CE >60%) | Baseline Forecast | 0 | 15.2881 | 15.2762 | 25.1545 | 24.5844 | 24.7451 | 24.8863 | 25.0986 | 25.0379 | 25.0194 | 25.708 | 25.6767 | 26.9681 | 28.017 | 29.7991 | 31.3015 | 32.8694 | 34.2546 | 35.5529 | 36.7834 | 37.9004 | 39.8955 | 0 | 0 | 0 | 0 | 0 | 0 | 0 | 0
Residential_CZ2 - Single Family_New_Appliances_Natural Gas_Clothes Dryer_E3_Baseline Forecast | Residential | CZ2 - Single Family | New | Appliances | Natural Gas | Clothes Dryer | E3 |  | Baseline Forecast | 0 | 0 | 0 | 0 | 0 | 0 | 0 | 0 | 0 | 0 | 0 | 0 | 0 | 0 | 0 | 0 | 0 | 0 | 0 | 0 | 0 | 0 | 0 | 0 | 0 | 0 | 0 | 0 | 0 | 0
Residential_CZ2 - Single Family_New_Appliances_Natural Gas_Clothes Dryer_E4_Baseline Forecast | Residential | CZ2 - Single Family | New | Appliances | Natural Gas | Clothes Dryer | E4 |  | Baseline Forecast | 0 | 0 | 0 | 0 | 0 | 0 | 0 | 0 | 0 | 0 | 0 | 0 | 0 | 0 | 0 | 0 | 0 | 0 | 0 | 0 | 0 | 0 | 0 | 0 | 0 | 0 | 0 | 0 | 0 | 0
Residential_CZ2 - Single Family_New_Appliances_Natural Gas_Clothes Dryer_E5_Baseline Forecast | Residential | CZ2 - Single Family | New | Appliances | Natural Gas | Clothes Dryer | E5 |  | Baseline Forecast | 0 | 0 | 0 | 0 | 0 | 0 | 0 | 0 | 0 | 0 | 0 | 0 | 0 | 0 | 0 | 0 | 0 | 0 | 0 | 0 | 0 | 0 | 0 | 0 | 0 | 0 | 0 | 0 | 0 | 0
Residential_CZ2 - Single Family_New_Appliances_Natural Gas_Clothes Dryer_E6_Baseline Forecast | Residential | CZ2 - Single Family | New | Appliances | Natural Gas | Clothes Dryer | E6 |  | Baseline Forecast | 0 | 0 | 0 | 0 | 0 | 0 | 0 | 0 | 0 | 0 | 0 | 0 | 0 | 0 | 0 | 0 | 0 | 0 | 0 | 0 | 0 | 0 | 0 | 0 | 0 | 0 | 0 | 0 | 0 | 0
Residential_CZ2 - Single Family_New_Appliances_Natural Gas_Clothes Dryer_E7_Baseline Forecast | Residential | CZ2 - Single Family | New | Appliances | Natural Gas | Clothes Dryer | E7 |  | Baseline Forecast | 0 | 0 | 0 | 0 | 0 | 0 | 0 | 0 | 0 | 0 | 0 | 0 | 0 | 0 | 0 | 0 | 0 | 0 | 0 | 0 | 0 | 0 | 0 | 0 | 0 | 0 | 0 | 0 | 0 | 0
Residential_CZ2 - Single Family_New_Appliances_Natural Gas_Clothes Dryer_E8_Baseline Forecast | Residential | CZ2 - Single Family | New | Appliances | Natural Gas | Clothes Dryer | E8 |  | Baseline Forecast | 0 | 0 | 0 | 0 | 0 | 0 | 0 | 0 | 0 | 0 | 0 | 0 | 0 | 0 | 0 | 0 | 0 | 0 | 0 | 0 | 0 | 0 | 0 | 0 | 0 | 0 | 0 | 0 | 0 | 0
Residential_CZ2 - Single Family_New_Appliances_Natural Gas_Clothes Dryer_E9_Baseline Forecast | Residential | CZ2 - Single Family | New | Appliances | Natural Gas | Clothes Dryer | E9 |  | Baseline Forecast | 0 | 0 | 0 | 0 | 0 | 0 | 0 | 0 | 0 | 0 | 0 | 0 | 0 | 0 | 0 | 0 | 0 | 0 | 0 | 0 | 0 | 0 | 0 | 0 | 0 | 0 | 0 | 0 | 0 | 0
Residential_CZ2 - Single Family_New_Appliances_Natural Gas_Clothes Dryer_E10_Baseline Forecast | Residential | CZ2 - Single Family | New | Appliances | Natural Gas | Clothes Dryer | E10 |  | Baseline Forecast | 0 | 0 | 0 | 0 | 0 | 0 | 0 | 0 | 0 | 0 | 0 | 0 | 0 | 0 | 0 | 0 | 0 | 0 | 0 | 0 | 0 | 0 | 0 | 0 | 0 | 0 | 0 | 0 | 0 | 0
Residential_CZ2 - Single Family_New_Appliances_Natural Gas_Stove/Oven_E1_Baseline Forecast | Residential | CZ2 - Single Family | New | Appliances | Natural Gas | Stove/Oven | E1 | Typical - (914 + 1915 IAEC) | Baseline Forecast | 0 | 69.9605 | 69.9908 | 115.3583 | 112.8174 | 113.6237 | 114.1836 | 115.1056 | 114.804 | 114.6846 | 112.5564 | 122.3913 | 130.1456 | 142.9896 | 153.7208 | 162.6197 | 170.9752 | 177.91 | 203.6091 | 206.0087 | 220.7784 | 225.2484 | 0 | 0 | 0 | 0 | 0 | 0 | 0 | 0
Residential_CZ2 - Single Family_New_Appliances_Natural Gas_Stove/Oven_E2_Baseline Forecast | Residential | CZ2 - Single Family | New | Appliances | Natural Gas | Stove/Oven | E2 | High Efficiency (730 + 1660 IAEC) | Baseline Forecast | 0 | 30.0298 | 29.9689 | 49.3037 | 48.1575 | 48.4408 | 48.7571 | 49.196 | 49.0822 | 49.0631 | 51.3661 | 55.9724 | 60.2128 | 66.4053 | 71.6111 | 75.9162 | 79.9828 | 83.402 | 95.6269 | 96.8528 | 103.9264 | 106.267 | 0 | 0 | 0 | 0 | 0 | 0 | 0 | 0
Residential_CZ2 - Single Family_New_Appliances_Natural Gas_Stove/Oven_E3_Baseline Forecast | Residential | CZ2 - Single Family | New | Appliances | Natural Gas | Stove/Oven | E3 |  | Baseline Forecast | 0 | 0 | 0 | 0 | 0 | 0 | 0 | 0 | 0 | 0 | 0 | 0 | 0 | 0 | 0 | 0 | 0 | 0 | 0 | 0 | 0 | 0 | 0 | 0 | 0 | 0 | 0 | 0 | 0 | 0
Residential_CZ2 - Single Family_New_Appliances_Natural Gas_Stove/Oven_E4_Baseline Forecast | Residential | CZ2 - Single Family | New | Appliances | Natural Gas | Stove/Oven | E4 |  | Baseline Forecast | 0 | 0 | 0 | 0 | 0 | 0 | 0 | 0 | 0 | 0 | 0 | 0 | 0 | 0 | 0 | 0 | 0 | 0 | 0 | 0 | 0 | 0 | 0 | 0 | 0 | 0 | 0 | 0 | 0 | 0
Residential_CZ2 - Single Family_New_Appliances_Natural Gas_Stove/Oven_E5_Baseline Forecast | Residential | CZ2 - Single Family | New | Appliances | Natural Gas | Stove/Oven | E5 |  | Baseline Forecast | 0 | 0 | 0 | 0 | 0 | 0 | 0 | 0 | 0 | 0 | 0 | 0 | 0 | 0 | 0 | 0 | 0 | 0 | 0 | 0 | 0 | 0 | 0 | 0 | 0 | 0 | 0 | 0 | 0 | 0
Residential_CZ2 - Single Family_New_Appliances_Natural Gas_Stove/Oven_E6_Baseline Forecast | Residential | CZ2 - Single Family | New | Appliances | Natural Gas | Stove/Oven | E6 |  | Baseline Forecast | 0 | 0 | 0 | 0 | 0 | 0 | 0 | 0 | 0 | 0 | 0 | 0 | 0 | 0 | 0 | 0 | 0 | 0 | 0 | 0 | 0 | 0 | 0 | 0 | 0 | 0 | 0 | 0 | 0 | 0
Residential_CZ2 - Single Family_New_Appliances_Natural Gas_Stove/Oven_E7_Baseline Forecast | Residential | CZ2 - Single Family | New | Appliances | Natural Gas | Stove/Oven | E7 |  | Baseline Forecast | 0 | 0 | 0 | 0 | 0 | 0 | 0 | 0 | 0 | 0 | 0 | 0 | 0 | 0 | 0 | 0 | 0 | 0 | 0 | 0 | 0 | 0 | 0 | 0 | 0 | 0 | 0 | 0 | 0 | 0
Residential_CZ2 - Single Family_New_Appliances_Natural Gas_Stove/Oven_E8_Baseline Forecast | Residential | CZ2 - Single Family | New | Appliances | Natural Gas | Stove/Oven | E8 |  | Baseline Forecast | 0 | 0 | 0 | 0 | 0 | 0 | 0 | 0 | 0 | 0 | 0 | 0 | 0 | 0 | 0 | 0 | 0 | 0 | 0 | 0 | 0 | 0 | 0 | 0 | 0 | 0 | 0 | 0 | 0 | 0
Residential_CZ2 - Single Family_New_Appliances_Natural Gas_Stove/Oven_E9_Baseline Forecast | Residential | CZ2 - Single Family | New | Appliances | Natural Gas | Stove/Oven | E9 |  | Baseline Forecast | 0 | 0 | 0 | 0 | 0 | 0 | 0 | 0 | 0 | 0 | 0 | 0 | 0 | 0 | 0 | 0 | 0 | 0 | 0 | 0 | 0 | 0 | 0 | 0 | 0 | 0 | 0 | 0 | 0 | 0
Residential_CZ2 - Single Family_New_Appliances_Natural Gas_Stove/Oven_E10_Baseline Forecast | Residential | CZ2 - Single Family | New | Appliances | Natural Gas | Stove/Oven | E10 |  | Baseline Forecast | 0 | 0 | 0 | 0 | 0 | 0 | 0 | 0 | 0 | 0 | 0 | 0 | 0 | 0 | 0 | 0 | 0 | 0 | 0 | 0 | 0 | 0 | 0 | 0 | 0 | 0 | 0 | 0 | 0 | 0
Residential_CZ2 - Single Family_New_Miscellaneous_Natural Gas_Pool Heater_E1_Baseline Forecast | Residential | CZ2 - Single Family | New | Miscellaneous | Natural Gas | Pool Heater | E1 | Standard (EF 0.82) | Baseline Forecast | 0 | 3.3578 | 3.3568 | 5.5295 | 5.4057 | 5.4423 | 5.4717 | 5.8227 | 6.0862 | 6.5312 | 6.9347 | 7.3047 | 7.6307 | 7.9431 | 8.2572 | 8.5634 | 8.9131 | 9.248 | 10.6519 | 10.8963 | 11.8347 | 12.1841 | 0 | 0 | 0 | 0 | 0 | 0 | 0 | 0
Residential_CZ2 - Single Family_New_Miscellaneous_Natural Gas_Pool Heater_E2_Baseline Forecast | Residential | CZ2 - Single Family | New | Miscellaneous | Natural Gas | Pool Heater | E2 | High Efficiency (EF 0.84) | Baseline Forecast | 0 | 0.17673 | 0.17667 | 0.29103 | 0.28451 | 0.28644 | 0.28799 | 0.30646 | 0.32032 | 0.34375 | 0.36498 | 0.38446 | 0.40162 | 0.41806 | 0.43459 | 0.4507 | 0.46911 | 0.48674 | 0.56062 | 0.57349 | 0.62288 | 0.64127 | 0 | 0 | 0 | 0 | 0 | 0 | 0 | 0
Residential_CZ2 - Single Family_New_Miscellaneous_Natural Gas_Pool Heater_E3_Baseline Forecast | Residential | CZ2 - Single Family | New | Miscellaneous | Natural Gas | Pool Heater | E3 | Condensing (EF .94) | Baseline Forecast | 0 | 0 | 0 | 0 | 0 | 0 | 0 | 0 | 0 | 0 | 0 | 0 | 0 | 0 | 0 | 0 | 0 | 0 | 0 | 0 | 0 | 0 | 0 | 0 | 0 | 0 | 0 | 0 | 0 | 0
Residential_CZ2 - Single Family_New_Miscellaneous_Natural Gas_Pool Heater_E4_Baseline Forecast | Residential | CZ2 - Single Family | New | Miscellaneous | Natural Gas | Pool Heater | E4 | Condensing w/Imp. HX (EF 0.95) | Baseline Forecast | 0 | 0 | 0 | 0 | 0 | 0 | 0 | 0 | 0 | 0 | 0 | 0 | 0 | 0 | 0 | 0 | 0 | 0 | 0 | 0 | 0 | 0 | 0 | 0 | 0 | 0 | 0 | 0 | 0 | 0
Residential_CZ2 - Single Family_New_Miscellaneous_Natural Gas_Pool Heater_E5_Baseline Forecast | Residential | CZ2 - Single Family | New | Miscellaneous | Natural Gas | Pool Heater | E5 |  | Baseline Forecast | 0 | 0 | 0 | 0 | 0 | 0 | 0 | 0 | 0 | 0 | 0 | 0 | 0 | 0 | 0 | 0 | 0 | 0 | 0 | 0 | 0 | 0 | 0 | 0 | 0 | 0 | 0 | 0 | 0 | 0
Residential_CZ2 - Single Family_New_Miscellaneous_Natural Gas_Pool Heater_E6_Baseline Forecast | Residential | CZ2 - Single Family | New | Miscellaneous | Natural Gas | Pool Heater | E6 |  | Baseline Forecast | 0 | 0 | 0 | 0 | 0 | 0 | 0 | 0 | 0 | 0 | 0 | 0 | 0 | 0 | 0 | 0 | 0 | 0 | 0 | 0 | 0 | 0 | 0 | 0 | 0 | 0 | 0 | 0 | 0 | 0
Residential_CZ2 - Single Family_New_Miscellaneous_Natural Gas_Pool Heater_E7_Baseline Forecast | Residential | CZ2 - Single Family | New | Miscellaneous | Natural Gas | Pool Heater | E7 |  | Baseline Forecast | 0 | 0 | 0 | 0 | 0 | 0 | 0 | 0 | 0 | 0 | 0 | 0 | 0 | 0 | 0 | 0 | 0 | 0 | 0 | 0 | 0 | 0 | 0 | 0 | 0 | 0 | 0 | 0 | 0 | 0
Residential_CZ2 - Single Family_New_Miscellaneous_Natural Gas_Pool Heater_E8_Baseline Forecast | Residential | CZ2 - Single Family | New | Miscellaneous | Natural Gas | Pool Heater | E8 |  | Baseline Forecast | 0 | 0 | 0 | 0 | 0 | 0 | 0 | 0 | 0 | 0 | 0 | 0 | 0 | 0 | 0 | 0 | 0 | 0 | 0 | 0 | 0 | 0 | 0 | 0 | 0 | 0 | 0 | 0 | 0 | 0
Residential_CZ2 - Single Family_New_Miscellaneous_Natural Gas_Pool Heater_E9_Baseline Forecast | Residential | CZ2 - Single Family | New | Miscellaneous | Natural Gas | Pool Heater | E9 |  | Baseline Forecast | 0 | 0 | 0 | 0 | 0 | 0 | 0 | 0 | 0 | 0 | 0 | 0 | 0 | 0 | 0 | 0 | 0 | 0 | 0 | 0 | 0 | 0 | 0 | 0 | 0 | 0 | 0 | 0 | 0 | 0
Residential_CZ2 - Single Family_New_Miscellaneous_Natural Gas_Pool Heater_E10_Baseline Forecast | Residential | CZ2 - Single Family | New | Miscellaneous | Natural Gas | Pool Heater | E10 |  | Baseline Forecast | 0 | 0 | 0 | 0 | 0 | 0 | 0 | 0 | 0 | 0 | 0 | 0 | 0 | 0 | 0 | 0 | 0 | 0 | 0 | 0 | 0 | 0 | 0 | 0 | 0 | 0 | 0 | 0 | 0 | 0
Residential_CZ2 - Single Family_New_Miscellaneous_Natural Gas_Miscellaneous_E1_Baseline Forecast | Residential | CZ2 - Single Family | New | Miscellaneous | Natural Gas | Miscellaneous | E1 | Default | Baseline Forecast | 0 | 312.867 | 312.7711 | 515.2226 | 503.6859 | 507.095 | 509.8368 | 566.2393 | 608.3776 | 677.8841 | 734.7917 | 782.8178 | 822.122 | 950.047 | 976.7389 | 1065.1455 | 1091.5716 | 1124.2512 | 1157.7439 | 1222.8033 | 1277.0176 | 1363.175 | 0 | 0 | 0 | 0 | 0 | 0 | 0 | 0
Residential_CZ2 - Single Family_New_Miscellaneous_Natural Gas_Miscellaneous_E2_Baseline Forecast | Residential | CZ2 - Single Family | New | Miscellaneous | Natural Gas | Miscellaneous | E2 |  | Baseline Forecast | 0 | 0 | 0 | 0 | 0 | 0 | 0 | 0 | 0 | 0 | 0 | 0 | 0 | 0 | 0 | 0 | 0 | 0 | 0 | 0 | 0 | 0 | 0 | 0 | 0 | 0 | 0 | 0 | 0 | 0
Residential_CZ2 - Single Family_New_Miscellaneous_Natural Gas_Miscellaneous_E3_Baseline Forecast | Residential | CZ2 - Single Family | New | Miscellaneous | Natural Gas | Miscellaneous | E3 |  | Baseline Forecast | 0 | 0 | 0 | 0 | 0 | 0 | 0 | 0 | 0 | 0 | 0 | 0 | 0 | 0 | 0 | 0 | 0 | 0 | 0 | 0 | 0 | 0 | 0 | 0 | 0 | 0 | 0 | 0 | 0 | 0
Residential_CZ2 - Single Family_New_Miscellaneous_Natural Gas_Miscellaneous_E4_Baseline Forecast | Residential | CZ2 - Single Family | New | Miscellaneous | Natural Gas | Miscellaneous | E4 |  | Baseline Forecast | 0 | 0 | 0 | 0 | 0 | 0 | 0 | 0 | 0 | 0 | 0 | 0 | 0 | 0 | 0 | 0 | 0 | 0 | 0 | 0 | 0 | 0 | 0 | 0 | 0 | 0 | 0 | 0 | 0 | 0
Residential_CZ2 - Single Family_New_Miscellaneous_Natural Gas_Miscellaneous_E5_Baseline Forecast | Residential | CZ2 - Single Family | New | Miscellaneous | Natural Gas | Miscellaneous | E5 |  | Baseline Forecast | 0 | 0 | 0 | 0 | 0 | 0 | 0 | 0 | 0 | 0 | 0 | 0 | 0 | 0 | 0 | 0 | 0 | 0 | 0 | 0 | 0 | 0 | 0 | 0 | 0 | 0 | 0 | 0 | 0 | 0
Residential_CZ2 - Single Family_New_Miscellaneous_Natural Gas_Miscellaneous_E6_Baseline Forecast | Residential | CZ2 - Single Family | New | Miscellaneous | Natural Gas | Miscellaneous | E6 |  | Baseline Forecast | 0 | 0 | 0 | 0 | 0 | 0 | 0 | 0 | 0 | 0 | 0 | 0 | 0 | 0 | 0 | 0 | 0 | 0 | 0 | 0 | 0 | 0 | 0 | 0 | 0 | 0 | 0 | 0 | 0 | 0
Residential_CZ2 - Single Family_New_Miscellaneous_Natural Gas_Miscellaneous_E7_Baseline Forecast | Residential | CZ2 - Single Family | New | Miscellaneous | Natural Gas | Miscellaneous | E7 |  | Baseline Forecast | 0 | 0 | 0 | 0 | 0 | 0 | 0 | 0 | 0 | 0 | 0 | 0 | 0 | 0 | 0 | 0 | 0 | 0 | 0 | 0 | 0 | 0 | 0 | 0 | 0 | 0 | 0 | 0 | 0 | 0
Residential_CZ2 - Single Family_New_Miscellaneous_Natural Gas_Miscellaneous_E8_Baseline Forecast | Residential | CZ2 - Single Family | New | Miscellaneous | Natural Gas | Miscellaneous | E8 |  | Baseline Forecast | 0 | 0 | 0 | 0 | 0 | 0 | 0 | 0 | 0 | 0 | 0 | 0 | 0 | 0 | 0 | 0 | 0 | 0 | 0 | 0 | 0 | 0 | 0 | 0 | 0 | 0 | 0 | 0 | 0 | 0
Residential_CZ2 - Single Family_New_Miscellaneous_Natural Gas_Miscellaneous_E9_Baseline Forecast | Residential | CZ2 - Single Family | New | Miscellaneous | Natural Gas | Miscellaneous | E9 |  | Baseline Forecast | 0 | 0 | 0 | 0 | 0 | 0 | 0 | 0 | 0 | 0 | 0 | 0 | 0 | 0 | 0 | 0 | 0 | 0 | 0 | 0 | 0 | 0 | 0 | 0 | 0 | 0 | 0 | 0 | 0 | 0
Residential_CZ2 - Single Family_New_Miscellaneous_Natural Gas_Miscellaneous_E10_Baseline Forecast | Residential | CZ2 - Single Family | New | Miscellaneous | Natural Gas | Miscellaneous | E10 |  | Baseline Forecast | 0 | 0 | 0 | 0 | 0 | 0 | 0 | 0 | 0 | 0 | 0 | 0 | 0 | 0 | 0 | 0 | 0 | 0 | 0 | 0 | 0 | 0 | 0 | 0 | 0 | 0 | 0 | 0 | 0 | 0
Residential_CZ2 - Multi Family_Existing_Space Heating_Natural Gas_Furnace - Direct Fuel_E1_Baseline Forecast | Residential | CZ2 - Multi Family | Existing | Space Heating | Natural Gas | Furnace - Direct Fuel | E1 | AFUE 80% | Baseline Forecast | 0 | 92.4949 | 90.9259 | 89.3699 | 87.8323 | 0 | 0 | 0 | 0 | 0 | 0 | 0 | 0 | 0 | 0 | 0 | 0 | 0 | 0 | 0 | 0 | 0 | 0 | 0 | 0 | 0 | 0 | 0 | 0 | 0
Residential_CZ2 - Multi Family_Existing_Space Heating_Natural Gas_Furnace - Direct Fuel_E2_Baseline Forecast | Residential | CZ2 - Multi Family | Existing | Space Heating | Natural Gas | Furnace - Direct Fuel | E2 | AFUE 90% | Baseline Forecast | 0 | 53.7535 | 52.2026 | 50.7923 | 49.5141 | 0 | 0 | 0 | 0 | 0 | 0 | 0 | 0 | 0 | 0 | 0 | 0 | 0 | 0 | 0 | 0 | 0 | 0 | 0 | 0 | 0 | 0 | 0 | 0 | 0
Residential_CZ2 - Multi Family_Existing_Space Heating_Natural Gas_Furnace - Direct Fuel_E3_Baseline Forecast | Residential | CZ2 - Multi Family | Existing | Space Heating | Natural Gas | Furnace - Direct Fuel | E3 | AFUE 92% | Baseline Forecast | 0 | 11.9024 | 11.5723 | 11.2701 | 10.9947 | 145.3559 | 142.4988 | 138.713 | 135.1539 | 131.8012 | 128.2195 | 125.2401 | 126.1938 | 126.927 | 127.4717 | 127.8032 | 127.8651 | 127.7463 | 127.4244 | 126.9251 | 126.2974 | 125.5235 | 0 | 0 | 0 | 0 | 0 | 0 | 0 | 0
Residential_CZ2 - Multi Family_Existing_Space Heating_Natural Gas_Furnace - Direct Fuel_E4_Baseline Forecast | Residential | CZ2 - Multi Family | Existing | Space Heating | Natural Gas | Furnace - Direct Fuel | E4 | AFUE 95% | Baseline Forecast | 0 | 9.5219 | 9.2579 | 9.0161 | 8.7958 | 8.5858 | 8.421 | 8.1929 | 7.9725 | 7.7709 | 7.9173 | 7.7407 | 7.8687 | 7.9546 | 8.0411 | 8.1223 | 8.2002 | 8.275 | 8.3317 | 8.37 | 8.3925 | 8.4082 | 0 | 0 | 0 | 0 | 0 | 0 | 0 | 0
Residential_CZ2 - Multi Family_Existing_Space Heating_Natural Gas_Furnace - Direct Fuel_E5_Baseline Forecast | Residential | CZ2 - Multi Family | Existing | Space Heating | Natural Gas | Furnace - Direct Fuel | E5 | AFUE 98% | Baseline Forecast | 0 | 2.3805 | 2.3145 | 2.254 | 2.1989 | 2.1465 | 2.1053 | 2.0482 | 1.9931 | 1.9427 | 1.9793 | 1.9352 | 1.9672 | 1.9887 | 2.0103 | 2.0306 | 2.05 | 2.0688 | 2.0829 | 2.0925 | 2.0981 | 2.1021 | 0 | 0 | 0 | 0 | 0 | 0 | 0 | 0
Residential_CZ2 - Multi Family_Existing_Space Heating_Natural Gas_Furnace - Direct Fuel_E6_Baseline Forecast | Residential | CZ2 - Multi Family | Existing | Space Heating | Natural Gas | Furnace - Direct Fuel | E6 | Convert to NG Heat Pump | Baseline Forecast | 0 | 1.0775 | 0.99071 | 0.9092 | 0.82489 | 0.81045 | 0.78858 | 0.76593 | 0.74091 | 0.70553 | 0.66996 | 0.62912 | 0.6036 | 0.57024 | 0.52709 | 0.47202 | 0.48045 | 0.48656 | 0.48997 | 0.49257 | 0.46747 | 0.44389 | 0 | 0 | 0 | 0 | 0 | 0 | 0 | 0
Residential_CZ2 - Multi Family_Existing_Space Heating_Natural Gas_Furnace - Direct Fuel_E7_Baseline Forecast | Residential | CZ2 - Multi Family | Existing | Space Heating | Natural Gas | Furnace - Direct Fuel | E7 |  | Baseline Forecast | 0 | 0 | 0 | 0 | 0 | 0 | 0 | 0 | 0 | 0 | 0 | 0 | 0 | 0 | 0 | 0 | 0 | 0 | 0 | 0 | 0 | 0 | 0 | 0 | 0 | 0 | 0 | 0 | 0 | 0
Residential_CZ2 - Multi Family_Existing_Space Heating_Natural Gas_Furnace - Direct Fuel_E8_Baseline Forecast | Residential | CZ2 - Multi Family | Existing | Space Heating | Natural Gas | Furnace - Direct Fuel | E8 |  | Baseline Forecast | 0 | 0 | 0 | 0 | 0 | 0 | 0 | 0 | 0 | 0 | 0 | 0 | 0 | 0 | 0 | 0 | 0 | 0 | 0 | 0 | 0 | 0 | 0 | 0 | 0 | 0 | 0 | 0 | 0 | 0
Residential_CZ2 - Multi Family_Existing_Space Heating_Natural Gas_Furnace - Direct Fuel_E9_Baseline Forecast | Residential | CZ2 - Multi Family | Existing | Space Heating | Natural Gas | Furnace - Direct Fuel | E9 |  | Baseline Forecast | 0 | 0 | 0 | 0 | 0 | 0 | 0 | 0 | 0 | 0 | 0 | 0 | 0 | 0 | 0 | 0 | 0 | 0 | 0 | 0 | 0 | 0 | 0 | 0 | 0 | 0 | 0 | 0 | 0 | 0
Residential_CZ2 - Multi Family_Existing_Space Heating_Natural Gas_Furnace - Direct Fuel_E10_Baseline Forecast | Residential | CZ2 - Multi Family | Existing | Space Heating | Natural Gas | Furnace - Direct Fuel | E10 |  | Baseline Forecast | 0 | 0 | 0 | 0 | 0 | 0 | 0 | 0 | 0 | 0 | 0 | 0 | 0 | 0 | 0 | 0 | 0 | 0 | 0 | 0 | 0 | 0 | 0 | 0 | 0 | 0 | 0 | 0 | 0 | 0
Residential_CZ2 - Multi Family_Existing_Space Heating_Natural Gas_Boiler - Direct Fuel_E1_Baseline Forecast | Residential | CZ2 - Multi Family | Existing | Space Heating | Natural Gas | Boiler - Direct Fuel | E1 | AFUE 82% | Baseline Forecast | 0 | 0.92511 | 0 | 0 | 0 | 0 | 0 | 0 | 0 | 0 | 0 | 0 | 0 | 0 | 0 | 0 | 0 | 0 | 0 | 0 | 0 | 0 | 0 | 0 | 0 | 0 | 0 | 0 | 0 | 0
Residential_CZ2 - Multi Family_Existing_Space Heating_Natural Gas_Boiler - Direct Fuel_E2_Baseline Forecast | Residential | CZ2 - Multi Family | Existing | Space Heating | Natural Gas | Boiler - Direct Fuel | E2 | AFUE 84% | Baseline Forecast | 0 | 0 | 0.75084 | 0.74355 | 0.73636 | 0.72958 | 0.72205 | 0.70969 | 0.6982 | 0.68696 | 0.6717 | 0.6618 | 0.66217 | 0.66252 | 0.66234 | 0.66181 | 0.66083 | 0.65945 | 0.65719 | 0.65423 | 0.65067 | 0.64642 | 0 | 0 | 0 | 0 | 0 | 0 | 0 | 0
Residential_CZ2 - Multi Family_Existing_Space Heating_Natural Gas_Boiler - Direct Fuel_E3_Baseline Forecast | Residential | CZ2 - Multi Family | Existing | Space Heating | Natural Gas | Boiler - Direct Fuel | E3 | AFUE 85% | Baseline Forecast | 0 | 0.71558 | 0.77855 | 0.76961 | 0.76103 | 0.75274 | 0.745 | 0.73207 | 0.71966 | 0.70782 | 0.69337 | 0.68234 | 0.68212 | 0.68195 | 0.68144 | 0.68068 | 0.67959 | 0.67819 | 0.67641 | 0.67431 | 0.67176 | 0.66893 | 0 | 0 | 0 | 0 | 0 | 0 | 0 | 0
Residential_CZ2 - Multi Family_Existing_Space Heating_Natural Gas_Boiler - Direct Fuel_E4_Baseline Forecast | Residential | CZ2 - Multi Family | Existing | Space Heating | Natural Gas | Boiler - Direct Fuel | E4 | AFUE 90% | Baseline Forecast | 0 | 0.71558 | 0.77855 | 0.76961 | 0.76103 | 0.75274 | 0.745 | 0.73207 | 0.71966 | 0.70782 | 0.69337 | 0.68234 | 0.68212 | 0.68195 | 0.68144 | 0.68068 | 0.67959 | 0.67819 | 0.67641 | 0.67431 | 0.67176 | 0.66893 | 0 | 0 | 0 | 0 | 0 | 0 | 0 | 0
Residential_CZ2 - Multi Family_Existing_Space Heating_Natural Gas_Boiler - Direct Fuel_E5_Baseline Forecast | Residential | CZ2 - Multi Family | Existing | Space Heating | Natural Gas | Boiler - Direct Fuel | E5 | AFUE 95% | Baseline Forecast | 0 | 0.14795 | 0.16059 | 0.15845 | 0.15646 | 0.15446 | 0.15288 | 0.15023 | 0.14754 | 0.14508 | 0.14991 | 0.14763 | 0.14893 | 0.14921 | 0.14943 | 0.14941 | 0.1494 | 0.14942 | 0.14938 | 0.14921 | 0.14913 | 0.14906 | 0 | 0 | 0 | 0 | 0 | 0 | 0 | 0
Residential_CZ2 - Multi Family_Existing_Space Heating_Natural Gas_Boiler - Direct Fuel_E6_Baseline Forecast | Residential | CZ2 - Multi Family | Existing | Space Heating | Natural Gas | Boiler - Direct Fuel | E6 | AFUE 96% | Baseline Forecast | 0 | 0.07287 | 0.079095 | 0.078042 | 0.077061 | 0.076078 | 0.075297 | 0.073994 | 0.072667 | 0.071456 | 0.073838 | 0.072715 | 0.073351 | 0.073492 | 0.073599 | 0.073591 | 0.073586 | 0.073595 | 0.073575 | 0.073489 | 0.07345 | 0.073418 | 0 | 0 | 0 | 0 | 0 | 0 | 0 | 0
Residential_CZ2 - Multi Family_Existing_Space Heating_Natural Gas_Boiler - Direct Fuel_E7_Baseline Forecast | Residential | CZ2 - Multi Family | Existing | Space Heating | Natural Gas | Boiler - Direct Fuel | E7 | Convert to NG Heat Pump | Baseline Forecast | 0 | 0 | 0 | 0 | 0 | 0 | 0 | 0 | 0 | 0 | 0 | 0 | 0 | 0 | 0 | 0 | 0 | 0 | 0 | 0 | 0 | 0 | 0 | 0 | 0 | 0 | 0 | 0 | 0 | 0
Residential_CZ2 - Multi Family_Existing_Space Heating_Natural Gas_Boiler - Direct Fuel_E8_Baseline Forecast | Residential | CZ2 - Multi Family | Existing | Space Heating | Natural Gas | Boiler - Direct Fuel | E8 |  | Baseline Forecast | 0 | 0 | 0 | 0 | 0 | 0 | 0 | 0 | 0 | 0 | 0 | 0 | 0 | 0 | 0 | 0 | 0 | 0 | 0 | 0 | 0 | 0 | 0 | 0 | 0 | 0 | 0 | 0 | 0 | 0
Residential_CZ2 - Multi Family_Existing_Space Heating_Natural Gas_Boiler - Direct Fuel_E9_Baseline Forecast | Residential | CZ2 - Multi Family | Existing | Space Heating | Natural Gas | Boiler - Direct Fuel | E9 |  | Baseline Forecast | 0 | 0 | 0 | 0 | 0 | 0 | 0 | 0 | 0 | 0 | 0 | 0 | 0 | 0 | 0 | 0 | 0 | 0 | 0 | 0 | 0 | 0 | 0 | 0 | 0 | 0 | 0 | 0 | 0 | 0
Residential_CZ2 - Multi Family_Existing_Space Heating_Natural Gas_Boiler - Direct Fuel_E10_Baseline Forecast | Residential | CZ2 - Multi Family | Existing | Space Heating | Natural Gas | Boiler - Direct Fuel | E10 |  | Baseline Forecast | 0 | 0 | 0 | 0 | 0 | 0 | 0 | 0 | 0 | 0 | 0 | 0 | 0 | 0 | 0 | 0 | 0 | 0 | 0 | 0 | 0 | 0 | 0 | 0 | 0 | 0 | 0 | 0 | 0 | 0
Residential_CZ2 - Multi Family_Existing_Secondary Heating_Natural Gas_Fireplace_E1_Baseline Forecast | Residential | CZ2 - Multi Family | Existing | Secondary Heating | Natural Gas | Fireplace | E1 | Baseline (50% to 60% FE Rating) | Baseline Forecast | 0 | 31.3513 | 30.3235 | 29.3852 | 28.5278 | 27.7438 | 26.574 | 25.5089 | 24.5388 | 23.6546 | 22.8483 | 23.801 | 24.6511 | 25.4085 | 26.7343 | 27.9198 | 28.9783 | 28.9116 | 28.7636 | 28.5496 | 28.2827 | 27.9742 | 0 | 0 | 0 | 0 | 0 | 0 | 0 | 0
Residential_CZ2 - Multi Family_Existing_Secondary Heating_Natural Gas_Fireplace_E2_Baseline Forecast | Residential | CZ2 - Multi Family | Existing | Secondary Heating | Natural Gas | Fireplace | E2 | Tier 1 (70% FE Rating) | Baseline Forecast | 0 | 0 | 0 | 0 | 0 | 0 | 0 | 0 | 0 | 0 | 0 | 0 | 0 | 0 | 0 | 0 | 0 | 0 | 0 | 0 | 0 | 0 | 0 | 0 | 0 | 0 | 0 | 0 | 0 | 0
Residential_CZ2 - Multi Family_Existing_Secondary Heating_Natural Gas_Fireplace_E3_Baseline Forecast | Residential | CZ2 - Multi Family | Existing | Secondary Heating | Natural Gas | Fireplace | E3 | Tier 2 (77%+ FE Rating) | Baseline Forecast | 0 | 0 | 0 | 0 | 0 | 0 | 0 | 0 | 0 | 0 | 0 | 0 | 0 | 0 | 0 | 0 | 0 | 0 | 0 | 0 | 0 | 0 | 0 | 0 | 0 | 0 | 0 | 0 | 0 | 0
Residential_CZ2 - Multi Family_Existing_Secondary Heating_Natural Gas_Fireplace_E4_Baseline Forecast | Residential | CZ2 - Multi Family | Existing | Secondary Heating | Natural Gas | Fireplace | E4 |  | Baseline Forecast | 0 | 0 | 0 | 0 | 0 | 0 | 0 | 0 | 0 | 0 | 0 | 0 | 0 | 0 | 0 | 0 | 0 | 0 | 0 | 0 | 0 | 0 | 0 | 0 | 0 | 0 | 0 | 0 | 0 | 0
Residential_CZ2 - Multi Family_Existing_Secondary Heating_Natural Gas_Fireplace_E5_Baseline Forecast | Residential | CZ2 - Multi Family | Existing | Secondary Heating | Natural Gas | Fireplace | E5 |  | Baseline Forecast | 0 | 0 | 0 | 0 | 0 | 0 | 0 | 0 | 0 | 0 | 0 | 0 | 0 | 0 | 0 | 0 | 0 | 0 | 0 | 0 | 0 | 0 | 0 | 0 | 0 | 0 | 0 | 0 | 0 | 0
Residential_CZ2 - Multi Family_Existing_Secondary Heating_Natural Gas_Fireplace_E6_Baseline Forecast | Residential | CZ2 - Multi Family | Existing | Secondary Heating | Natural Gas | Fireplace | E6 |  | Baseline Forecast | 0 | 0 | 0 | 0 | 0 | 0 | 0 | 0 | 0 | 0 | 0 | 0 | 0 | 0 | 0 | 0 | 0 | 0 | 0 | 0 | 0 | 0 | 0 | 0 | 0 | 0 | 0 | 0 | 0 | 0
Residential_CZ2 - Multi Family_Existing_Secondary Heating_Natural Gas_Fireplace_E7_Baseline Forecast | Residential | CZ2 - Multi Family | Existing | Secondary Heating | Natural Gas | Fireplace | E7 |  | Baseline Forecast | 0 | 0 | 0 | 0 | 0 | 0 | 0 | 0 | 0 | 0 | 0 | 0 | 0 | 0 | 0 | 0 | 0 | 0 | 0 | 0 | 0 | 0 | 0 | 0 | 0 | 0 | 0 | 0 | 0 | 0
Residential_CZ2 - Multi Family_Existing_Secondary Heating_Natural Gas_Fireplace_E8_Baseline Forecast | Residential | CZ2 - Multi Family | Existing | Secondary Heating | Natural Gas | Fireplace | E8 |  | Baseline Forecast | 0 | 0 | 0 | 0 | 0 | 0 | 0 | 0 | 0 | 0 | 0 | 0 | 0 | 0 | 0 | 0 | 0 | 0 | 0 | 0 | 0 | 0 | 0 | 0 | 0 | 0 | 0 | 0 | 0 | 0
Residential_CZ2 - Multi Family_Existing_Secondary Heating_Natural Gas_Fireplace_E9_Baseline Forecast | Residential | CZ2 - Multi Family | Existing | Secondary Heating | Natural Gas | Fireplace | E9 |  | Baseline Forecast | 0 | 0 | 0 | 0 | 0 | 0 | 0 | 0 | 0 | 0 | 0 | 0 | 0 | 0 | 0 | 0 | 0 | 0 | 0 | 0 | 0 | 0 | 0 | 0 | 0 | 0 | 0 | 0 | 0 | 0
Residential_CZ2 - Multi Family_Existing_Secondary Heating_Natural Gas_Fireplace_E10_Baseline Forecast | Residential | CZ2 - Multi Family | Existing | Secondary Heating | Natural Gas | Fireplace | E10 |  | Baseline Forecast | 0 | 0 | 0 | 0 | 0 | 0 | 0 | 0 | 0 | 0 | 0 | 0 | 0 | 0 | 0 | 0 | 0 | 0 | 0 | 0 | 0 | 0 | 0 | 0 | 0 | 0 | 0 | 0 | 0 | 0
Residential_CZ2 - Multi Family_Existing_Water Heating_Natural Gas_Water Heater <= 55 gal._E1_Baseline Forecast | Residential | CZ2 - Multi Family | Existing | Water Heating | Natural Gas | Water Heater <= 55 gal. | E1 | Baseline (UEF 0.58) | Baseline Forecast | 0 | 30.0984 | 30.9246 | 31.5723 | 32.0608 | 32.5079 | 32.4026 | 31.8797 | 31.5 | 31.1109 | 29.138 | 28.8759 | 28.3882 | 28.1462 | 27.9845 | 27.8906 | 27.8335 | 27.7973 | 27.7174 | 35.3245 | 34.1987 | 33.1547 | 0 | 0 | 0 | 0 | 0 | 0 | 0 | 0
Residential_CZ2 - Multi Family_Existing_Water Heating_Natural Gas_Water Heater <= 55 gal._E2_Baseline Forecast | Residential | CZ2 - Multi Family | Existing | Water Heating | Natural Gas | Water Heater <= 55 gal. | E2 | ENERGY STAR (UEF 0.64) | Baseline Forecast | 0 | 139.7347 | 141.2435 | 142.4811 | 143.4933 | 144.2193 | 145.2192 | 143.6974 | 142.2362 | 140.9578 | 141.4125 | 140.2835 | 139.241 | 138.4956 | 138.0725 | 137.8722 | 137.8384 | 137.9196 | 137.7577 | 175.7312 | 170.3208 | 165.4576 | 0 | 0 | 0 | 0 | 0 | 0 | 0 | 0
Residential_CZ2 - Multi Family_Existing_Water Heating_Natural Gas_Water Heater <= 55 gal._E3_Baseline Forecast | Residential | CZ2 - Multi Family | Existing | Water Heating | Natural Gas | Water Heater <= 55 gal. | E3 | Condensing (UEF 0.81) | Baseline Forecast | 0 | 7.0762 | 7.1737 | 7.2518 | 7.3145 | 7.3637 | 7.4007 | 7.3157 | 7.2385 | 7.1692 | 7.1057 | 7.0479 | 6.9843 | 6.9434 | 6.9188 | 6.9065 | 6.9027 | 6.9044 | 6.8947 | 8.7935 | 8.5212 | 8.2751 | 0 | 0 | 0 | 0 | 0 | 0 | 0 | 0
Residential_CZ2 - Multi Family_Existing_Water Heating_Natural Gas_Water Heater <= 55 gal._E4_Baseline Forecast | Residential | CZ2 - Multi Family | Existing | Water Heating | Natural Gas | Water Heater <= 55 gal. | E4 | Instantaneous - ENERGY STAR (UEF 0.87) | Baseline Forecast | 0 | 0 | 0 | 0 | 0 | 0 | 0 | 0 | 0 | 0 | 0 | 0 | 0 | 0 | 0 | 0 | 0 | 0 | 0 | 0 | 0 | 0 | 0 | 0 | 0 | 0 | 0 | 0 | 0 | 0
Residential_CZ2 - Multi Family_Existing_Water Heating_Natural Gas_Water Heater <= 55 gal._E5_Baseline Forecast | Residential | CZ2 - Multi Family | Existing | Water Heating | Natural Gas | Water Heater <= 55 gal. | E5 | Instantaneous - Condensing (UEF 0.92) | Baseline Forecast | 0 | 0 | 0 | 0 | 0 | 0 | 0 | 0 | 0 | 0 | 0 | 0 | 0 | 0 | 0 | 0 | 0 | 0 | 0 | 0 | 0 | 0 | 0 | 0 | 0 | 0 | 0 | 0 | 0 | 0
Residential_CZ2 - Multi Family_Existing_Water Heating_Natural Gas_Water Heater <= 55 gal._E6_Baseline Forecast | Residential | CZ2 - Multi Family | Existing | Water Heating | Natural Gas | Water Heater <= 55 gal. | E6 | NEEA Gas-Fired Absorption HPWH (EF 1.2) | Baseline Forecast | 0 | 0 | 0 | 0 | 0 | 0 | 0 | 0 | 0 | 0 | 0 | 0 | 0 | 0 | 0 | 0 | 0 | 0 | 0 | 0 | 0 | 0 | 0 | 0 | 0 | 0 | 0 | 0 | 0 | 0
Residential_CZ2 - Multi Family_Existing_Water Heating_Natural Gas_Water Heater <= 55 gal._E7_Baseline Forecast | Residential | CZ2 - Multi Family | Existing | Water Heating | Natural Gas | Water Heater <= 55 gal. | E7 | NEEA Gas-Fired Absorption HPWH (EF 1.7) | Baseline Forecast | 0 | 0 | 0 | 0 | 0 | 0 | 0 | 0 | 0 | 0 | 0 | 0 | 0 | 0 | 0 | 0 | 0 | 0 | 0 | 0 | 0 | 0 | 0 | 0 | 0 | 0 | 0 | 0 | 0 | 0
Residential_CZ2 - Multi Family_Existing_Water Heating_Natural Gas_Water Heater <= 55 gal._E8_Baseline Forecast | Residential | CZ2 - Multi Family | Existing | Water Heating | Natural Gas | Water Heater <= 55 gal. | E8 |  | Baseline Forecast | 0 | 0 | 0 | 0 | 0 | 0 | 0 | 0 | 0 | 0 | 0 | 0 | 0 | 0 | 0 | 0 | 0 | 0 | 0 | 0 | 0 | 0 | 0 | 0 | 0 | 0 | 0 | 0 | 0 | 0
Residential_CZ2 - Multi Family_Existing_Water Heating_Natural Gas_Water Heater <= 55 gal._E9_Baseline Forecast | Residential | CZ2 - Multi Family | Existing | Water Heating | Natural Gas | Water Heater <= 55 gal. | E9 |  | Baseline Forecast | 0 | 0 | 0 | 0 | 0 | 0 | 0 | 0 | 0 | 0 | 0 | 0 | 0 | 0 | 0 | 0 | 0 | 0 | 0 | 0 | 0 | 0 | 0 | 0 | 0 | 0 | 0 | 0 | 0 | 0
Residential_CZ2 - Multi Family_Existing_Water Heating_Natural Gas_Water Heater <= 55 gal._E10_Baseline Forecast | Residential | CZ2 - Multi Family | Existing | Water Heating | Natural Gas | Water Heater <= 55 gal. | E10 |  | Baseline Forecast | 0 | 0 | 0 | 0 | 0 | 0 | 0 | 0 | 0 | 0 | 0 | 0 | 0 | 0 | 0 | 0 | 0 | 0 | 0 | 0 | 0 | 0 | 0 | 0 | 0 | 0 | 0 | 0 | 0 | 0
Residential_CZ2 - Multi Family_Existing_Water Heating_Natural Gas_Water Heater > 55 gal._E1_Baseline Forecast | Residential | CZ2 - Multi Family | Existing | Water Heating | Natural Gas | Water Heater > 55 gal. | E1 | Standard (UEF 0.77) | Baseline Forecast | 0 | 6.4233 | 11.7212 | 16.0231 | 19.4689 | 22.263 | 24.143 | 25.5885 | 26.7179 | 27.4961 | 26.5694 | 27.209 | 26.7665 | 26.0278 | 25.1015 | 24.16 | 23.2863 | 22.5228 | 21.9257 | 21.8002 | 21.973 | 22.2819 | 0 | 0 | 0 | 0 | 0 | 0 | 0 | 0
Residential_CZ2 - Multi Family_Existing_Water Heating_Natural Gas_Water Heater > 55 gal._E2_Baseline Forecast | Residential | CZ2 - Multi Family | Existing | Water Heating | Natural Gas | Water Heater > 55 gal. | E2 | ENERGY STAR (3.2) - UEF 0.78 | Baseline Forecast | 0 | 29.8209 | 53.5349 | 72.3099 | 87.1362 | 98.7686 | 108.2021 | 115.3401 | 120.6432 | 124.5797 | 128.9464 | 132.1852 | 131.2863 | 128.0717 | 123.848 | 119.4304 | 115.3194 | 111.7496 | 108.9724 | 108.4509 | 109.433 | 111.197 | 0 | 0 | 0 | 0 | 0 | 0 | 0 | 0
Residential_CZ2 - Multi Family_Existing_Water Heating_Natural Gas_Water Heater > 55 gal._E3_Baseline Forecast | Residential | CZ2 - Multi Family | Existing | Water Heating | Natural Gas | Water Heater > 55 gal. | E3 | Condensing (UEF 0.82) | Baseline Forecast | 0 | 1.5101 | 2.719 | 3.6803 | 4.4417 | 5.043 | 5.5143 | 5.872 | 6.1396 | 6.3362 | 6.4793 | 6.641 | 6.5853 | 6.4208 | 6.206 | 5.9827 | 5.775 | 5.5943 | 5.454 | 5.4268 | 5.475 | 5.5613 | 0 | 0 | 0 | 0 | 0 | 0 | 0 | 0
Residential_CZ2 - Multi Family_Existing_Water Heating_Natural Gas_Water Heater > 55 gal._E4_Baseline Forecast | Residential | CZ2 - Multi Family | Existing | Water Heating | Natural Gas | Water Heater > 55 gal. | E4 | Instantaneous - ENERGY STAR (UEF 0.87) | Baseline Forecast | 0 | 0 | 0 | 0 | 0 | 0 | 0 | 0 | 0 | 0 | 0 | 0 | 0 | 0 | 0 | 0 | 0 | 0 | 0 | 0 | 0 | 0 | 0 | 0 | 0 | 0 | 0 | 0 | 0 | 0
Residential_CZ2 - Multi Family_Existing_Water Heating_Natural Gas_Water Heater > 55 gal._E5_Baseline Forecast | Residential | CZ2 - Multi Family | Existing | Water Heating | Natural Gas | Water Heater > 55 gal. | E5 | Instantaneous - Condensing (UEF 0.92) | Baseline Forecast | 0 | 0 | 0 | 0 | 0 | 0 | 0 | 0 | 0 | 0 | 0 | 0 | 0 | 0 | 0 | 0 | 0 | 0 | 0 | 0 | 0 | 0 | 0 | 0 | 0 | 0 | 0 | 0 | 0 | 0
Residential_CZ2 - Multi Family_Existing_Water Heating_Natural Gas_Water Heater > 55 gal._E6_Baseline Forecast | Residential | CZ2 - Multi Family | Existing | Water Heating | Natural Gas | Water Heater > 55 gal. | E6 | NEEA Gas-Fired Absorption HPWH (EF 1.3) | Baseline Forecast | 0 | 0 | 0 | 0 | 0 | 0 | 0 | 0 | 0 | 0 | 0 | 0 | 0 | 0 | 0 | 0 | 0 | 0 | 0 | 0 | 0 | 0 | 0 | 0 | 0 | 0 | 0 | 0 | 0 | 0
Residential_CZ2 - Multi Family_Existing_Water Heating_Natural Gas_Water Heater > 55 gal._E7_Baseline Forecast | Residential | CZ2 - Multi Family | Existing | Water Heating | Natural Gas | Water Heater > 55 gal. | E7 | NEEA Gas-Fired Absorption HPWH (EF 1.7) | Baseline Forecast | 0 | 0 | 0 | 0 | 0 | 0 | 0 | 0 | 0 | 0 | 0 | 0 | 0 | 0 | 0 | 0 | 0 | 0 | 0 | 0 | 0 | 0 | 0 | 0 | 0 | 0 | 0 | 0 | 0 | 0
Residential_CZ2 - Multi Family_Existing_Water Heating_Natural Gas_Water Heater > 55 gal._E8_Baseline Forecast | Residential | CZ2 - Multi Family | Existing | Water Heating | Natural Gas | Water Heater > 55 gal. | E8 |  | Baseline Forecast | 0 | 0 | 0 | 0 | 0 | 0 | 0 | 0 | 0 | 0 | 0 | 0 | 0 | 0 | 0 | 0 | 0 | 0 | 0 | 0 | 0 | 0 | 0 | 0 | 0 | 0 | 0 | 0 | 0 | 0
Residential_CZ2 - Multi Family_Existing_Water Heating_Natural Gas_Water Heater > 55 gal._E9_Baseline Forecast | Residential | CZ2 - Multi Family | Existing | Water Heating | Natural Gas | Water Heater > 55 gal. | E9 |  | Baseline Forecast | 0 | 0 | 0 | 0 | 0 | 0 | 0 | 0 | 0 | 0 | 0 | 0 | 0 | 0 | 0 | 0 | 0 | 0 | 0 | 0 | 0 | 0 | 0 | 0 | 0 | 0 | 0 | 0 | 0 | 0
Residential_CZ2 - Multi Family_Existing_Water Heating_Natural Gas_Water Heater > 55 gal._E10_Baseline Forecast | Residential | CZ2 - Multi Family | Existing | Water Heating | Natural Gas | Water Heater > 55 gal. | E10 |  | Baseline Forecast | 0 | 0 | 0 | 0 | 0 | 0 | 0 | 0 | 0 | 0 | 0 | 0 | 0 | 0 | 0 | 0 | 0 | 0 | 0 | 0 | 0 | 0 | 0 | 0 | 0 | 0 | 0 | 0 | 0 | 0
Residential_CZ2 - Multi Family_Existing_Appliances_Natural Gas_Clothes Dryer_E1_Baseline Forecast | Residential | CZ2 - Multi Family | Existing | Appliances | Natural Gas | Clothes Dryer | E1 | Standard | Baseline Forecast | 0 | 8.6026 | 9.2464 | 9.8316 | 10.3645 | 10.8501 | 11.287 | 10.9967 | 10.7286 | 10.4787 | 10.0392 | 9.8459 | 9.6376 | 9.5146 | 9.4443 | 9.4202 | 9.4326 | 9.4752 | 9.4929 | 9.4923 | 9.4735 | 9.4361 | 0 | 0 | 0 | 0 | 0 | 0 | 0 | 0
Residential_CZ2 - Multi Family_Existing_Appliances_Natural Gas_Clothes Dryer_E2_Baseline Forecast | Residential | CZ2 - Multi Family | Existing | Appliances | Natural Gas | Clothes Dryer | E2 | NEEA/ENERGY STAR (CE >60%) | Baseline Forecast | 0 | 6.8345 | 7.3399 | 7.8017 | 8.2218 | 8.6029 | 8.9533 | 8.7257 | 8.5132 | 8.3169 | 8.3416 | 8.1493 | 8.0431 | 7.9616 | 7.921 | 7.9132 | 7.9353 | 7.9824 | 8.009 | 8.015 | 8.0059 | 7.9872 | 0 | 0 | 0 | 0 | 0 | 0 | 0 | 0
Residential_CZ2 - Multi Family_Existing_Appliances_Natural Gas_Clothes Dryer_E3_Baseline Forecast | Residential | CZ2 - Multi Family | Existing | Appliances | Natural Gas | Clothes Dryer | E3 |  | Baseline Forecast | 0 | 0 | 0 | 0 | 0 | 0 | 0 | 0 | 0 | 0 | 0 | 0 | 0 | 0 | 0 | 0 | 0 | 0 | 0 | 0 | 0 | 0 | 0 | 0 | 0 | 0 | 0 | 0 | 0 | 0
Residential_CZ2 - Multi Family_Existing_Appliances_Natural Gas_Clothes Dryer_E4_Baseline Forecast | Residential | CZ2 - Multi Family | Existing | Appliances | Natural Gas | Clothes Dryer | E4 |  | Baseline Forecast | 0 | 0 | 0 | 0 | 0 | 0 | 0 | 0 | 0 | 0 | 0 | 0 | 0 | 0 | 0 | 0 | 0 | 0 | 0 | 0 | 0 | 0 | 0 | 0 | 0 | 0 | 0 | 0 | 0 | 0
Residential_CZ2 - Multi Family_Existing_Appliances_Natural Gas_Clothes Dryer_E5_Baseline Forecast | Residential | CZ2 - Multi Family | Existing | Appliances | Natural Gas | Clothes Dryer | E5 |  | Baseline Forecast | 0 | 0 | 0 | 0 | 0 | 0 | 0 | 0 | 0 | 0 | 0 | 0 | 0 | 0 | 0 | 0 | 0 | 0 | 0 | 0 | 0 | 0 | 0 | 0 | 0 | 0 | 0 | 0 | 0 | 0
Residential_CZ2 - Multi Family_Existing_Appliances_Natural Gas_Clothes Dryer_E6_Baseline Forecast | Residential | CZ2 - Multi Family | Existing | Appliances | Natural Gas | Clothes Dryer | E6 |  | Baseline Forecast | 0 | 0 | 0 | 0 | 0 | 0 | 0 | 0 | 0 | 0 | 0 | 0 | 0 | 0 | 0 | 0 | 0 | 0 | 0 | 0 | 0 | 0 | 0 | 0 | 0 | 0 | 0 | 0 | 0 | 0
Residential_CZ2 - Multi Family_Existing_Appliances_Natural Gas_Clothes Dryer_E7_Baseline Forecast | Residential | CZ2 - Multi Family | Existing | Appliances | Natural Gas | Clothes Dryer | E7 |  | Baseline Forecast | 0 | 0 | 0 | 0 | 0 | 0 | 0 | 0 | 0 | 0 | 0 | 0 | 0 | 0 | 0 | 0 | 0 | 0 | 0 | 0 | 0 | 0 | 0 | 0 | 0 | 0 | 0 | 0 | 0 | 0
Residential_CZ2 - Multi Family_Existing_Appliances_Natural Gas_Clothes Dryer_E8_Baseline Forecast | Residential | CZ2 - Multi Family | Existing | Appliances | Natural Gas | Clothes Dryer | E8 |  | Baseline Forecast | 0 | 0 | 0 | 0 | 0 | 0 | 0 | 0 | 0 | 0 | 0 | 0 | 0 | 0 | 0 | 0 | 0 | 0 | 0 | 0 | 0 | 0 | 0 | 0 | 0 | 0 | 0 | 0 | 0 | 0
Residential_CZ2 - Multi Family_Existing_Appliances_Natural Gas_Clothes Dryer_E9_Baseline Forecast | Residential | CZ2 - Multi Family | Existing | Appliances | Natural Gas | Clothes Dryer | E9 |  | Baseline Forecast | 0 | 0 | 0 | 0 | 0 | 0 | 0 | 0 | 0 | 0 | 0 | 0 | 0 | 0 | 0 | 0 | 0 | 0 | 0 | 0 | 0 | 0 | 0 | 0 | 0 | 0 | 0 | 0 | 0 | 0
Residential_CZ2 - Multi Family_Existing_Appliances_Natural Gas_Clothes Dryer_E10_Baseline Forecast | Residential | CZ2 - Multi Family | Existing | Appliances | Natural Gas | Clothes Dryer | E10 |  | Baseline Forecast | 0 | 0 | 0 | 0 | 0 | 0 | 0 | 0 | 0 | 0 | 0 | 0 | 0 | 0 | 0 | 0 | 0 | 0 | 0 | 0 | 0 | 0 | 0 | 0 | 0 | 0 | 0 | 0 | 0 | 0
Residential_CZ2 - Multi Family_Existing_Appliances_Natural Gas_Stove/Oven_E1_Baseline Forecast | Residential | CZ2 - Multi Family | Existing | Appliances | Natural Gas | Stove/Oven | E1 | Typical - (914 + 1915 IAEC) | Baseline Forecast | 0 | 92.1384 | 88.5618 | 85.4584 | 82.761 | 80.176 | 77.8757 | 75.8837 | 74.155 | 72.636 | 69.9666 | 72.103 | 73.2179 | 73.8796 | 74.0809 | 73.9143 | 73.4651 | 72.81 | 96.4302 | 91.1259 | 86.5401 | 83.0029 | 0 | 0 | 0 | 0 | 0 | 0 | 0 | 0
Residential_CZ2 - Multi Family_Existing_Appliances_Natural Gas_Stove/Oven_E2_Baseline Forecast | Residential | CZ2 - Multi Family | Existing | Appliances | Natural Gas | Stove/Oven | E2 | High Efficiency (730 + 1660 IAEC) | Baseline Forecast | 0 | 39.1178 | 37.5183 | 36.1467 | 34.9678 | 33.8374 | 32.9117 | 32.0959 | 31.374 | 30.7474 | 31.5319 | 32.5619 | 33.4399 | 33.8653 | 34.0602 | 34.055 | 33.9148 | 33.6814 | 44.6898 | 42.2732 | 40.1941 | 38.634 | 0 | 0 | 0 | 0 | 0 | 0 | 0 | 0
Residential_CZ2 - Multi Family_Existing_Appliances_Natural Gas_Stove/Oven_E3_Baseline Forecast | Residential | CZ2 - Multi Family | Existing | Appliances | Natural Gas | Stove/Oven | E3 |  | Baseline Forecast | 0 | 0 | 0 | 0 | 0 | 0 | 0 | 0 | 0 | 0 | 0 | 0 | 0 | 0 | 0 | 0 | 0 | 0 | 0 | 0 | 0 | 0 | 0 | 0 | 0 | 0 | 0 | 0 | 0 | 0
Residential_CZ2 - Multi Family_Existing_Appliances_Natural Gas_Stove/Oven_E4_Baseline Forecast | Residential | CZ2 - Multi Family | Existing | Appliances | Natural Gas | Stove/Oven | E4 |  | Baseline Forecast | 0 | 0 | 0 | 0 | 0 | 0 | 0 | 0 | 0 | 0 | 0 | 0 | 0 | 0 | 0 | 0 | 0 | 0 | 0 | 0 | 0 | 0 | 0 | 0 | 0 | 0 | 0 | 0 | 0 | 0
Residential_CZ2 - Multi Family_Existing_Appliances_Natural Gas_Stove/Oven_E5_Baseline Forecast | Residential | CZ2 - Multi Family | Existing | Appliances | Natural Gas | Stove/Oven | E5 |  | Baseline Forecast | 0 | 0 | 0 | 0 | 0 | 0 | 0 | 0 | 0 | 0 | 0 | 0 | 0 | 0 | 0 | 0 | 0 | 0 | 0 | 0 | 0 | 0 | 0 | 0 | 0 | 0 | 0 | 0 | 0 | 0
Residential_CZ2 - Multi Family_Existing_Appliances_Natural Gas_Stove/Oven_E6_Baseline Forecast | Residential | CZ2 - Multi Family | Existing | Appliances | Natural Gas | Stove/Oven | E6 |  | Baseline Forecast | 0 | 0 | 0 | 0 | 0 | 0 | 0 | 0 | 0 | 0 | 0 | 0 | 0 | 0 | 0 | 0 | 0 | 0 | 0 | 0 | 0 | 0 | 0 | 0 | 0 | 0 | 0 | 0 | 0 | 0
Residential_CZ2 - Multi Family_Existing_Appliances_Natural Gas_Stove/Oven_E7_Baseline Forecast | Residential | CZ2 - Multi Family | Existing | Appliances | Natural Gas | Stove/Oven | E7 |  | Baseline Forecast | 0 | 0 | 0 | 0 | 0 | 0 | 0 | 0 | 0 | 0 | 0 | 0 | 0 | 0 | 0 | 0 | 0 | 0 | 0 | 0 | 0 | 0 | 0 | 0 | 0 | 0 | 0 | 0 | 0 | 0
Residential_CZ2 - Multi Family_Existing_Appliances_Natural Gas_Stove/Oven_E8_Baseline Forecast | Residential | CZ2 - Multi Family | Existing | Appliances | Natural Gas | Stove/Oven | E8 |  | Baseline Forecast | 0 | 0 | 0 | 0 | 0 | 0 | 0 | 0 | 0 | 0 | 0 | 0 | 0 | 0 | 0 | 0 | 0 | 0 | 0 | 0 | 0 | 0 | 0 | 0 | 0 | 0 | 0 | 0 | 0 | 0
Residential_CZ2 - Multi Family_Existing_Appliances_Natural Gas_Stove/Oven_E9_Baseline Forecast | Residential | CZ2 - Multi Family | Existing | Appliances | Natural Gas | Stove/Oven | E9 |  | Baseline Forecast | 0 | 0 | 0 | 0 | 0 | 0 | 0 | 0 | 0 | 0 | 0 | 0 | 0 | 0 | 0 | 0 | 0 | 0 | 0 | 0 | 0 | 0 | 0 | 0 | 0 | 0 | 0 | 0 | 0 | 0
Residential_CZ2 - Multi Family_Existing_Appliances_Natural Gas_Stove/Oven_E10_Baseline Forecast | Residential | CZ2 - Multi Family | Existing | Appliances | Natural Gas | Stove/Oven | E10 |  | Baseline Forecast | 0 | 0 | 0 | 0 | 0 | 0 | 0 | 0 | 0 | 0 | 0 | 0 | 0 | 0 | 0 | 0 | 0 | 0 | 0 | 0 | 0 | 0 | 0 | 0 | 0 | 0 | 0 | 0 | 0 | 0
Residential_CZ2 - Multi Family_Existing_Miscellaneous_Natural Gas_Pool Heater_E1_Baseline Forecast | Residential | CZ2 - Multi Family | Existing | Miscellaneous | Natural Gas | Pool Heater | E1 | Standard (EF 0.82) | Baseline Forecast | 0 | 3.3094 | 3.082 | 2.8757 | 2.6885 | 2.5188 | 2.3647 | 2.4348 | 2.4782 | 2.4991 | 2.5014 | 2.4884 | 2.463 | 2.4463 | 2.4349 | 2.4265 | 2.4191 | 2.4112 | 3.3869 | 3.22 | 3.0739 | 2.9464 | 0 | 0 | 0 | 0 | 0 | 0 | 0 | 0
Residential_CZ2 - Multi Family_Existing_Miscellaneous_Natural Gas_Pool Heater_E2_Baseline Forecast | Residential | CZ2 - Multi Family | Existing | Miscellaneous | Natural Gas | Pool Heater | E2 | High Efficiency (EF 0.84) | Baseline Forecast | 0 | 0.17418 | 0.16221 | 0.15135 | 0.1415 | 0.13257 | 0.12446 | 0.12815 | 0.13043 | 0.13153 | 0.13165 | 0.13097 | 0.12963 | 0.12875 | 0.12815 | 0.12771 | 0.12732 | 0.12691 | 0.17826 | 0.16947 | 0.16178 | 0.15507 | 0 | 0 | 0 | 0 | 0 | 0 | 0 | 0
Residential_CZ2 - Multi Family_Existing_Miscellaneous_Natural Gas_Pool Heater_E3_Baseline Forecast | Residential | CZ2 - Multi Family | Existing | Miscellaneous | Natural Gas | Pool Heater | E3 | Condensing (EF .94) | Baseline Forecast | 0 | 0 | 0 | 0 | 0 | 0 | 0 | 0 | 0 | 0 | 0 | 0 | 0 | 0 | 0 | 0 | 0 | 0 | 0 | 0 | 0 | 0 | 0 | 0 | 0 | 0 | 0 | 0 | 0 | 0
Residential_CZ2 - Multi Family_Existing_Miscellaneous_Natural Gas_Pool Heater_E4_Baseline Forecast | Residential | CZ2 - Multi Family | Existing | Miscellaneous | Natural Gas | Pool Heater | E4 | Condensing w/Imp. HX (EF 0.95) | Baseline Forecast | 0 | 0 | 0 | 0 | 0 | 0 | 0 | 0 | 0 | 0 | 0 | 0 | 0 | 0 | 0 | 0 | 0 | 0 | 0 | 0 | 0 | 0 | 0 | 0 | 0 | 0 | 0 | 0 | 0 | 0
Residential_CZ2 - Multi Family_Existing_Miscellaneous_Natural Gas_Pool Heater_E5_Baseline Forecast | Residential | CZ2 - Multi Family | Existing | Miscellaneous | Natural Gas | Pool Heater | E5 |  | Baseline Forecast | 0 | 0 | 0 | 0 | 0 | 0 | 0 | 0 | 0 | 0 | 0 | 0 | 0 | 0 | 0 | 0 | 0 | 0 | 0 | 0 | 0 | 0 | 0 | 0 | 0 | 0 | 0 | 0 | 0 | 0
Residential_CZ2 - Multi Family_Existing_Miscellaneous_Natural Gas_Pool Heater_E6_Baseline Forecast | Residential | CZ2 - Multi Family | Existing | Miscellaneous | Natural Gas | Pool Heater | E6 |  | Baseline Forecast | 0 | 0 | 0 | 0 | 0 | 0 | 0 | 0 | 0 | 0 | 0 | 0 | 0 | 0 | 0 | 0 | 0 | 0 | 0 | 0 | 0 | 0 | 0 | 0 | 0 | 0 | 0 | 0 | 0 | 0
Residential_CZ2 - Multi Family_Existing_Miscellaneous_Natural Gas_Pool Heater_E7_Baseline Forecast | Residential | CZ2 - Multi Family | Existing | Miscellaneous | Natural Gas | Pool Heater | E7 |  | Baseline Forecast | 0 | 0 | 0 | 0 | 0 | 0 | 0 | 0 | 0 | 0 | 0 | 0 | 0 | 0 | 0 | 0 | 0 | 0 | 0 | 0 | 0 | 0 | 0 | 0 | 0 | 0 | 0 | 0 | 0 | 0
Residential_CZ2 - Multi Family_Existing_Miscellaneous_Natural Gas_Pool Heater_E8_Baseline Forecast | Residential | CZ2 - Multi Family | Existing | Miscellaneous | Natural Gas | Pool Heater | E8 |  | Baseline Forecast | 0 | 0 | 0 | 0 | 0 | 0 | 0 | 0 | 0 | 0 | 0 | 0 | 0 | 0 | 0 | 0 | 0 | 0 | 0 | 0 | 0 | 0 | 0 | 0 | 0 | 0 | 0 | 0 | 0 | 0
Residential_CZ2 - Multi Family_Existing_Miscellaneous_Natural Gas_Pool Heater_E9_Baseline Forecast | Residential | CZ2 - Multi Family | Existing | Miscellaneous | Natural Gas | Pool Heater | E9 |  | Baseline Forecast | 0 | 0 | 0 | 0 | 0 | 0 | 0 | 0 | 0 | 0 | 0 | 0 | 0 | 0 | 0 | 0 | 0 | 0 | 0 | 0 | 0 | 0 | 0 | 0 | 0 | 0 | 0 | 0 | 0 | 0
Residential_CZ2 - Multi Family_Existing_Miscellaneous_Natural Gas_Pool Heater_E10_Baseline Forecast | Residential | CZ2 - Multi Family | Existing | Miscellaneous | Natural Gas | Pool Heater | E10 |  | Baseline Forecast | 0 | 0 | 0 | 0 | 0 | 0 | 0 | 0 | 0 | 0 | 0 | 0 | 0 | 0 | 0 | 0 | 0 | 0 | 0 | 0 | 0 | 0 | 0 | 0 | 0 | 0 | 0 | 0 | 0 | 0
Residential_CZ2 - Multi Family_Existing_Miscellaneous_Natural Gas_Miscellaneous_E1_Baseline Forecast | Residential | CZ2 - Multi Family | Existing | Miscellaneous | Natural Gas | Miscellaneous | E1 | Default | Baseline Forecast | 0 | 0 | 165.564 | 302.3198 | 415.1675 | 508.1742 | 584.7154 | 485.3138 | 429.7488 | 405.8808 | 404.4315 | 418.3614 | 442.3769 | 446.1365 | 484.2523 | 504.5189 | 514.8908 | 520.6087 | 524.9816 | 482.5076 | 465.0097 | 462.1554 | 0 | 0 | 0 | 0 | 0 | 0 | 0 | 0
Residential_CZ2 - Multi Family_Existing_Miscellaneous_Natural Gas_Miscellaneous_E2_Baseline Forecast | Residential | CZ2 - Multi Family | Existing | Miscellaneous | Natural Gas | Miscellaneous | E2 |  | Baseline Forecast | 0 | 0 | 0 | 0 | 0 | 0 | 0 | 0 | 0 | 0 | 0 | 0 | 0 | 0 | 0 | 0 | 0 | 0 | 0 | 0 | 0 | 0 | 0 | 0 | 0 | 0 | 0 | 0 | 0 | 0
Residential_CZ2 - Multi Family_Existing_Miscellaneous_Natural Gas_Miscellaneous_E3_Baseline Forecast | Residential | CZ2 - Multi Family | Existing | Miscellaneous | Natural Gas | Miscellaneous | E3 |  | Baseline Forecast | 0 | 0 | 0 | 0 | 0 | 0 | 0 | 0 | 0 | 0 | 0 | 0 | 0 | 0 | 0 | 0 | 0 | 0 | 0 | 0 | 0 | 0 | 0 | 0 | 0 | 0 | 0 | 0 | 0 | 0
Residential_CZ2 - Multi Family_Existing_Miscellaneous_Natural Gas_Miscellaneous_E4_Baseline Forecast | Residential | CZ2 - Multi Family | Existing | Miscellaneous | Natural Gas | Miscellaneous | E4 |  | Baseline Forecast | 0 | 0 | 0 | 0 | 0 | 0 | 0 | 0 | 0 | 0 | 0 | 0 | 0 | 0 | 0 | 0 | 0 | 0 | 0 | 0 | 0 | 0 | 0 | 0 | 0 | 0 | 0 | 0 | 0 | 0
Residential_CZ2 - Multi Family_Existing_Miscellaneous_Natural Gas_Miscellaneous_E5_Baseline Forecast | Residential | CZ2 - Multi Family | Existing | Miscellaneous | Natural Gas | Miscellaneous | E5 |  | Baseline Forecast | 0 | 0 | 0 | 0 | 0 | 0 | 0 | 0 | 0 | 0 | 0 | 0 | 0 | 0 | 0 | 0 | 0 | 0 | 0 | 0 | 0 | 0 | 0 | 0 | 0 | 0 | 0 | 0 | 0 | 0
Residential_CZ2 - Multi Family_Existing_Miscellaneous_Natural Gas_Miscellaneous_E6_Baseline Forecast | Residential | CZ2 - Multi Family | Existing | Miscellaneous | Natural Gas | Miscellaneous | E6 |  | Baseline Forecast | 0 | 0 | 0 | 0 | 0 | 0 | 0 | 0 | 0 | 0 | 0 | 0 | 0 | 0 | 0 | 0 | 0 | 0 | 0 | 0 | 0 | 0 | 0 | 0 | 0 | 0 | 0 | 0 | 0 | 0
Residential_CZ2 - Multi Family_Existing_Miscellaneous_Natural Gas_Miscellaneous_E7_Baseline Forecast | Residential | CZ2 - Multi Family | Existing | Miscellaneous | Natural Gas | Miscellaneous | E7 |  | Baseline Forecast | 0 | 0 | 0 | 0 | 0 | 0 | 0 | 0 | 0 | 0 | 0 | 0 | 0 | 0 | 0 | 0 | 0 | 0 | 0 | 0 | 0 | 0 | 0 | 0 | 0 | 0 | 0 | 0 | 0 | 0
Residential_CZ2 - Multi Family_Existing_Miscellaneous_Natural Gas_Miscellaneous_E8_Baseline Forecast | Residential | CZ2 - Multi Family | Existing | Miscellaneous | Natural Gas | Miscellaneous | E8 |  | Baseline Forecast | 0 | 0 | 0 | 0 | 0 | 0 | 0 | 0 | 0 | 0 | 0 | 0 | 0 | 0 | 0 | 0 | 0 | 0 | 0 | 0 | 0 | 0 | 0 | 0 | 0 | 0 | 0 | 0 | 0 | 0
Residential_CZ2 - Multi Family_Existing_Miscellaneous_Natural Gas_Miscellaneous_E9_Baseline Forecast | Residential | CZ2 - Multi Family | Existing | Miscellaneous | Natural Gas | Miscellaneous | E9 |  | Baseline Forecast | 0 | 0 | 0 | 0 | 0 | 0 | 0 | 0 | 0 | 0 | 0 | 0 | 0 | 0 | 0 | 0 | 0 | 0 | 0 | 0 | 0 | 0 | 0 | 0 | 0 | 0 | 0 | 0 | 0 | 0
Residential_CZ2 - Multi Family_Existing_Miscellaneous_Natural Gas_Miscellaneous_E10_Baseline Forecast | Residential | CZ2 - Multi Family | Existing | Miscellaneous | Natural Gas | Miscellaneous | E10 |  | Baseline Forecast | 0 | 0 | 0 | 0 | 0 | 0 | 0 | 0 | 0 | 0 | 0 | 0 | 0 | 0 | 0 | 0 | 0 | 0 | 0 | 0 | 0 | 0 | 0 | 0 | 0 | 0 | 0 | 0 | 0 | 0
Residential_CZ2 - Multi Family_New_Space Heating_Natural Gas_Furnace - Direct Fuel_E1_Baseline Forecast | Residential | CZ2 - Multi Family | New | Space Heating | Natural Gas | Furnace - Direct Fuel | E1 | AFUE 80% | Baseline Forecast | 0 | 48.4827 | 48.3375 | 72.5144 | 70.3305 | 0 | 0 | 0 | 0 | 0 | 0 | 0 | 0 | 0 | 0 | 0 | 0 | 0 | 0 | 0 | 0 | 0 | 0 | 0 | 0 | 0 | 0 | 0 | 0 | 0
Residential_CZ2 - Multi Family_New_Space Heating_Natural Gas_Furnace - Direct Fuel_E2_Baseline Forecast | Residential | CZ2 - Multi Family | New | Space Heating | Natural Gas | Furnace - Direct Fuel | E2 | AFUE 90% | Baseline Forecast | 0 | 1.263 | 1.3213 | 2.0637 | 2.6191 | 0 | 0 | 0 | 0 | 0 | 0 | 0 | 0 | 0 | 0 | 0 | 0 | 0 | 0 | 0 | 0 | 0 | 0 | 0 | 0 | 0 | 0 | 0 | 0 | 0
Residential_CZ2 - Multi Family_New_Space Heating_Natural Gas_Furnace - Direct Fuel_E3_Baseline Forecast | Residential | CZ2 - Multi Family | New | Space Heating | Natural Gas | Furnace - Direct Fuel | E3 | AFUE 92% | Baseline Forecast | 0 | 0.15192 | 0.15811 | 0.24721 | 0.31362 | 73.607 | 73.8655 | 74.3103 | 74.0622 | 73.9184 | 73.889 | 73.8531 | 76.581 | 78.951 | 82.7106 | 85.9251 | 89.366 | 92.413 | 95.294 | 98.0934 | 100.6483 | 105.3216 | 0 | 0 | 0 | 0 | 0 | 0 | 0 | 0
Residential_CZ2 - Multi Family_New_Space Heating_Natural Gas_Furnace - Direct Fuel_E4_Baseline Forecast | Residential | CZ2 - Multi Family | New | Space Heating | Natural Gas | Furnace - Direct Fuel | E4 | AFUE 95% | Baseline Forecast | 0 | 0.12154 | 0.12649 | 0.19777 | 0.25089 | 0.26549 | 0.28208 | 0.30065 | 0.32127 | 0.34474 | 0.37434 | 0.40381 | 0.45279 | 0.5054 | 0.57407 | 0.64625 | 0.72704 | 0.81188 | 0.90301 | 1.002 | 1.1051 | 1.2406 | 0 | 0 | 0 | 0 | 0 | 0 | 0 | 0
Residential_CZ2 - Multi Family_New_Space Heating_Natural Gas_Furnace - Direct Fuel_E5_Baseline Forecast | Residential | CZ2 - Multi Family | New | Space Heating | Natural Gas | Furnace - Direct Fuel | E5 | AFUE 98% | Baseline Forecast | 0 | 0.030384 | 0.031623 | 0.049442 | 0.062724 | 0.066371 | 0.070521 | 0.075162 | 0.080316 | 0.086185 | 0.093584 | 0.10095 | 0.1132 | 0.12635 | 0.14352 | 0.16156 | 0.18176 | 0.20297 | 0.22575 | 0.25049 | 0.27628 | 0.31016 | 0 | 0 | 0 | 0 | 0 | 0 | 0 | 0
Residential_CZ2 - Multi Family_New_Space Heating_Natural Gas_Furnace - Direct Fuel_E6_Baseline Forecast | Residential | CZ2 - Multi Family | New | Space Heating | Natural Gas | Furnace - Direct Fuel | E6 | Convert to NG Heat Pump | Baseline Forecast | 0 | 0 | 0 | 0 | 0 | 0 | 0 | 0 | 0 | 0 | 0 | 0 | 0 | 0 | 0 | 0 | 0 | 0 | 0 | 0 | 0 | 0 | 0 | 0 | 0 | 0 | 0 | 0 | 0 | 0
Residential_CZ2 - Multi Family_New_Space Heating_Natural Gas_Furnace - Direct Fuel_E7_Baseline Forecast | Residential | CZ2 - Multi Family | New | Space Heating | Natural Gas | Furnace - Direct Fuel | E7 |  | Baseline Forecast | 0 | 0 | 0 | 0 | 0 | 0 | 0 | 0 | 0 | 0 | 0 | 0 | 0 | 0 | 0 | 0 | 0 | 0 | 0 | 0 | 0 | 0 | 0 | 0 | 0 | 0 | 0 | 0 | 0 | 0
Residential_CZ2 - Multi Family_New_Space Heating_Natural Gas_Furnace - Direct Fuel_E8_Baseline Forecast | Residential | CZ2 - Multi Family | New | Space Heating | Natural Gas | Furnace - Direct Fuel | E8 |  | Baseline Forecast | 0 | 0 | 0 | 0 | 0 | 0 | 0 | 0 | 0 | 0 | 0 | 0 | 0 | 0 | 0 | 0 | 0 | 0 | 0 | 0 | 0 | 0 | 0 | 0 | 0 | 0 | 0 | 0 | 0 | 0
Residential_CZ2 - Multi Family_New_Space Heating_Natural Gas_Furnace - Direct Fuel_E9_Baseline Forecast | Residential | CZ2 - Multi Family | New | Space Heating | Natural Gas | Furnace - Direct Fuel | E9 |  | Baseline Forecast | 0 | 0 | 0 | 0 | 0 | 0 | 0 | 0 | 0 | 0 | 0 | 0 | 0 | 0 | 0 | 0 | 0 | 0 | 0 | 0 | 0 | 0 | 0 | 0 | 0 | 0 | 0 | 0 | 0 | 0
Residential_CZ2 - Multi Family_New_Space Heating_Natural Gas_Furnace - Direct Fuel_E10_Baseline Forecast | Residential | CZ2 - Multi Family | New | Space Heating | Natural Gas | Furnace - Direct Fuel | E10 |  | Baseline Forecast | 0 | 0 | 0 | 0 | 0 | 0 | 0 | 0 | 0 | 0 | 0 | 0 | 0 | 0 | 0 | 0 | 0 | 0 | 0 | 0 | 0 | 0 | 0 | 0 | 0 | 0 | 0 | 0 | 0 | 0
Residential_CZ2 - Multi Family_New_Space Heating_Natural Gas_Boiler - Direct Fuel_E1_Baseline Forecast | Residential | CZ2 - Multi Family | New | Space Heating | Natural Gas | Boiler - Direct Fuel | E1 | AFUE 82% | Baseline Forecast | 0 | 0.66596 | 0 | 0 | 0 | 0 | 0 | 0 | 0 | 0 | 0 | 0 | 0 | 0 | 0 | 0 | 0 | 0 | 0 | 0 | 0 | 0 | 0 | 0 | 0 | 0 | 0 | 0 | 0 | 0
Residential_CZ2 - Multi Family_New_Space Heating_Natural Gas_Boiler - Direct Fuel_E2_Baseline Forecast | Residential | CZ2 - Multi Family | New | Space Heating | Natural Gas | Boiler - Direct Fuel | E2 | AFUE 84% | Baseline Forecast | 0 | 0 | 0.66497 | 0.99891 | 0.97901 | 0.98383 | 0.98754 | 0.99377 | 0.99081 | 0.98929 | 0.98939 | 0.9894 | 1.0191 | 1.0448 | 1.0863 | 1.1219 | 1.1616 | 1.1969 | 1.2308 | 1.2647 | 1.296 | 1.3566 | 0 | 0 | 0 | 0 | 0 | 0 | 0 | 0
Residential_CZ2 - Multi Family_New_Space Heating_Natural Gas_Boiler - Direct Fuel_E3_Baseline Forecast | Residential | CZ2 - Multi Family | New | Space Heating | Natural Gas | Boiler - Direct Fuel | E3 | AFUE 85% | Baseline Forecast | 0 | 0 | 0 | 0 | 0 | 0 | 0 | 0 | 0 | 0 | 0 | 0 | 0 | 0 | 0 | 0 | 0 | 0 | 0 | 0 | 0 | 0 | 0 | 0 | 0 | 0 | 0 | 0 | 0 | 0
Residential_CZ2 - Multi Family_New_Space Heating_Natural Gas_Boiler - Direct Fuel_E4_Baseline Forecast | Residential | CZ2 - Multi Family | New | Space Heating | Natural Gas | Boiler - Direct Fuel | E4 | AFUE 90% | Baseline Forecast | 0 | 0 | 0 | 0 | 0 | 0 | 0 | 0 | 0 | 0 | 0 | 0 | 0 | 0 | 0 | 0 | 0 | 0 | 0 | 0 | 0 | 0 | 0 | 0 | 0 | 0 | 0 | 0 | 0 | 0
Residential_CZ2 - Multi Family_New_Space Heating_Natural Gas_Boiler - Direct Fuel_E5_Baseline Forecast | Residential | CZ2 - Multi Family | New | Space Heating | Natural Gas | Boiler - Direct Fuel | E5 | AFUE 95% | Baseline Forecast | 0 | 0 | 0 | 0 | 0 | 0 | 0 | 0 | 0 | 0 | 0 | 0 | 0 | 0 | 0 | 0 | 0 | 0 | 0 | 0 | 0 | 0 | 0 | 0 | 0 | 0 | 0 | 0 | 0 | 0
Residential_CZ2 - Multi Family_New_Space Heating_Natural Gas_Boiler - Direct Fuel_E6_Baseline Forecast | Residential | CZ2 - Multi Family | New | Space Heating | Natural Gas | Boiler - Direct Fuel | E6 | AFUE 96% | Baseline Forecast | 0 | 0 | 0 | 0 | 0 | 0 | 0 | 0 | 0 | 0 | 0 | 0 | 0 | 0 | 0 | 0 | 0 | 0 | 0 | 0 | 0 | 0 | 0 | 0 | 0 | 0 | 0 | 0 | 0 | 0
Residential_CZ2 - Multi Family_New_Space Heating_Natural Gas_Boiler - Direct Fuel_E7_Baseline Forecast | Residential | CZ2 - Multi Family | New | Space Heating | Natural Gas | Boiler - Direct Fuel | E7 | Convert to NG Heat Pump | Baseline Forecast | 0 | 0 | 0 | 0 | 0 | 0 | 0 | 0 | 0 | 0 | 0 | 0 | 0 | 0 | 0 | 0 | 0 | 0 | 0 | 0 | 0 | 0 | 0 | 0 | 0 | 0 | 0 | 0 | 0 | 0
Residential_CZ2 - Multi Family_New_Space Heating_Natural Gas_Boiler - Direct Fuel_E8_Baseline Forecast | Residential | CZ2 - Multi Family | New | Space Heating | Natural Gas | Boiler - Direct Fuel | E8 |  | Baseline Forecast | 0 | 0 | 0 | 0 | 0 | 0 | 0 | 0 | 0 | 0 | 0 | 0 | 0 | 0 | 0 | 0 | 0 | 0 | 0 | 0 | 0 | 0 | 0 | 0 | 0 | 0 | 0 | 0 | 0 | 0
Residential_CZ2 - Multi Family_New_Space Heating_Natural Gas_Boiler - Direct Fuel_E9_Baseline Forecast | Residential | CZ2 - Multi Family | New | Space Heating | Natural Gas | Boiler - Direct Fuel | E9 |  | Baseline Forecast | 0 | 0 | 0 | 0 | 0 | 0 | 0 | 0 | 0 | 0 | 0 | 0 | 0 | 0 | 0 | 0 | 0 | 0 | 0 | 0 | 0 | 0 | 0 | 0 | 0 | 0 | 0 | 0 | 0 | 0
Residential_CZ2 - Multi Family_New_Space Heating_Natural Gas_Boiler - Direct Fuel_E10_Baseline Forecast | Residential | CZ2 - Multi Family | New | Space Heating | Natural Gas | Boiler - Direct Fuel | E10 |  | Baseline Forecast | 0 | 0 | 0 | 0 | 0 | 0 | 0 | 0 | 0 | 0 | 0 | 0 | 0 | 0 | 0 | 0 | 0 | 0 | 0 | 0 | 0 | 0 | 0 | 0 | 0 | 0 | 0 | 0 | 0 | 0
Residential_CZ2 - Multi Family_New_Secondary Heating_Natural Gas_Fireplace_E1_Baseline Forecast | Residential | CZ2 - Multi Family | New | Secondary Heating | Natural Gas | Fireplace | E1 | Baseline (50% to 60% FE Rating) | Baseline Forecast | 0 | 16.1657 | 16.1417 | 24.2481 | 23.7649 | 23.8819 | 23.9721 | 24.1232 | 24.0514 | 24.0144 | 24.0169 | 24.0172 | 23.9671 | 23.8603 | 23.7845 | 23.64 | 23.6365 | 25.0392 | 26.31 | 28.2382 | 29.9268 | 32.2195 | 0 | 0 | 0 | 0 | 0 | 0 | 0 | 0
Residential_CZ2 - Multi Family_New_Secondary Heating_Natural Gas_Fireplace_E2_Baseline Forecast | Residential | CZ2 - Multi Family | New | Secondary Heating | Natural Gas | Fireplace | E2 | Tier 1 (70% FE Rating) | Baseline Forecast | 0 | 0 | 0 | 0 | 0 | 0 | 0 | 0 | 0 | 0 | 0 | 0 | 0 | 0 | 0 | 0 | 0 | 0 | 0 | 0 | 0 | 0 | 0 | 0 | 0 | 0 | 0 | 0 | 0 | 0
Residential_CZ2 - Multi Family_New_Secondary Heating_Natural Gas_Fireplace_E3_Baseline Forecast | Residential | CZ2 - Multi Family | New | Secondary Heating | Natural Gas | Fireplace | E3 | Tier 2 (77%+ FE Rating) | Baseline Forecast | 0 | 0 | 0 | 0 | 0 | 0 | 0 | 0 | 0 | 0 | 0 | 0 | 0 | 0 | 0 | 0 | 0 | 0 | 0 | 0 | 0 | 0 | 0 | 0 | 0 | 0 | 0 | 0 | 0 | 0
Residential_CZ2 - Multi Family_New_Secondary Heating_Natural Gas_Fireplace_E4_Baseline Forecast | Residential | CZ2 - Multi Family | New | Secondary Heating | Natural Gas | Fireplace | E4 |  | Baseline Forecast | 0 | 0 | 0 | 0 | 0 | 0 | 0 | 0 | 0 | 0 | 0 | 0 | 0 | 0 | 0 | 0 | 0 | 0 | 0 | 0 | 0 | 0 | 0 | 0 | 0 | 0 | 0 | 0 | 0 | 0
Residential_CZ2 - Multi Family_New_Secondary Heating_Natural Gas_Fireplace_E5_Baseline Forecast | Residential | CZ2 - Multi Family | New | Secondary Heating | Natural Gas | Fireplace | E5 |  | Baseline Forecast | 0 | 0 | 0 | 0 | 0 | 0 | 0 | 0 | 0 | 0 | 0 | 0 | 0 | 0 | 0 | 0 | 0 | 0 | 0 | 0 | 0 | 0 | 0 | 0 | 0 | 0 | 0 | 0 | 0 | 0
Residential_CZ2 - Multi Family_New_Secondary Heating_Natural Gas_Fireplace_E6_Baseline Forecast | Residential | CZ2 - Multi Family | New | Secondary Heating | Natural Gas | Fireplace | E6 |  | Baseline Forecast | 0 | 0 | 0 | 0 | 0 | 0 | 0 | 0 | 0 | 0 | 0 | 0 | 0 | 0 | 0 | 0 | 0 | 0 | 0 | 0 | 0 | 0 | 0 | 0 | 0 | 0 | 0 | 0 | 0 | 0
Residential_CZ2 - Multi Family_New_Secondary Heating_Natural Gas_Fireplace_E7_Baseline Forecast | Residential | CZ2 - Multi Family | New | Secondary Heating | Natural Gas | Fireplace | E7 |  | Baseline Forecast | 0 | 0 | 0 | 0 | 0 | 0 | 0 | 0 | 0 | 0 | 0 | 0 | 0 | 0 | 0 | 0 | 0 | 0 | 0 | 0 | 0 | 0 | 0 | 0 | 0 | 0 | 0 | 0 | 0 | 0
Residential_CZ2 - Multi Family_New_Secondary Heating_Natural Gas_Fireplace_E8_Baseline Forecast | Residential | CZ2 - Multi Family | New | Secondary Heating | Natural Gas | Fireplace | E8 |  | Baseline Forecast | 0 | 0 | 0 | 0 | 0 | 0 | 0 | 0 | 0 | 0 | 0 | 0 | 0 | 0 | 0 | 0 | 0 | 0 | 0 | 0 | 0 | 0 | 0 | 0 | 0 | 0 | 0 | 0 | 0 | 0
Residential_CZ2 - Multi Family_New_Secondary Heating_Natural Gas_Fireplace_E9_Baseline Forecast | Residential | CZ2 - Multi Family | New | Secondary Heating | Natural Gas | Fireplace | E9 |  | Baseline Forecast | 0 | 0 | 0 | 0 | 0 | 0 | 0 | 0 | 0 | 0 | 0 | 0 | 0 | 0 | 0 | 0 | 0 | 0 | 0 | 0 | 0 | 0 | 0 | 0 | 0 | 0 | 0 | 0 | 0 | 0
Residential_CZ2 - Multi Family_New_Secondary Heating_Natural Gas_Fireplace_E10_Baseline Forecast | Residential | CZ2 - Multi Family | New | Secondary Heating | Natural Gas | Fireplace | E10 |  | Baseline Forecast | 0 | 0 | 0 | 0 | 0 | 0 | 0 | 0 | 0 | 0 | 0 | 0 | 0 | 0 | 0 | 0 | 0 | 0 | 0 | 0 | 0 | 0 | 0 | 0 | 0 | 0 | 0 | 0 | 0 | 0
Residential_CZ2 - Multi Family_New_Water Heating_Natural Gas_Water Heater <= 55 gal._E1_Baseline Forecast | Residential | CZ2 - Multi Family | New | Water Heating | Natural Gas | Water Heater <= 55 gal. | E1 | Baseline (UEF 0.58) | Baseline Forecast | 0 | 5.9537 | 6.0238 | 9.1374 | 9.0139 | 9.1218 | 9.0785 | 9.0909 | 9.0476 | 9.0055 | 8.5074 | 8.4953 | 9.2209 | 9.8504 | 10.7978 | 11.558 | 12.2555 | 12.8289 | 13.3232 | 15.3941 | 15.5159 | 16.685 | 0 | 0 | 0 | 0 | 0 | 0 | 0 | 0
Residential_CZ2 - Multi Family_New_Water Heating_Natural Gas_Water Heater <= 55 gal._E2_Baseline Forecast | Residential | CZ2 - Multi Family | New | Water Heating | Natural Gas | Water Heater <= 55 gal. | E2 | ENERGY STAR (UEF 0.64) | Baseline Forecast | 0 | 27.5452 | 27.4255 | 41.1101 | 40.2318 | 40.3664 | 40.5965 | 40.8971 | 40.7925 | 40.757 | 41.261 | 41.2739 | 45.2301 | 48.4731 | 53.2787 | 57.1409 | 60.6896 | 63.65 | 66.2196 | 76.5797 | 77.2828 | 83.2749 | 0 | 0 | 0 | 0 | 0 | 0 | 0 | 0
Residential_CZ2 - Multi Family_New_Water Heating_Natural Gas_Water Heater <= 55 gal._E3_Baseline Forecast | Residential | CZ2 - Multi Family | New | Water Heating | Natural Gas | Water Heater <= 55 gal. | E3 | Condensing (UEF 0.81) | Baseline Forecast | 0 | 1.3953 | 1.3929 | 2.0925 | 2.0515 | 2.0614 | 2.0694 | 2.0826 | 2.0755 | 2.0733 | 2.0727 | 2.0725 | 2.2676 | 2.4298 | 2.6688 | 2.8619 | 3.0391 | 3.1866 | 3.3125 | 3.8305 | 3.8655 | 4.1631 | 0 | 0 | 0 | 0 | 0 | 0 | 0 | 0
Residential_CZ2 - Multi Family_New_Water Heating_Natural Gas_Water Heater <= 55 gal._E4_Baseline Forecast | Residential | CZ2 - Multi Family | New | Water Heating | Natural Gas | Water Heater <= 55 gal. | E4 | Instantaneous - ENERGY STAR (UEF 0.87) | Baseline Forecast | 0 | 0 | 0 | 0 | 0 | 0 | 0 | 0 | 0 | 0 | 0 | 0 | 0 | 0 | 0 | 0 | 0 | 0 | 0 | 0 | 0 | 0 | 0 | 0 | 0 | 0 | 0 | 0 | 0 | 0
Residential_CZ2 - Multi Family_New_Water Heating_Natural Gas_Water Heater <= 55 gal._E5_Baseline Forecast | Residential | CZ2 - Multi Family | New | Water Heating | Natural Gas | Water Heater <= 55 gal. | E5 | Instantaneous - Condensing (UEF 0.92) | Baseline Forecast | 0 | 0 | 0 | 0 | 0 | 0 | 0 | 0 | 0 | 0 | 0 | 0 | 0 | 0 | 0 | 0 | 0 | 0 | 0 | 0 | 0 | 0 | 0 | 0 | 0 | 0 | 0 | 0 | 0 | 0
Residential_CZ2 - Multi Family_New_Water Heating_Natural Gas_Water Heater <= 55 gal._E6_Baseline Forecast | Residential | CZ2 - Multi Family | New | Water Heating | Natural Gas | Water Heater <= 55 gal. | E6 | NEEA Gas-Fired Absorption HPWH (EF 1.2) | Baseline Forecast | 0 | 0 | 0 | 0 | 0 | 0 | 0 | 0 | 0 | 0 | 0 | 0 | 0 | 0 | 0 | 0 | 0 | 0 | 0 | 0 | 0 | 0 | 0 | 0 | 0 | 0 | 0 | 0 | 0 | 0
Residential_CZ2 - Multi Family_New_Water Heating_Natural Gas_Water Heater <= 55 gal._E7_Baseline Forecast | Residential | CZ2 - Multi Family | New | Water Heating | Natural Gas | Water Heater <= 55 gal. | E7 | NEEA Gas-Fired Absorption HPWH (EF 1.7) | Baseline Forecast | 0 | 0 | 0 | 0 | 0 | 0 | 0 | 0 | 0 | 0 | 0 | 0 | 0 | 0 | 0 | 0 | 0 | 0 | 0 | 0 | 0 | 0 | 0 | 0 | 0 | 0 | 0 | 0 | 0 | 0
Residential_CZ2 - Multi Family_New_Water Heating_Natural Gas_Water Heater <= 55 gal._E8_Baseline Forecast | Residential | CZ2 - Multi Family | New | Water Heating | Natural Gas | Water Heater <= 55 gal. | E8 |  | Baseline Forecast | 0 | 0 | 0 | 0 | 0 | 0 | 0 | 0 | 0 | 0 | 0 | 0 | 0 | 0 | 0 | 0 | 0 | 0 | 0 | 0 | 0 | 0 | 0 | 0 | 0 | 0 | 0 | 0 | 0 | 0
Residential_CZ2 - Multi Family_New_Water Heating_Natural Gas_Water Heater <= 55 gal._E9_Baseline Forecast | Residential | CZ2 - Multi Family | New | Water Heating | Natural Gas | Water Heater <= 55 gal. | E9 |  | Baseline Forecast | 0 | 0 | 0 | 0 | 0 | 0 | 0 | 0 | 0 | 0 | 0 | 0 | 0 | 0 | 0 | 0 | 0 | 0 | 0 | 0 | 0 | 0 | 0 | 0 | 0 | 0 | 0 | 0 | 0 | 0
Residential_CZ2 - Multi Family_New_Water Heating_Natural Gas_Water Heater <= 55 gal._E10_Baseline Forecast | Residential | CZ2 - Multi Family | New | Water Heating | Natural Gas | Water Heater <= 55 gal. | E10 |  | Baseline Forecast | 0 | 0 | 0 | 0 | 0 | 0 | 0 | 0 | 0 | 0 | 0 | 0 | 0 | 0 | 0 | 0 | 0 | 0 | 0 | 0 | 0 | 0 | 0 | 0 | 0 | 0 | 0 | 0 | 0 | 0
Residential_CZ2 - Multi Family_New_Water Heating_Natural Gas_Water Heater > 55 gal._E1_Baseline Forecast | Residential | CZ2 - Multi Family | New | Water Heating | Natural Gas | Water Heater > 55 gal. | E1 | Standard (UEF 0.77) | Baseline Forecast | 0 | 1.2706 | 2.3019 | 3.7796 | 4.9117 | 5.8259 | 6.4607 | 6.9841 | 7.4064 | 7.7232 | 7.5517 | 7.8148 | 7.9969 | 8.2208 | 8.4715 | 8.7556 | 9.0822 | 9.4344 | 9.8149 | 10.2869 | 10.8007 | 11.4011 | 0 | 0 | 0 | 0 | 0 | 0 | 0 | 0
Residential_CZ2 - Multi Family_New_Water Heating_Natural Gas_Water Heater > 55 gal._E2_Baseline Forecast | Residential | CZ2 - Multi Family | New | Water Heating | Natural Gas | Water Heater > 55 gal. | E2 | ENERGY STAR (3.2) - UEF 0.78 | Baseline Forecast | 0 | 5.8785 | 10.48 | 17.0048 | 21.9226 | 25.7813 | 28.8907 | 31.419 | 33.393 | 34.9539 | 36.6258 | 37.968 | 39.2265 | 40.4537 | 41.7999 | 43.2865 | 44.9757 | 46.8086 | 48.7822 | 51.173 | 53.7968 | 56.9034 | 0 | 0 | 0 | 0 | 0 | 0 | 0 | 0
Residential_CZ2 - Multi Family_New_Water Heating_Natural Gas_Water Heater > 55 gal._E3_Baseline Forecast | Residential | CZ2 - Multi Family | New | Water Heating | Natural Gas | Water Heater > 55 gal. | E3 | Condensing (UEF 0.82) | Baseline Forecast | 0 | 0.29776 | 0.53228 | 0.86556 | 1.1179 | 1.3166 | 1.4727 | 1.6 | 1.699 | 1.7781 | 1.8399 | 1.9065 | 1.9666 | 2.0278 | 2.0938 | 2.168 | 2.2522 | 2.3435 | 2.4402 | 2.5597 | 2.6908 | 2.8447 | 0 | 0 | 0 | 0 | 0 | 0 | 0 | 0
Residential_CZ2 - Multi Family_New_Water Heating_Natural Gas_Water Heater > 55 gal._E4_Baseline Forecast | Residential | CZ2 - Multi Family | New | Water Heating | Natural Gas | Water Heater > 55 gal. | E4 | Instantaneous - ENERGY STAR (UEF 0.87) | Baseline Forecast | 0 | 0 | 0 | 0 | 0 | 0 | 0 | 0 | 0 | 0 | 0 | 0 | 0 | 0 | 0 | 0 | 0 | 0 | 0 | 0 | 0 | 0 | 0 | 0 | 0 | 0 | 0 | 0 | 0 | 0
Residential_CZ2 - Multi Family_New_Water Heating_Natural Gas_Water Heater > 55 gal._E5_Baseline Forecast | Residential | CZ2 - Multi Family | New | Water Heating | Natural Gas | Water Heater > 55 gal. | E5 | Instantaneous - Condensing (UEF 0.92) | Baseline Forecast | 0 | 0 | 0 | 0 | 0 | 0 | 0 | 0 | 0 | 0 | 0 | 0 | 0 | 0 | 0 | 0 | 0 | 0 | 0 | 0 | 0 | 0 | 0 | 0 | 0 | 0 | 0 | 0 | 0 | 0
Residential_CZ2 - Multi Family_New_Water Heating_Natural Gas_Water Heater > 55 gal._E6_Baseline Forecast | Residential | CZ2 - Multi Family | New | Water Heating | Natural Gas | Water Heater > 55 gal. | E6 | NEEA Gas-Fired Absorption HPWH (EF 1.3) | Baseline Forecast | 0 | 0 | 0 | 0 | 0 | 0 | 0 | 0 | 0 | 0 | 0 | 0 | 0 | 0 | 0 | 0 | 0 | 0 | 0 | 0 | 0 | 0 | 0 | 0 | 0 | 0 | 0 | 0 | 0 | 0
Residential_CZ2 - Multi Family_New_Water Heating_Natural Gas_Water Heater > 55 gal._E7_Baseline Forecast | Residential | CZ2 - Multi Family | New | Water Heating | Natural Gas | Water Heater > 55 gal. | E7 | NEEA Gas-Fired Absorption HPWH (EF 1.7) | Baseline Forecast | 0 | 0 | 0 | 0 | 0 | 0 | 0 | 0 | 0 | 0 | 0 | 0 | 0 | 0 | 0 | 0 | 0 | 0 | 0 | 0 | 0 | 0 | 0 | 0 | 0 | 0 | 0 | 0 | 0 | 0
Residential_CZ2 - Multi Family_New_Water Heating_Natural Gas_Water Heater > 55 gal._E8_Baseline Forecast | Residential | CZ2 - Multi Family | New | Water Heating | Natural Gas | Water Heater > 55 gal. | E8 |  | Baseline Forecast | 0 | 0 | 0 | 0 | 0 | 0 | 0 | 0 | 0 | 0 | 0 | 0 | 0 | 0 | 0 | 0 | 0 | 0 | 0 | 0 | 0 | 0 | 0 | 0 | 0 | 0 | 0 | 0 | 0 | 0
Residential_CZ2 - Multi Family_New_Water Heating_Natural Gas_Water Heater > 55 gal._E9_Baseline Forecast | Residential | CZ2 - Multi Family | New | Water Heating | Natural Gas | Water Heater > 55 gal. | E9 |  | Baseline Forecast | 0 | 0 | 0 | 0 | 0 | 0 | 0 | 0 | 0 | 0 | 0 | 0 | 0 | 0 | 0 | 0 | 0 | 0 | 0 | 0 | 0 | 0 | 0 | 0 | 0 | 0 | 0 | 0 | 0 | 0
Residential_CZ2 - Multi Family_New_Water Heating_Natural Gas_Water Heater > 55 gal._E10_Baseline Forecast | Residential | CZ2 - Multi Family | New | Water Heating | Natural Gas | Water Heater > 55 gal. | E10 |  | Baseline Forecast | 0 | 0 | 0 | 0 | 0 | 0 | 0 | 0 | 0 | 0 | 0 | 0 | 0 | 0 | 0 | 0 | 0 | 0 | 0 | 0 | 0 | 0 | 0 | 0 | 0 | 0 | 0 | 0 | 0 | 0
Residential_CZ2 - Multi Family_New_Appliances_Natural Gas_Clothes Dryer_E1_Baseline Forecast | Residential | CZ2 - Multi Family | New | Appliances | Natural Gas | Clothes Dryer | E1 | Standard | Baseline Forecast | 0 | 2.5855 | 2.5827 | 3.8813 | 3.8036 | 3.8232 | 3.8365 | 3.8607 | 3.8492 | 3.8434 | 3.765 | 3.7728 | 3.9446 | 4.1022 | 4.3492 | 4.5586 | 4.775 | 4.9633 | 5.141 | 5.31 | 5.461 | 5.7166 | 0 | 0 | 0 | 0 | 0 | 0 | 0 | 0
Residential_CZ2 - Multi Family_New_Appliances_Natural Gas_Clothes Dryer_E2_Baseline Forecast | Residential | CZ2 - Multi Family | New | Appliances | Natural Gas | Clothes Dryer | E2 | NEEA/ENERGY STAR (CE >60%) | Baseline Forecast | 0 | 2.0536 | 2.0495 | 3.0771 | 3.0162 | 3.0301 | 3.0427 | 3.0619 | 3.0528 | 3.048 | 3.1271 | 3.1193 | 3.2901 | 3.4307 | 3.6445 | 3.8283 | 4.0148 | 4.1821 | 4.3356 | 4.4813 | 4.6143 | 4.8354 | 0 | 0 | 0 | 0 | 0 | 0 | 0 | 0
Residential_CZ2 - Multi Family_New_Appliances_Natural Gas_Clothes Dryer_E3_Baseline Forecast | Residential | CZ2 - Multi Family | New | Appliances | Natural Gas | Clothes Dryer | E3 |  | Baseline Forecast | 0 | 0 | 0 | 0 | 0 | 0 | 0 | 0 | 0 | 0 | 0 | 0 | 0 | 0 | 0 | 0 | 0 | 0 | 0 | 0 | 0 | 0 | 0 | 0 | 0 | 0 | 0 | 0 | 0 | 0
Residential_CZ2 - Multi Family_New_Appliances_Natural Gas_Clothes Dryer_E4_Baseline Forecast | Residential | CZ2 - Multi Family | New | Appliances | Natural Gas | Clothes Dryer | E4 |  | Baseline Forecast | 0 | 0 | 0 | 0 | 0 | 0 | 0 | 0 | 0 | 0 | 0 | 0 | 0 | 0 | 0 | 0 | 0 | 0 | 0 | 0 | 0 | 0 | 0 | 0 | 0 | 0 | 0 | 0 | 0 | 0
Residential_CZ2 - Multi Family_New_Appliances_Natural Gas_Clothes Dryer_E5_Baseline Forecast | Residential | CZ2 - Multi Family | New | Appliances | Natural Gas | Clothes Dryer | E5 |  | Baseline Forecast | 0 | 0 | 0 | 0 | 0 | 0 | 0 | 0 | 0 | 0 | 0 | 0 | 0 | 0 | 0 | 0 | 0 | 0 | 0 | 0 | 0 | 0 | 0 | 0 | 0 | 0 | 0 | 0 | 0 | 0
Residential_CZ2 - Multi Family_New_Appliances_Natural Gas_Clothes Dryer_E6_Baseline Forecast | Residential | CZ2 - Multi Family | New | Appliances | Natural Gas | Clothes Dryer | E6 |  | Baseline Forecast | 0 | 0 | 0 | 0 | 0 | 0 | 0 | 0 | 0 | 0 | 0 | 0 | 0 | 0 | 0 | 0 | 0 | 0 | 0 | 0 | 0 | 0 | 0 | 0 | 0 | 0 | 0 | 0 | 0 | 0
Residential_CZ2 - Multi Family_New_Appliances_Natural Gas_Clothes Dryer_E7_Baseline Forecast | Residential | CZ2 - Multi Family | New | Appliances | Natural Gas | Clothes Dryer | E7 |  | Baseline Forecast | 0 | 0 | 0 | 0 | 0 | 0 | 0 | 0 | 0 | 0 | 0 | 0 | 0 | 0 | 0 | 0 | 0 | 0 | 0 | 0 | 0 | 0 | 0 | 0 | 0 | 0 | 0 | 0 | 0 | 0
Residential_CZ2 - Multi Family_New_Appliances_Natural Gas_Clothes Dryer_E8_Baseline Forecast | Residential | CZ2 - Multi Family | New | Appliances | Natural Gas | Clothes Dryer | E8 |  | Baseline Forecast | 0 | 0 | 0 | 0 | 0 | 0 | 0 | 0 | 0 | 0 | 0 | 0 | 0 | 0 | 0 | 0 | 0 | 0 | 0 | 0 | 0 | 0 | 0 | 0 | 0 | 0 | 0 | 0 | 0 | 0
Residential_CZ2 - Multi Family_New_Appliances_Natural Gas_Clothes Dryer_E9_Baseline Forecast | Residential | CZ2 - Multi Family | New | Appliances | Natural Gas | Clothes Dryer | E9 |  | Baseline Forecast | 0 | 0 | 0 | 0 | 0 | 0 | 0 | 0 | 0 | 0 | 0 | 0 | 0 | 0 | 0 | 0 | 0 | 0 | 0 | 0 | 0 | 0 | 0 | 0 | 0 | 0 | 0 | 0 | 0 | 0
Residential_CZ2 - Multi Family_New_Appliances_Natural Gas_Clothes Dryer_E10_Baseline Forecast | Residential | CZ2 - Multi Family | New | Appliances | Natural Gas | Clothes Dryer | E10 |  | Baseline Forecast | 0 | 0 | 0 | 0 | 0 | 0 | 0 | 0 | 0 | 0 | 0 | 0 | 0 | 0 | 0 | 0 | 0 | 0 | 0 | 0 | 0 | 0 | 0 | 0 | 0 | 0 | 0 | 0 | 0 | 0
Residential_CZ2 - Multi Family_New_Appliances_Natural Gas_Stove/Oven_E1_Baseline Forecast | Residential | CZ2 - Multi Family | New | Appliances | Natural Gas | Stove/Oven | E1 | Typical - (914 + 1915 IAEC) | Baseline Forecast | 0 | 13.4103 | 13.3986 | 20.1373 | 19.7425 | 19.8461 | 19.9125 | 20.0337 | 19.9725 | 19.9384 | 19.5641 | 21.4326 | 22.9199 | 25.1171 | 26.9548 | 28.4811 | 29.894 | 31.0656 | 35.8588 | 36.1827 | 38.3526 | 39.044 | 0 | 0 | 0 | 0 | 0 | 0 | 0 | 0
Residential_CZ2 - Multi Family_New_Appliances_Natural Gas_Stove/Oven_E2_Baseline Forecast | Residential | CZ2 - Multi Family | New | Appliances | Natural Gas | Stove/Oven | E2 | High Efficiency (730 + 1660 IAEC) | Baseline Forecast | 0 | 5.6931 | 5.6764 | 8.5171 | 8.341 | 8.3755 | 8.4158 | 8.4733 | 8.4495 | 8.4399 | 8.8172 | 9.6781 | 10.4668 | 11.5134 | 12.3931 | 13.1218 | 13.7993 | 14.3694 | 16.6161 | 16.7847 | 17.8113 | 18.1725 | 0 | 0 | 0 | 0 | 0 | 0 | 0 | 0
Residential_CZ2 - Multi Family_New_Appliances_Natural Gas_Stove/Oven_E3_Baseline Forecast | Residential | CZ2 - Multi Family | New | Appliances | Natural Gas | Stove/Oven | E3 |  | Baseline Forecast | 0 | 0 | 0 | 0 | 0 | 0 | 0 | 0 | 0 | 0 | 0 | 0 | 0 | 0 | 0 | 0 | 0 | 0 | 0 | 0 | 0 | 0 | 0 | 0 | 0 | 0 | 0 | 0 | 0 | 0
Residential_CZ2 - Multi Family_New_Appliances_Natural Gas_Stove/Oven_E4_Baseline Forecast | Residential | CZ2 - Multi Family | New | Appliances | Natural Gas | Stove/Oven | E4 |  | Baseline Forecast | 0 | 0 | 0 | 0 | 0 | 0 | 0 | 0 | 0 | 0 | 0 | 0 | 0 | 0 | 0 | 0 | 0 | 0 | 0 | 0 | 0 | 0 | 0 | 0 | 0 | 0 | 0 | 0 | 0 | 0
Residential_CZ2 - Multi Family_New_Appliances_Natural Gas_Stove/Oven_E5_Baseline Forecast | Residential | CZ2 - Multi Family | New | Appliances | Natural Gas | Stove/Oven | E5 |  | Baseline Forecast | 0 | 0 | 0 | 0 | 0 | 0 | 0 | 0 | 0 | 0 | 0 | 0 | 0 | 0 | 0 | 0 | 0 | 0 | 0 | 0 | 0 | 0 | 0 | 0 | 0 | 0 | 0 | 0 | 0 | 0
Residential_CZ2 - Multi Family_New_Appliances_Natural Gas_Stove/Oven_E6_Baseline Forecast | Residential | CZ2 - Multi Family | New | Appliances | Natural Gas | Stove/Oven | E6 |  | Baseline Forecast | 0 | 0 | 0 | 0 | 0 | 0 | 0 | 0 | 0 | 0 | 0 | 0 | 0 | 0 | 0 | 0 | 0 | 0 | 0 | 0 | 0 | 0 | 0 | 0 | 0 | 0 | 0 | 0 | 0 | 0
Residential_CZ2 - Multi Family_New_Appliances_Natural Gas_Stove/Oven_E7_Baseline Forecast | Residential | CZ2 - Multi Family | New | Appliances | Natural Gas | Stove/Oven | E7 |  | Baseline Forecast | 0 | 0 | 0 | 0 | 0 | 0 | 0 | 0 | 0 | 0 | 0 | 0 | 0 | 0 | 0 | 0 | 0 | 0 | 0 | 0 | 0 | 0 | 0 | 0 | 0 | 0 | 0 | 0 | 0 | 0
Residential_CZ2 - Multi Family_New_Appliances_Natural Gas_Stove/Oven_E8_Baseline Forecast | Residential | CZ2 - Multi Family | New | Appliances | Natural Gas | Stove/Oven | E8 |  | Baseline Forecast | 0 | 0 | 0 | 0 | 0 | 0 | 0 | 0 | 0 | 0 | 0 | 0 | 0 | 0 | 0 | 0 | 0 | 0 | 0 | 0 | 0 | 0 | 0 | 0 | 0 | 0 | 0 | 0 | 0 | 0
Residential_CZ2 - Multi Family_New_Appliances_Natural Gas_Stove/Oven_E9_Baseline Forecast | Residential | CZ2 - Multi Family | New | Appliances | Natural Gas | Stove/Oven | E9 |  | Baseline Forecast | 0 | 0 | 0 | 0 | 0 | 0 | 0 | 0 | 0 | 0 | 0 | 0 | 0 | 0 | 0 | 0 | 0 | 0 | 0 | 0 | 0 | 0 | 0 | 0 | 0 | 0 | 0 | 0 | 0 | 0
Residential_CZ2 - Multi Family_New_Appliances_Natural Gas_Stove/Oven_E10_Baseline Forecast | Residential | CZ2 - Multi Family | New | Appliances | Natural Gas | Stove/Oven | E10 |  | Baseline Forecast | 0 | 0 | 0 | 0 | 0 | 0 | 0 | 0 | 0 | 0 | 0 | 0 | 0 | 0 | 0 | 0 | 0 | 0 | 0 | 0 | 0 | 0 | 0 | 0 | 0 | 0 | 0 | 0 | 0 | 0
Residential_CZ2 - Multi Family_New_Miscellaneous_Natural Gas_Pool Heater_E1_Baseline Forecast | Residential | CZ2 - Multi Family | New | Miscellaneous | Natural Gas | Pool Heater | E1 | Standard (EF 0.82) | Baseline Forecast | 0 | 0.44407 | 0.44341 | 0.66609 | 0.65282 | 0.65603 | 0.65851 | 0.70303 | 0.7377 | 0.79024 | 0.83778 | 0.88124 | 0.9196 | 0.95683 | 0.99441 | 1.0313 | 1.0726 | 1.1124 | 1.2935 | 1.3208 | 1.4196 | 1.4582 | 0 | 0 | 0 | 0 | 0 | 0 | 0 | 0
Residential_CZ2 - Multi Family_New_Miscellaneous_Natural Gas_Pool Heater_E2_Baseline Forecast | Residential | CZ2 - Multi Family | New | Miscellaneous | Natural Gas | Pool Heater | E2 | High Efficiency (EF 0.84) | Baseline Forecast | 0 | 0.023372 | 0.023337 | 0.035057 | 0.034359 | 0.034528 | 0.034658 | 0.037002 | 0.038826 | 0.041591 | 0.044094 | 0.046381 | 0.0484 | 0.050359 | 0.052337 | 0.054278 | 0.056454 | 0.058548 | 0.068079 | 0.069516 | 0.074718 | 0.076747 | 0 | 0 | 0 | 0 | 0 | 0 | 0 | 0
Residential_CZ2 - Multi Family_New_Miscellaneous_Natural Gas_Pool Heater_E3_Baseline Forecast | Residential | CZ2 - Multi Family | New | Miscellaneous | Natural Gas | Pool Heater | E3 | Condensing (EF .94) | Baseline Forecast | 0 | 0 | 0 | 0 | 0 | 0 | 0 | 0 | 0 | 0 | 0 | 0 | 0 | 0 | 0 | 0 | 0 | 0 | 0 | 0 | 0 | 0 | 0 | 0 | 0 | 0 | 0 | 0 | 0 | 0
Residential_CZ2 - Multi Family_New_Miscellaneous_Natural Gas_Pool Heater_E4_Baseline Forecast | Residential | CZ2 - Multi Family | New | Miscellaneous | Natural Gas | Pool Heater | E4 | Condensing w/Imp. HX (EF 0.95) | Baseline Forecast | 0 | 0 | 0 | 0 | 0 | 0 | 0 | 0 | 0 | 0 | 0 | 0 | 0 | 0 | 0 | 0 | 0 | 0 | 0 | 0 | 0 | 0 | 0 | 0 | 0 | 0 | 0 | 0 | 0 | 0
Residential_CZ2 - Multi Family_New_Miscellaneous_Natural Gas_Pool Heater_E5_Baseline Forecast | Residential | CZ2 - Multi Family | New | Miscellaneous | Natural Gas | Pool Heater | E5 |  | Baseline Forecast | 0 | 0 | 0 | 0 | 0 | 0 | 0 | 0 | 0 | 0 | 0 | 0 | 0 | 0 | 0 | 0 | 0 | 0 | 0 | 0 | 0 | 0 | 0 | 0 | 0 | 0 | 0 | 0 | 0 | 0
Residential_CZ2 - Multi Family_New_Miscellaneous_Natural Gas_Pool Heater_E6_Baseline Forecast | Residential | CZ2 - Multi Family | New | Miscellaneous | Natural Gas | Pool Heater | E6 |  | Baseline Forecast | 0 | 0 | 0 | 0 | 0 | 0 | 0 | 0 | 0 | 0 | 0 | 0 | 0 | 0 | 0 | 0 | 0 | 0 | 0 | 0 | 0 | 0 | 0 | 0 | 0 | 0 | 0 | 0 | 0 | 0
Residential_CZ2 - Multi Family_New_Miscellaneous_Natural Gas_Pool Heater_E7_Baseline Forecast | Residential | CZ2 - Multi Family | New | Miscellaneous | Natural Gas | Pool Heater | E7 |  | Baseline Forecast | 0 | 0 | 0 | 0 | 0 | 0 | 0 | 0 | 0 | 0 | 0 | 0 | 0 | 0 | 0 | 0 | 0 | 0 | 0 | 0 | 0 | 0 | 0 | 0 | 0 | 0 | 0 | 0 | 0 | 0
Residential_CZ2 - Multi Family_New_Miscellaneous_Natural Gas_Pool Heater_E8_Baseline Forecast | Residential | CZ2 - Multi Family | New | Miscellaneous | Natural Gas | Pool Heater | E8 |  | Baseline Forecast | 0 | 0 | 0 | 0 | 0 | 0 | 0 | 0 | 0 | 0 | 0 | 0 | 0 | 0 | 0 | 0 | 0 | 0 | 0 | 0 | 0 | 0 | 0 | 0 | 0 | 0 | 0 | 0 | 0 | 0
Residential_CZ2 - Multi Family_New_Miscellaneous_Natural Gas_Pool Heater_E9_Baseline Forecast | Residential | CZ2 - Multi Family | New | Miscellaneous | Natural Gas | Pool Heater | E9 |  | Baseline Forecast | 0 | 0 | 0 | 0 | 0 | 0 | 0 | 0 | 0 | 0 | 0 | 0 | 0 | 0 | 0 | 0 | 0 | 0 | 0 | 0 | 0 | 0 | 0 | 0 | 0 | 0 | 0 | 0 | 0 | 0
Residential_CZ2 - Multi Family_New_Miscellaneous_Natural Gas_Pool Heater_E10_Baseline Forecast | Residential | CZ2 - Multi Family | New | Miscellaneous | Natural Gas | Pool Heater | E10 |  | Baseline Forecast | 0 | 0 | 0 | 0 | 0 | 0 | 0 | 0 | 0 | 0 | 0 | 0 | 0 | 0 | 0 | 0 | 0 | 0 | 0 | 0 | 0 | 0 | 0 | 0 | 0 | 0 | 0 | 0 | 0 | 0
Residential_CZ2 - Multi Family_New_Miscellaneous_Natural Gas_Miscellaneous_E1_Baseline Forecast | Residential | CZ2 - Multi Family | New | Miscellaneous | Natural Gas | Miscellaneous | E1 | Default | Baseline Forecast | 0 | 53.8533 | 53.7732 | 80.7781 | 79.1688 | 79.5582 | 79.8588 | 89.3379 | 96.5649 | 107.1644 | 115.84 | 123.1287 | 129.0852 | 150.4413 | 154.4347 | 166.8172 | 170.9857 | 176.0188 | 181.1568 | 191.6632 | 200.3826 | 213.1318 | 0 | 0 | 0 | 0 | 0 | 0 | 0 | 0
Residential_CZ2 - Multi Family_New_Miscellaneous_Natural Gas_Miscellaneous_E2_Baseline Forecast | Residential | CZ2 - Multi Family | New | Miscellaneous | Natural Gas | Miscellaneous | E2 |  | Baseline Forecast | 0 | 0 | 0 | 0 | 0 | 0 | 0 | 0 | 0 | 0 | 0 | 0 | 0 | 0 | 0 | 0 | 0 | 0 | 0 | 0 | 0 | 0 | 0 | 0 | 0 | 0 | 0 | 0 | 0 | 0
Residential_CZ2 - Multi Family_New_Miscellaneous_Natural Gas_Miscellaneous_E3_Baseline Forecast | Residential | CZ2 - Multi Family | New | Miscellaneous | Natural Gas | Miscellaneous | E3 |  | Baseline Forecast | 0 | 0 | 0 | 0 | 0 | 0 | 0 | 0 | 0 | 0 | 0 | 0 | 0 | 0 | 0 | 0 | 0 | 0 | 0 | 0 | 0 | 0 | 0 | 0 | 0 | 0 | 0 | 0 | 0 | 0
Residential_CZ2 - Multi Family_New_Miscellaneous_Natural Gas_Miscellaneous_E4_Baseline Forecast | Residential | CZ2 - Multi Family | New | Miscellaneous | Natural Gas | Miscellaneous | E4 |  | Baseline Forecast | 0 | 0 | 0 | 0 | 0 | 0 | 0 | 0 | 0 | 0 | 0 | 0 | 0 | 0 | 0 | 0 | 0 | 0 | 0 | 0 | 0 | 0 | 0 | 0 | 0 | 0 | 0 | 0 | 0 | 0
Residential_CZ2 - Multi Family_New_Miscellaneous_Natural Gas_Miscellaneous_E5_Baseline Forecast | Residential | CZ2 - Multi Family | New | Miscellaneous | Natural Gas | Miscellaneous | E5 |  | Baseline Forecast | 0 | 0 | 0 | 0 | 0 | 0 | 0 | 0 | 0 | 0 | 0 | 0 | 0 | 0 | 0 | 0 | 0 | 0 | 0 | 0 | 0 | 0 | 0 | 0 | 0 | 0 | 0 | 0 | 0 | 0
Residential_CZ2 - Multi Family_New_Miscellaneous_Natural Gas_Miscellaneous_E6_Baseline Forecast | Residential | CZ2 - Multi Family | New | Miscellaneous | Natural Gas | Miscellaneous | E6 |  | Baseline Forecast | 0 | 0 | 0 | 0 | 0 | 0 | 0 | 0 | 0 | 0 | 0 | 0 | 0 | 0 | 0 | 0 | 0 | 0 | 0 | 0 | 0 | 0 | 0 | 0 | 0 | 0 | 0 | 0 | 0 | 0
Residential_CZ2 - Multi Family_New_Miscellaneous_Natural Gas_Miscellaneous_E7_Baseline Forecast | Residential | CZ2 - Multi Family | New | Miscellaneous | Natural Gas | Miscellaneous | E7 |  | Baseline Forecast | 0 | 0 | 0 | 0 | 0 | 0 | 0 | 0 | 0 | 0 | 0 | 0 | 0 | 0 | 0 | 0 | 0 | 0 | 0 | 0 | 0 | 0 | 0 | 0 | 0 | 0 | 0 | 0 | 0 | 0
Residential_CZ2 - Multi Family_New_Miscellaneous_Natural Gas_Miscellaneous_E8_Baseline Forecast | Residential | CZ2 - Multi Family | New | Miscellaneous | Natural Gas | Miscellaneous | E8 |  | Baseline Forecast | 0 | 0 | 0 | 0 | 0 | 0 | 0 | 0 | 0 | 0 | 0 | 0 | 0 | 0 | 0 | 0 | 0 | 0 | 0 | 0 | 0 | 0 | 0 | 0 | 0 | 0 | 0 | 0 | 0 | 0
Residential_CZ2 - Multi Family_New_Miscellaneous_Natural Gas_Miscellaneous_E9_Baseline Forecast | Residential | CZ2 - Multi Family | New | Miscellaneous | Natural Gas | Miscellaneous | E9 |  | Baseline Forecast | 0 | 0 | 0 | 0 | 0 | 0 | 0 | 0 | 0 | 0 | 0 | 0 | 0 | 0 | 0 | 0 | 0 | 0 | 0 | 0 | 0 | 0 | 0 | 0 | 0 | 0 | 0 | 0 | 0 | 0
Residential_CZ2 - Multi Family_New_Miscellaneous_Natural Gas_Miscellaneous_E10_Baseline Forecast | Residential | CZ2 - Multi Family | New | Miscellaneous | Natural Gas | Miscellaneous | E10 |  | Baseline Forecast | 0 | 0 | 0 | 0 | 0 | 0 | 0 | 0 | 0 | 0 | 0 | 0 | 0 | 0 | 0 | 0 | 0 | 0 | 0 | 0 | 0 | 0 | 0 | 0 | 0 | 0 | 0 | 0 | 0 | 0
Residential_CZ3 - Single Family_Existing_Space Heating_Natural Gas_Furnace - Direct Fuel_E1_Baseline Forecast | Residential | CZ3 - Single Family | Existing | Space Heating | Natural Gas | Furnace - Direct Fuel | E1 | AFUE 80% | Baseline Forecast | 0 | 941.9847 | 934.3966 | 925.3092 | 914.7963 | 0 | 0 | 0 | 0 | 0 | 0 | 0 | 0 | 0 | 0 | 0 | 0 | 0 | 0 | 0 | 0 | 0 | 0 | 0 | 0 | 0 | 0 | 0 | 0 | 0
Residential_CZ3 - Single Family_Existing_Space Heating_Natural Gas_Furnace - Direct Fuel_E2_Baseline Forecast | Residential | CZ3 - Single Family | Existing | Space Heating | Natural Gas | Furnace - Direct Fuel | E2 | AFUE 90% | Baseline Forecast | 0 | 616.3073 | 599.9677 | 585.1658 | 571.8144 | 0 | 0 | 0 | 0 | 0 | 0 | 0 | 0 | 0 | 0 | 0 | 0 | 0 | 0 | 0 | 0 | 0 | 0 | 0 | 0 | 0 | 0 | 0 | 0 | 0
Residential_CZ3 - Single Family_Existing_Space Heating_Natural Gas_Furnace - Direct Fuel_E3_Baseline Forecast | Residential | CZ3 - Single Family | Existing | Space Heating | Natural Gas | Furnace - Direct Fuel | E3 | AFUE 92% | Baseline Forecast | 0 | 197.6603 | 189.8132 | 183.1082 | 177.4209 | 1636.3331 | 1607.8303 | 1569.2805 | 1533.4935 | 1499.5104 | 1452.8216 | 1423.3245 | 1437.1842 | 1448.5272 | 1457.1668 | 1463.0355 | 1466.303 | 1467.67 | 1466.5578 | 1463.2366 | 1457.7926 | 1450.3803 | 0 | 0 | 0 | 0 | 0 | 0 | 0 | 0
Residential_CZ3 - Single Family_Existing_Space Heating_Natural Gas_Furnace - Direct Fuel_E4_Baseline Forecast | Residential | CZ3 - Single Family | Existing | Space Heating | Natural Gas | Furnace - Direct Fuel | E4 | AFUE 95% | Baseline Forecast | 0 | 118.5962 | 113.8879 | 109.8649 | 106.4525 | 103.146 | 101.5083 | 98.8052 | 95.9928 | 93.5244 | 100.0526 | 97.5714 | 99.6515 | 100.8153 | 102.0916 | 103.4048 | 104.8308 | 106.3881 | 107.7926 | 109.07 | 110.2315 | 111.4545 | 0 | 0 | 0 | 0 | 0 | 0 | 0 | 0
Residential_CZ3 - Single Family_Existing_Space Heating_Natural Gas_Furnace - Direct Fuel_E5_Baseline Forecast | Residential | CZ3 - Single Family | Existing | Space Heating | Natural Gas | Furnace - Direct Fuel | E5 | AFUE 98% | Baseline Forecast | 0 | 79.0641 | 75.9253 | 73.2433 | 70.9684 | 68.764 | 67.6722 | 65.8701 | 63.9952 | 62.3496 | 66.7017 | 65.0476 | 66.4344 | 67.2102 | 68.0611 | 68.9366 | 69.8872 | 70.9254 | 71.8617 | 72.7133 | 73.4877 | 74.303 | 0 | 0 | 0 | 0 | 0 | 0 | 0 | 0
Residential_CZ3 - Single Family_Existing_Space Heating_Natural Gas_Furnace - Direct Fuel_E6_Baseline Forecast | Residential | CZ3 - Single Family | Existing | Space Heating | Natural Gas | Furnace - Direct Fuel | E6 | Convert to NG Heat Pump | Baseline Forecast | 0 | 8.4759 | 8.3833 | 8.2381 | 8.1659 | 8.069 | 7.8793 | 7.6168 | 7.2841 | 6.9332 | 6.5105 | 5.9951 | 5.5397 | 5.8204 | 6.0799 | 6.3448 | 6.5966 | 6.3677 | 6.1564 | 5.9573 | 5.9446 | 5.9252 | 0 | 0 | 0 | 0 | 0 | 0 | 0 | 0
Residential_CZ3 - Single Family_Existing_Space Heating_Natural Gas_Furnace - Direct Fuel_E7_Baseline Forecast | Residential | CZ3 - Single Family | Existing | Space Heating | Natural Gas | Furnace - Direct Fuel | E7 |  | Baseline Forecast | 0 | 0 | 0 | 0 | 0 | 0 | 0 | 0 | 0 | 0 | 0 | 0 | 0 | 0 | 0 | 0 | 0 | 0 | 0 | 0 | 0 | 0 | 0 | 0 | 0 | 0 | 0 | 0 | 0 | 0
Residential_CZ3 - Single Family_Existing_Space Heating_Natural Gas_Furnace - Direct Fuel_E8_Baseline Forecast | Residential | CZ3 - Single Family | Existing | Space Heating | Natural Gas | Furnace - Direct Fuel | E8 |  | Baseline Forecast | 0 | 0 | 0 | 0 | 0 | 0 | 0 | 0 | 0 | 0 | 0 | 0 | 0 | 0 | 0 | 0 | 0 | 0 | 0 | 0 | 0 | 0 | 0 | 0 | 0 | 0 | 0 | 0 | 0 | 0
Residential_CZ3 - Single Family_Existing_Space Heating_Natural Gas_Furnace - Direct Fuel_E9_Baseline Forecast | Residential | CZ3 - Single Family | Existing | Space Heating | Natural Gas | Furnace - Direct Fuel | E9 |  | Baseline Forecast | 0 | 0 | 0 | 0 | 0 | 0 | 0 | 0 | 0 | 0 | 0 | 0 | 0 | 0 | 0 | 0 | 0 | 0 | 0 | 0 | 0 | 0 | 0 | 0 | 0 | 0 | 0 | 0 | 0 | 0
Residential_CZ3 - Single Family_Existing_Space Heating_Natural Gas_Furnace - Direct Fuel_E10_Baseline Forecast | Residential | CZ3 - Single Family | Existing | Space Heating | Natural Gas | Furnace - Direct Fuel | E10 |  | Baseline Forecast | 0 | 0 | 0 | 0 | 0 | 0 | 0 | 0 | 0 | 0 | 0 | 0 | 0 | 0 | 0 | 0 | 0 | 0 | 0 | 0 | 0 | 0 | 0 | 0 | 0 | 0 | 0 | 0 | 0 | 0
Residential_CZ3 - Single Family_Existing_Space Heating_Natural Gas_Boiler - Direct Fuel_E1_Baseline Forecast | Residential | CZ3 - Single Family | Existing | Space Heating | Natural Gas | Boiler - Direct Fuel | E1 | AFUE 82% | Baseline Forecast | 0 | 3.5649 | 0 | 0 | 0 | 0 | 0 | 0 | 0 | 0 | 0 | 0 | 0 | 0 | 0 | 0 | 0 | 0 | 0 | 0 | 0 | 0 | 0 | 0 | 0 | 0 | 0 | 0 | 0 | 0
Residential_CZ3 - Single Family_Existing_Space Heating_Natural Gas_Boiler - Direct Fuel_E2_Baseline Forecast | Residential | CZ3 - Single Family | Existing | Space Heating | Natural Gas | Boiler - Direct Fuel | E2 | AFUE 84% | Baseline Forecast | 0 | 0 | 3.0265 | 3.0249 | 3.0181 | 3.013 | 2.9881 | 2.9483 | 2.9152 | 2.8821 | 2.7534 | 2.7314 | 2.7412 | 2.7533 | 2.7634 | 2.7722 | 2.7784 | 2.7849 | 2.7855 | 2.7805 | 2.769 | 2.7501 | 0 | 0 | 0 | 0 | 0 | 0 | 0 | 0
Residential_CZ3 - Single Family_Existing_Space Heating_Natural Gas_Boiler - Direct Fuel_E3_Baseline Forecast | Residential | CZ3 - Single Family | Existing | Space Heating | Natural Gas | Boiler - Direct Fuel | E3 | AFUE 85% | Baseline Forecast | 0 | 3.6862 | 3.8725 | 3.8337 | 3.7975 | 3.7624 | 3.733 | 3.6765 | 3.6216 | 3.5696 | 3.5139 | 3.4647 | 3.4708 | 3.4763 | 3.4811 | 3.4844 | 3.4862 | 3.4867 | 3.4852 | 3.4823 | 3.4776 | 3.4716 | 0 | 0 | 0 | 0 | 0 | 0 | 0 | 0
Residential_CZ3 - Single Family_Existing_Space Heating_Natural Gas_Boiler - Direct Fuel_E4_Baseline Forecast | Residential | CZ3 - Single Family | Existing | Space Heating | Natural Gas | Boiler - Direct Fuel | E4 | AFUE 90% | Baseline Forecast | 0 | 3.6862 | 3.8725 | 3.8337 | 3.7975 | 3.7624 | 3.733 | 3.6765 | 3.6216 | 3.5696 | 3.5139 | 3.4647 | 3.4708 | 3.4763 | 3.4811 | 3.4844 | 3.4862 | 3.4867 | 3.4852 | 3.4823 | 3.4776 | 3.4716 | 0 | 0 | 0 | 0 | 0 | 0 | 0 | 0
Residential_CZ3 - Single Family_Existing_Space Heating_Natural Gas_Boiler - Direct Fuel_E5_Baseline Forecast | Residential | CZ3 - Single Family | Existing | Space Heating | Natural Gas | Boiler - Direct Fuel | E5 | AFUE 95% | Baseline Forecast | 0 | 0.93454 | 0.97035 | 0.95174 | 0.93572 | 0.92017 | 0.91338 | 0.89799 | 0.88165 | 0.86682 | 0.92625 | 0.91045 | 0.92037 | 0.92147 | 0.92261 | 0.92266 | 0.9227 | 0.92318 | 0.92436 | 0.92601 | 0.92876 | 0.93399 | 0 | 0 | 0 | 0 | 0 | 0 | 0 | 0
Residential_CZ3 - Single Family_Existing_Space Heating_Natural Gas_Boiler - Direct Fuel_E6_Baseline Forecast | Residential | CZ3 - Single Family | Existing | Space Heating | Natural Gas | Boiler - Direct Fuel | E6 | AFUE 96% | Baseline Forecast | 0 | 0.4603 | 0.47794 | 0.46877 | 0.46088 | 0.45322 | 0.44987 | 0.44229 | 0.43425 | 0.42694 | 0.45621 | 0.44843 | 0.45332 | 0.45386 | 0.45442 | 0.45444 | 0.45446 | 0.4547 | 0.45528 | 0.45609 | 0.45745 | 0.46002 | 0 | 0 | 0 | 0 | 0 | 0 | 0 | 0
Residential_CZ3 - Single Family_Existing_Space Heating_Natural Gas_Boiler - Direct Fuel_E7_Baseline Forecast | Residential | CZ3 - Single Family | Existing | Space Heating | Natural Gas | Boiler - Direct Fuel | E7 | Convert to NG Heat Pump | Baseline Forecast | 0 | 0.053504 | 0.053523 | 0.053171 | 0.053258 | 0.053152 | 0.052399 | 0.051139 | 0.049354 | 0.047391 | 0.044876 | 0.041656 | 0.038203 | 0.039898 | 0.041481 | 0.043135 | 0.044732 | 0.043108 | 0.041644 | 0.040296 | 0.040236 | 0.040152 | 0 | 0 | 0 | 0 | 0 | 0 | 0 | 0
Residential_CZ3 - Single Family_Existing_Space Heating_Natural Gas_Boiler - Direct Fuel_E8_Baseline Forecast | Residential | CZ3 - Single Family | Existing | Space Heating | Natural Gas | Boiler - Direct Fuel | E8 |  | Baseline Forecast | 0 | 0 | 0 | 0 | 0 | 0 | 0 | 0 | 0 | 0 | 0 | 0 | 0 | 0 | 0 | 0 | 0 | 0 | 0 | 0 | 0 | 0 | 0 | 0 | 0 | 0 | 0 | 0 | 0 | 0
Residential_CZ3 - Single Family_Existing_Space Heating_Natural Gas_Boiler - Direct Fuel_E9_Baseline Forecast | Residential | CZ3 - Single Family | Existing | Space Heating | Natural Gas | Boiler - Direct Fuel | E9 |  | Baseline Forecast | 0 | 0 | 0 | 0 | 0 | 0 | 0 | 0 | 0 | 0 | 0 | 0 | 0 | 0 | 0 | 0 | 0 | 0 | 0 | 0 | 0 | 0 | 0 | 0 | 0 | 0 | 0 | 0 | 0 | 0
Residential_CZ3 - Single Family_Existing_Space Heating_Natural Gas_Boiler - Direct Fuel_E10_Baseline Forecast | Residential | CZ3 - Single Family | Existing | Space Heating | Natural Gas | Boiler - Direct Fuel | E10 |  | Baseline Forecast | 0 | 0 | 0 | 0 | 0 | 0 | 0 | 0 | 0 | 0 | 0 | 0 | 0 | 0 | 0 | 0 | 0 | 0 | 0 | 0 | 0 | 0 | 0 | 0 | 0 | 0 | 0 | 0 | 0 | 0
Residential_CZ3 - Single Family_Existing_Secondary Heating_Natural Gas_Fireplace_E1_Baseline Forecast | Residential | CZ3 - Single Family | Existing | Secondary Heating | Natural Gas | Fireplace | E1 | Baseline (50% to 60% FE Rating) | Baseline Forecast | 0 | 721.6827 | 699.7057 | 679.687 | 661.446 | 644.8185 | 619.1178 | 595.7368 | 574.4612 | 555.0967 | 537.4669 | 561.226 | 582.6732 | 602.0222 | 634.9607 | 664.7152 | 691.58 | 691.6511 | 689.7683 | 686.2856 | 681.5081 | 675.6986 | 0 | 0 | 0 | 0 | 0 | 0 | 0 | 0
Residential_CZ3 - Single Family_Existing_Secondary Heating_Natural Gas_Fireplace_E2_Baseline Forecast | Residential | CZ3 - Single Family | Existing | Secondary Heating | Natural Gas | Fireplace | E2 | Tier 1 (70% FE Rating) | Baseline Forecast | 0 | 0 | 0 | 0 | 0 | 0 | 0 | 0 | 0 | 0 | 0 | 0 | 0 | 0 | 0 | 0 | 0 | 0 | 0 | 0 | 0 | 0 | 0 | 0 | 0 | 0 | 0 | 0 | 0 | 0
Residential_CZ3 - Single Family_Existing_Secondary Heating_Natural Gas_Fireplace_E3_Baseline Forecast | Residential | CZ3 - Single Family | Existing | Secondary Heating | Natural Gas | Fireplace | E3 | Tier 2 (77%+ FE Rating) | Baseline Forecast | 0 | 0 | 0 | 0 | 0 | 0 | 0 | 0 | 0 | 0 | 0 | 0 | 0 | 0 | 0 | 0 | 0 | 0 | 0 | 0 | 0 | 0 | 0 | 0 | 0 | 0 | 0 | 0 | 0 | 0
Residential_CZ3 - Single Family_Existing_Secondary Heating_Natural Gas_Fireplace_E4_Baseline Forecast | Residential | CZ3 - Single Family | Existing | Secondary Heating | Natural Gas | Fireplace | E4 |  | Baseline Forecast | 0 | 0 | 0 | 0 | 0 | 0 | 0 | 0 | 0 | 0 | 0 | 0 | 0 | 0 | 0 | 0 | 0 | 0 | 0 | 0 | 0 | 0 | 0 | 0 | 0 | 0 | 0 | 0 | 0 | 0
Residential_CZ3 - Single Family_Existing_Secondary Heating_Natural Gas_Fireplace_E5_Baseline Forecast | Residential | CZ3 - Single Family | Existing | Secondary Heating | Natural Gas | Fireplace | E5 |  | Baseline Forecast | 0 | 0 | 0 | 0 | 0 | 0 | 0 | 0 | 0 | 0 | 0 | 0 | 0 | 0 | 0 | 0 | 0 | 0 | 0 | 0 | 0 | 0 | 0 | 0 | 0 | 0 | 0 | 0 | 0 | 0
Residential_CZ3 - Single Family_Existing_Secondary Heating_Natural Gas_Fireplace_E6_Baseline Forecast | Residential | CZ3 - Single Family | Existing | Secondary Heating | Natural Gas | Fireplace | E6 |  | Baseline Forecast | 0 | 0 | 0 | 0 | 0 | 0 | 0 | 0 | 0 | 0 | 0 | 0 | 0 | 0 | 0 | 0 | 0 | 0 | 0 | 0 | 0 | 0 | 0 | 0 | 0 | 0 | 0 | 0 | 0 | 0
Residential_CZ3 - Single Family_Existing_Secondary Heating_Natural Gas_Fireplace_E7_Baseline Forecast | Residential | CZ3 - Single Family | Existing | Secondary Heating | Natural Gas | Fireplace | E7 |  | Baseline Forecast | 0 | 0 | 0 | 0 | 0 | 0 | 0 | 0 | 0 | 0 | 0 | 0 | 0 | 0 | 0 | 0 | 0 | 0 | 0 | 0 | 0 | 0 | 0 | 0 | 0 | 0 | 0 | 0 | 0 | 0
Residential_CZ3 - Single Family_Existing_Secondary Heating_Natural Gas_Fireplace_E8_Baseline Forecast | Residential | CZ3 - Single Family | Existing | Secondary Heating | Natural Gas | Fireplace | E8 |  | Baseline Forecast | 0 | 0 | 0 | 0 | 0 | 0 | 0 | 0 | 0 | 0 | 0 | 0 | 0 | 0 | 0 | 0 | 0 | 0 | 0 | 0 | 0 | 0 | 0 | 0 | 0 | 0 | 0 | 0 | 0 | 0
Residential_CZ3 - Single Family_Existing_Secondary Heating_Natural Gas_Fireplace_E9_Baseline Forecast | Residential | CZ3 - Single Family | Existing | Secondary Heating | Natural Gas | Fireplace | E9 |  | Baseline Forecast | 0 | 0 | 0 | 0 | 0 | 0 | 0 | 0 | 0 | 0 | 0 | 0 | 0 | 0 | 0 | 0 | 0 | 0 | 0 | 0 | 0 | 0 | 0 | 0 | 0 | 0 | 0 | 0 | 0 | 0
Residential_CZ3 - Single Family_Existing_Secondary Heating_Natural Gas_Fireplace_E10_Baseline Forecast | Residential | CZ3 - Single Family | Existing | Secondary Heating | Natural Gas | Fireplace | E10 |  | Baseline Forecast | 0 | 0 | 0 | 0 | 0 | 0 | 0 | 0 | 0 | 0 | 0 | 0 | 0 | 0 | 0 | 0 | 0 | 0 | 0 | 0 | 0 | 0 | 0 | 0 | 0 | 0 | 0 | 0 | 0 | 0
Residential_CZ3 - Single Family_Existing_Water Heating_Natural Gas_Water Heater <= 55 gal._E1_Baseline Forecast | Residential | CZ3 - Single Family | Existing | Water Heating | Natural Gas | Water Heater <= 55 gal. | E1 | Baseline (UEF 0.58) | Baseline Forecast | 0 | 258.936 | 268.4525 | 276.0765 | 281.9608 | 287.5938 | 286.1918 | 281.5966 | 278.714 | 275.5441 | 248.4836 | 246.6134 | 241.5289 | 239.5482 | 238.3335 | 237.82 | 237.6329 | 237.6105 | 237.2427 | 302.9082 | 293.7517 | 285.1012 | 0 | 0 | 0 | 0 | 0 | 0 | 0 | 0
Residential_CZ3 - Single Family_Existing_Water Heating_Natural Gas_Water Heater <= 55 gal._E2_Baseline Forecast | Residential | CZ3 - Single Family | Existing | Water Heating | Natural Gas | Water Heater <= 55 gal. | E2 | ENERGY STAR (UEF 0.64) | Baseline Forecast | 0 | 1534.7604 | 1554.2891 | 1571.0589 | 1585.5932 | 1596.973 | 1612.4778 | 1599.7366 | 1587.3753 | 1577.0907 | 1592.2273 | 1583.4848 | 1576.3869 | 1572.0159 | 1571.2212 | 1572.879 | 1576.4342 | 1581.321 | 1583.4162 | 2024.8473 | 1967.3497 | 1915.9853 | 0 | 0 | 0 | 0 | 0 | 0 | 0 | 0
Residential_CZ3 - Single Family_Existing_Water Heating_Natural Gas_Water Heater <= 55 gal._E3_Baseline Forecast | Residential | CZ3 - Single Family | Existing | Water Heating | Natural Gas | Water Heater <= 55 gal. | E3 | Condensing (UEF 0.81) | Baseline Forecast | 0 | 74.7357 | 75.9454 | 76.9633 | 77.8126 | 78.5222 | 79.1084 | 78.3887 | 77.7533 | 77.1919 | 76.6953 | 76.2534 | 75.7439 | 75.481 | 75.3967 | 75.4457 | 75.5864 | 75.7866 | 75.8589 | 96.9879 | 94.2116 | 91.7092 | 0 | 0 | 0 | 0 | 0 | 0 | 0 | 0
Residential_CZ3 - Single Family_Existing_Water Heating_Natural Gas_Water Heater <= 55 gal._E4_Baseline Forecast | Residential | CZ3 - Single Family | Existing | Water Heating | Natural Gas | Water Heater <= 55 gal. | E4 | Instantaneous - ENERGY STAR (UEF 0.87) | Baseline Forecast | 0 | 0 | 0 | 0 | 0 | 0 | 0 | 0 | 0 | 0 | 0 | 0 | 0 | 0 | 0 | 0 | 0 | 0 | 0 | 0 | 0 | 0 | 0 | 0 | 0 | 0 | 0 | 0 | 0 | 0
Residential_CZ3 - Single Family_Existing_Water Heating_Natural Gas_Water Heater <= 55 gal._E5_Baseline Forecast | Residential | CZ3 - Single Family | Existing | Water Heating | Natural Gas | Water Heater <= 55 gal. | E5 | Instantaneous - Condensing (UEF 0.92) | Baseline Forecast | 0 | 0 | 0 | 0 | 0 | 0 | 0 | 0 | 0 | 0 | 0 | 0 | 0 | 0 | 0 | 0 | 0 | 0 | 0 | 0 | 0 | 0 | 0 | 0 | 0 | 0 | 0 | 0 | 0 | 0
Residential_CZ3 - Single Family_Existing_Water Heating_Natural Gas_Water Heater <= 55 gal._E6_Baseline Forecast | Residential | CZ3 - Single Family | Existing | Water Heating | Natural Gas | Water Heater <= 55 gal. | E6 | NEEA Gas-Fired Absorption HPWH (EF 1.2) | Baseline Forecast | 0 | 0 | 0 | 0 | 0 | 0 | 0 | 0 | 0 | 0 | 0 | 0 | 0 | 0 | 0 | 0 | 0 | 0 | 0 | 0 | 0 | 0 | 0 | 0 | 0 | 0 | 0 | 0 | 0 | 0
Residential_CZ3 - Single Family_Existing_Water Heating_Natural Gas_Water Heater <= 55 gal._E7_Baseline Forecast | Residential | CZ3 - Single Family | Existing | Water Heating | Natural Gas | Water Heater <= 55 gal. | E7 | NEEA Gas-Fired Absorption HPWH (EF 1.7) | Baseline Forecast | 0 | 0 | 0 | 0 | 0 | 0 | 0 | 0 | 0 | 0 | 0 | 0 | 0 | 0 | 0 | 0 | 0 | 0 | 0 | 0 | 0 | 0 | 0 | 0 | 0 | 0 | 0 | 0 | 0 | 0
Residential_CZ3 - Single Family_Existing_Water Heating_Natural Gas_Water Heater <= 55 gal._E8_Baseline Forecast | Residential | CZ3 - Single Family | Existing | Water Heating | Natural Gas | Water Heater <= 55 gal. | E8 |  | Baseline Forecast | 0 | 0 | 0 | 0 | 0 | 0 | 0 | 0 | 0 | 0 | 0 | 0 | 0 | 0 | 0 | 0 | 0 | 0 | 0 | 0 | 0 | 0 | 0 | 0 | 0 | 0 | 0 | 0 | 0 | 0
Residential_CZ3 - Single Family_Existing_Water Heating_Natural Gas_Water Heater <= 55 gal._E9_Baseline Forecast | Residential | CZ3 - Single Family | Existing | Water Heating | Natural Gas | Water Heater <= 55 gal. | E9 |  | Baseline Forecast | 0 | 0 | 0 | 0 | 0 | 0 | 0 | 0 | 0 | 0 | 0 | 0 | 0 | 0 | 0 | 0 | 0 | 0 | 0 | 0 | 0 | 0 | 0 | 0 | 0 | 0 | 0 | 0 | 0 | 0
Residential_CZ3 - Single Family_Existing_Water Heating_Natural Gas_Water Heater <= 55 gal._E10_Baseline Forecast | Residential | CZ3 - Single Family | Existing | Water Heating | Natural Gas | Water Heater <= 55 gal. | E10 |  | Baseline Forecast | 0 | 0 | 0 | 0 | 0 | 0 | 0 | 0 | 0 | 0 | 0 | 0 | 0 | 0 | 0 | 0 | 0 | 0 | 0 | 0 | 0 | 0 | 0 | 0 | 0 | 0 | 0 | 0 | 0 | 0
Residential_CZ3 - Single Family_Existing_Water Heating_Natural Gas_Water Heater > 55 gal._E1_Baseline Forecast | Residential | CZ3 - Single Family | Existing | Water Heating | Natural Gas | Water Heater > 55 gal. | E1 | Standard (UEF 0.77) | Baseline Forecast | 0 | 37.4265 | 70.1165 | 98.0595 | 121.5049 | 141.509 | 154.8897 | 165.8996 | 175.2028 | 182.0728 | 170.7495 | 176.9593 | 175.4369 | 172.5572 | 168.0772 | 163.0816 | 158.0541 | 153.3236 | 149.3568 | 147.8013 | 147.8961 | 148.7364 | 0 | 0 | 0 | 0 | 0 | 0 | 0 | 0
Residential_CZ3 - Single Family_Existing_Water Heating_Natural Gas_Water Heater > 55 gal._E2_Baseline Forecast | Residential | CZ3 - Single Family | Existing | Water Heating | Natural Gas | Water Heater > 55 gal. | E2 | ENERGY STAR (3.2) - UEF 0.78 | Baseline Forecast | 0 | 221.8335 | 405.9613 | 558.0239 | 683.2769 | 785.7821 | 872.688 | 942.4675 | 997.8422 | 1042.1026 | 1094.1243 | 1136.2413 | 1145.0243 | 1132.3927 | 1108.0543 | 1078.5791 | 1048.5158 | 1020.383 | 996.8443 | 988.006 | 990.5078 | 999.5633 | 0 | 0 | 0 | 0 | 0 | 0 | 0 | 0
Residential_CZ3 - Single Family_Existing_Water Heating_Natural Gas_Water Heater > 55 gal._E3_Baseline Forecast | Residential | CZ3 - Single Family | Existing | Water Heating | Natural Gas | Water Heater > 55 gal. | E3 | Condensing (UEF 0.82) | Baseline Forecast | 0 | 10.8023 | 19.836 | 27.3366 | 33.5316 | 38.6364 | 42.8142 | 46.1819 | 48.8766 | 51.0065 | 52.7024 | 54.7162 | 55.0174 | 54.3723 | 53.1711 | 51.7358 | 50.2739 | 48.903 | 47.7572 | 47.3244 | 47.433 | 47.8444 | 0 | 0 | 0 | 0 | 0 | 0 | 0 | 0
Residential_CZ3 - Single Family_Existing_Water Heating_Natural Gas_Water Heater > 55 gal._E4_Baseline Forecast | Residential | CZ3 - Single Family | Existing | Water Heating | Natural Gas | Water Heater > 55 gal. | E4 | Instantaneous - ENERGY STAR (UEF 0.87) | Baseline Forecast | 0 | 0 | 0 | 0 | 0 | 0 | 0 | 0 | 0 | 0 | 0 | 0 | 0 | 0 | 0 | 0 | 0 | 0 | 0 | 0 | 0 | 0 | 0 | 0 | 0 | 0 | 0 | 0 | 0 | 0
Residential_CZ3 - Single Family_Existing_Water Heating_Natural Gas_Water Heater > 55 gal._E5_Baseline Forecast | Residential | CZ3 - Single Family | Existing | Water Heating | Natural Gas | Water Heater > 55 gal. | E5 | Instantaneous - Condensing (UEF 0.92) | Baseline Forecast | 0 | 0 | 0 | 0 | 0 | 0 | 0 | 0 | 0 | 0 | 0 | 0 | 0 | 0 | 0 | 0 | 0 | 0 | 0 | 0 | 0 | 0 | 0 | 0 | 0 | 0 | 0 | 0 | 0 | 0
Residential_CZ3 - Single Family_Existing_Water Heating_Natural Gas_Water Heater > 55 gal._E6_Baseline Forecast | Residential | CZ3 - Single Family | Existing | Water Heating | Natural Gas | Water Heater > 55 gal. | E6 | NEEA Gas-Fired Absorption HPWH (EF 1.3) | Baseline Forecast | 0 | 0 | 0 | 0 | 0 | 0 | 0 | 0 | 0 | 0 | 0 | 0 | 0 | 0 | 0 | 0 | 0 | 0 | 0 | 0 | 0 | 0 | 0 | 0 | 0 | 0 | 0 | 0 | 0 | 0
Residential_CZ3 - Single Family_Existing_Water Heating_Natural Gas_Water Heater > 55 gal._E7_Baseline Forecast | Residential | CZ3 - Single Family | Existing | Water Heating | Natural Gas | Water Heater > 55 gal. | E7 | NEEA Gas-Fired Absorption HPWH (EF 1.7) | Baseline Forecast | 0 | 0 | 0 | 0 | 0 | 0 | 0 | 0 | 0 | 0 | 0 | 0 | 0 | 0 | 0 | 0 | 0 | 0 | 0 | 0 | 0 | 0 | 0 | 0 | 0 | 0 | 0 | 0 | 0 | 0
Residential_CZ3 - Single Family_Existing_Water Heating_Natural Gas_Water Heater > 55 gal._E8_Baseline Forecast | Residential | CZ3 - Single Family | Existing | Water Heating | Natural Gas | Water Heater > 55 gal. | E8 |  | Baseline Forecast | 0 | 0 | 0 | 0 | 0 | 0 | 0 | 0 | 0 | 0 | 0 | 0 | 0 | 0 | 0 | 0 | 0 | 0 | 0 | 0 | 0 | 0 | 0 | 0 | 0 | 0 | 0 | 0 | 0 | 0
Residential_CZ3 - Single Family_Existing_Water Heating_Natural Gas_Water Heater > 55 gal._E9_Baseline Forecast | Residential | CZ3 - Single Family | Existing | Water Heating | Natural Gas | Water Heater > 55 gal. | E9 |  | Baseline Forecast | 0 | 0 | 0 | 0 | 0 | 0 | 0 | 0 | 0 | 0 | 0 | 0 | 0 | 0 | 0 | 0 | 0 | 0 | 0 | 0 | 0 | 0 | 0 | 0 | 0 | 0 | 0 | 0 | 0 | 0
Residential_CZ3 - Single Family_Existing_Water Heating_Natural Gas_Water Heater > 55 gal._E10_Baseline Forecast | Residential | CZ3 - Single Family | Existing | Water Heating | Natural Gas | Water Heater > 55 gal. | E10 |  | Baseline Forecast | 0 | 0 | 0 | 0 | 0 | 0 | 0 | 0 | 0 | 0 | 0 | 0 | 0 | 0 | 0 | 0 | 0 | 0 | 0 | 0 | 0 | 0 | 0 | 0 | 0 | 0 | 0 | 0 | 0 | 0
Residential_CZ3 - Single Family_Existing_Appliances_Natural Gas_Clothes Dryer_E1_Baseline Forecast | Residential | CZ3 - Single Family | Existing | Appliances | Natural Gas | Clothes Dryer | E1 | Standard | Baseline Forecast | 0 | 38.5462 | 41.5326 | 44.2738 | 46.7886 | 49.0988 | 51.1959 | 49.9983 | 48.895 | 47.8713 | 45.9371 | 45.1642 | 44.3072 | 43.8442 | 43.6243 | 43.6169 | 43.7783 | 44.0784 | 44.2682 | 44.3728 | 44.39 | 44.3201 | 0 | 0 | 0 | 0 | 0 | 0 | 0 | 0
Residential_CZ3 - Single Family_Existing_Appliances_Natural Gas_Clothes Dryer_E2_Baseline Forecast | Residential | CZ3 - Single Family | Existing | Appliances | Natural Gas | Clothes Dryer | E2 | NEEA/ENERGY STAR (CE >60%) | Baseline Forecast | 0 | 30.8337 | 33.1917 | 35.3587 | 37.35 | 39.1754 | 40.8725 | 39.9306 | 39.054 | 38.2448 | 38.4818 | 37.6825 | 37.288 | 37.0017 | 36.9018 | 36.9552 | 37.1487 | 37.4624 | 37.6767 | 37.7948 | 37.8443 | 37.8475 | 0 | 0 | 0 | 0 | 0 | 0 | 0 | 0
Residential_CZ3 - Single Family_Existing_Appliances_Natural Gas_Clothes Dryer_E3_Baseline Forecast | Residential | CZ3 - Single Family | Existing | Appliances | Natural Gas | Clothes Dryer | E3 |  | Baseline Forecast | 0 | 0 | 0 | 0 | 0 | 0 | 0 | 0 | 0 | 0 | 0 | 0 | 0 | 0 | 0 | 0 | 0 | 0 | 0 | 0 | 0 | 0 | 0 | 0 | 0 | 0 | 0 | 0 | 0 | 0
Residential_CZ3 - Single Family_Existing_Appliances_Natural Gas_Clothes Dryer_E4_Baseline Forecast | Residential | CZ3 - Single Family | Existing | Appliances | Natural Gas | Clothes Dryer | E4 |  | Baseline Forecast | 0 | 0 | 0 | 0 | 0 | 0 | 0 | 0 | 0 | 0 | 0 | 0 | 0 | 0 | 0 | 0 | 0 | 0 | 0 | 0 | 0 | 0 | 0 | 0 | 0 | 0 | 0 | 0 | 0 | 0
Residential_CZ3 - Single Family_Existing_Appliances_Natural Gas_Clothes Dryer_E5_Baseline Forecast | Residential | CZ3 - Single Family | Existing | Appliances | Natural Gas | Clothes Dryer | E5 |  | Baseline Forecast | 0 | 0 | 0 | 0 | 0 | 0 | 0 | 0 | 0 | 0 | 0 | 0 | 0 | 0 | 0 | 0 | 0 | 0 | 0 | 0 | 0 | 0 | 0 | 0 | 0 | 0 | 0 | 0 | 0 | 0
Residential_CZ3 - Single Family_Existing_Appliances_Natural Gas_Clothes Dryer_E6_Baseline Forecast | Residential | CZ3 - Single Family | Existing | Appliances | Natural Gas | Clothes Dryer | E6 |  | Baseline Forecast | 0 | 0 | 0 | 0 | 0 | 0 | 0 | 0 | 0 | 0 | 0 | 0 | 0 | 0 | 0 | 0 | 0 | 0 | 0 | 0 | 0 | 0 | 0 | 0 | 0 | 0 | 0 | 0 | 0 | 0
Residential_CZ3 - Single Family_Existing_Appliances_Natural Gas_Clothes Dryer_E7_Baseline Forecast | Residential | CZ3 - Single Family | Existing | Appliances | Natural Gas | Clothes Dryer | E7 |  | Baseline Forecast | 0 | 0 | 0 | 0 | 0 | 0 | 0 | 0 | 0 | 0 | 0 | 0 | 0 | 0 | 0 | 0 | 0 | 0 | 0 | 0 | 0 | 0 | 0 | 0 | 0 | 0 | 0 | 0 | 0 | 0
Residential_CZ3 - Single Family_Existing_Appliances_Natural Gas_Clothes Dryer_E8_Baseline Forecast | Residential | CZ3 - Single Family | Existing | Appliances | Natural Gas | Clothes Dryer | E8 |  | Baseline Forecast | 0 | 0 | 0 | 0 | 0 | 0 | 0 | 0 | 0 | 0 | 0 | 0 | 0 | 0 | 0 | 0 | 0 | 0 | 0 | 0 | 0 | 0 | 0 | 0 | 0 | 0 | 0 | 0 | 0 | 0
Residential_CZ3 - Single Family_Existing_Appliances_Natural Gas_Clothes Dryer_E9_Baseline Forecast | Residential | CZ3 - Single Family | Existing | Appliances | Natural Gas | Clothes Dryer | E9 |  | Baseline Forecast | 0 | 0 | 0 | 0 | 0 | 0 | 0 | 0 | 0 | 0 | 0 | 0 | 0 | 0 | 0 | 0 | 0 | 0 | 0 | 0 | 0 | 0 | 0 | 0 | 0 | 0 | 0 | 0 | 0 | 0
Residential_CZ3 - Single Family_Existing_Appliances_Natural Gas_Clothes Dryer_E10_Baseline Forecast | Residential | CZ3 - Single Family | Existing | Appliances | Natural Gas | Clothes Dryer | E10 |  | Baseline Forecast | 0 | 0 | 0 | 0 | 0 | 0 | 0 | 0 | 0 | 0 | 0 | 0 | 0 | 0 | 0 | 0 | 0 | 0 | 0 | 0 | 0 | 0 | 0 | 0 | 0 | 0 | 0 | 0 | 0 | 0
Residential_CZ3 - Single Family_Existing_Appliances_Natural Gas_Stove/Oven_E1_Baseline Forecast | Residential | CZ3 - Single Family | Existing | Appliances | Natural Gas | Stove/Oven | E1 | Typical - (914 + 1915 IAEC) | Baseline Forecast | 0 | 655.3058 | 631.45 | 610.8361 | 593.0086 | 575.9014 | 560.6881 | 547.6418 | 536.4494 | 526.715 | 508.1879 | 524.9551 | 534.2899 | 540.3944 | 543.1528 | 543.2229 | 541.209 | 537.6633 | 713.7858 | 676.1377 | 643.6519 | 618.8126 | 0 | 0 | 0 | 0 | 0 | 0 | 0 | 0
Residential_CZ3 - Single Family_Existing_Appliances_Natural Gas_Stove/Oven_E2_Baseline Forecast | Residential | CZ3 - Single Family | Existing | Appliances | Natural Gas | Stove/Oven | E2 | High Efficiency (730 + 1660 IAEC) | Baseline Forecast | 0 | 281.2853 | 270.3743 | 261.0752 | 253.1439 | 245.5218 | 239.4168 | 234.0641 | 229.3559 | 225.328 | 231.9232 | 240.0841 | 247.1943 | 250.9575 | 253.0224 | 253.6031 | 253.177 | 252.0478 | 335.2437 | 317.8872 | 302.9847 | 291.9391 | 0 | 0 | 0 | 0 | 0 | 0 | 0 | 0
Residential_CZ3 - Single Family_Existing_Appliances_Natural Gas_Stove/Oven_E3_Baseline Forecast | Residential | CZ3 - Single Family | Existing | Appliances | Natural Gas | Stove/Oven | E3 |  | Baseline Forecast | 0 | 0 | 0 | 0 | 0 | 0 | 0 | 0 | 0 | 0 | 0 | 0 | 0 | 0 | 0 | 0 | 0 | 0 | 0 | 0 | 0 | 0 | 0 | 0 | 0 | 0 | 0 | 0 | 0 | 0
Residential_CZ3 - Single Family_Existing_Appliances_Natural Gas_Stove/Oven_E4_Baseline Forecast | Residential | CZ3 - Single Family | Existing | Appliances | Natural Gas | Stove/Oven | E4 |  | Baseline Forecast | 0 | 0 | 0 | 0 | 0 | 0 | 0 | 0 | 0 | 0 | 0 | 0 | 0 | 0 | 0 | 0 | 0 | 0 | 0 | 0 | 0 | 0 | 0 | 0 | 0 | 0 | 0 | 0 | 0 | 0
Residential_CZ3 - Single Family_Existing_Appliances_Natural Gas_Stove/Oven_E5_Baseline Forecast | Residential | CZ3 - Single Family | Existing | Appliances | Natural Gas | Stove/Oven | E5 |  | Baseline Forecast | 0 | 0 | 0 | 0 | 0 | 0 | 0 | 0 | 0 | 0 | 0 | 0 | 0 | 0 | 0 | 0 | 0 | 0 | 0 | 0 | 0 | 0 | 0 | 0 | 0 | 0 | 0 | 0 | 0 | 0
Residential_CZ3 - Single Family_Existing_Appliances_Natural Gas_Stove/Oven_E6_Baseline Forecast | Residential | CZ3 - Single Family | Existing | Appliances | Natural Gas | Stove/Oven | E6 |  | Baseline Forecast | 0 | 0 | 0 | 0 | 0 | 0 | 0 | 0 | 0 | 0 | 0 | 0 | 0 | 0 | 0 | 0 | 0 | 0 | 0 | 0 | 0 | 0 | 0 | 0 | 0 | 0 | 0 | 0 | 0 | 0
Residential_CZ3 - Single Family_Existing_Appliances_Natural Gas_Stove/Oven_E7_Baseline Forecast | Residential | CZ3 - Single Family | Existing | Appliances | Natural Gas | Stove/Oven | E7 |  | Baseline Forecast | 0 | 0 | 0 | 0 | 0 | 0 | 0 | 0 | 0 | 0 | 0 | 0 | 0 | 0 | 0 | 0 | 0 | 0 | 0 | 0 | 0 | 0 | 0 | 0 | 0 | 0 | 0 | 0 | 0 | 0
Residential_CZ3 - Single Family_Existing_Appliances_Natural Gas_Stove/Oven_E8_Baseline Forecast | Residential | CZ3 - Single Family | Existing | Appliances | Natural Gas | Stove/Oven | E8 |  | Baseline Forecast | 0 | 0 | 0 | 0 | 0 | 0 | 0 | 0 | 0 | 0 | 0 | 0 | 0 | 0 | 0 | 0 | 0 | 0 | 0 | 0 | 0 | 0 | 0 | 0 | 0 | 0 | 0 | 0 | 0 | 0
Residential_CZ3 - Single Family_Existing_Appliances_Natural Gas_Stove/Oven_E9_Baseline Forecast | Residential | CZ3 - Single Family | Existing | Appliances | Natural Gas | Stove/Oven | E9 |  | Baseline Forecast | 0 | 0 | 0 | 0 | 0 | 0 | 0 | 0 | 0 | 0 | 0 | 0 | 0 | 0 | 0 | 0 | 0 | 0 | 0 | 0 | 0 | 0 | 0 | 0 | 0 | 0 | 0 | 0 | 0 | 0
Residential_CZ3 - Single Family_Existing_Appliances_Natural Gas_Stove/Oven_E10_Baseline Forecast | Residential | CZ3 - Single Family | Existing | Appliances | Natural Gas | Stove/Oven | E10 |  | Baseline Forecast | 0 | 0 | 0 | 0 | 0 | 0 | 0 | 0 | 0 | 0 | 0 | 0 | 0 | 0 | 0 | 0 | 0 | 0 | 0 | 0 | 0 | 0 | 0 | 0 | 0 | 0 | 0 | 0 | 0 | 0
Residential_CZ3 - Single Family_Existing_Miscellaneous_Natural Gas_Pool Heater_E1_Baseline Forecast | Residential | CZ3 - Single Family | Existing | Miscellaneous | Natural Gas | Pool Heater | E1 | Standard (EF 0.82) | Baseline Forecast | 0 | 69.3147 | 64.7062 | 60.5205 | 56.7185 | 53.2648 | 50.1273 | 51.7384 | 52.7858 | 53.3596 | 53.538 | 53.389 | 52.9713 | 52.7372 | 52.619 | 52.5634 | 52.529 | 52.4844 | 73.899 | 70.4272 | 67.3944 | 64.7535 | 0 | 0 | 0 | 0 | 0 | 0 | 0 | 0
Residential_CZ3 - Single Family_Existing_Miscellaneous_Natural Gas_Pool Heater_E2_Baseline Forecast | Residential | CZ3 - Single Family | Existing | Miscellaneous | Natural Gas | Pool Heater | E2 | High Efficiency (EF 0.84) | Baseline Forecast | 0 | 3.6481 | 3.4056 | 3.1853 | 2.9852 | 2.8034 | 2.6383 | 2.7231 | 2.7782 | 2.8084 | 2.8178 | 2.8099 | 2.788 | 2.7756 | 2.7694 | 2.7665 | 2.7647 | 2.7623 | 3.8894 | 3.7067 | 3.5471 | 3.4081 | 0 | 0 | 0 | 0 | 0 | 0 | 0 | 0
Residential_CZ3 - Single Family_Existing_Miscellaneous_Natural Gas_Pool Heater_E3_Baseline Forecast | Residential | CZ3 - Single Family | Existing | Miscellaneous | Natural Gas | Pool Heater | E3 | Condensing (EF .94) | Baseline Forecast | 0 | 0 | 0 | 0 | 0 | 0 | 0 | 0 | 0 | 0 | 0 | 0 | 0 | 0 | 0 | 0 | 0 | 0 | 0 | 0 | 0 | 0 | 0 | 0 | 0 | 0 | 0 | 0 | 0 | 0
Residential_CZ3 - Single Family_Existing_Miscellaneous_Natural Gas_Pool Heater_E4_Baseline Forecast | Residential | CZ3 - Single Family | Existing | Miscellaneous | Natural Gas | Pool Heater | E4 | Condensing w/Imp. HX (EF 0.95) | Baseline Forecast | 0 | 0 | 0 | 0 | 0 | 0 | 0 | 0 | 0 | 0 | 0 | 0 | 0 | 0 | 0 | 0 | 0 | 0 | 0 | 0 | 0 | 0 | 0 | 0 | 0 | 0 | 0 | 0 | 0 | 0
Residential_CZ3 - Single Family_Existing_Miscellaneous_Natural Gas_Pool Heater_E5_Baseline Forecast | Residential | CZ3 - Single Family | Existing | Miscellaneous | Natural Gas | Pool Heater | E5 |  | Baseline Forecast | 0 | 0 | 0 | 0 | 0 | 0 | 0 | 0 | 0 | 0 | 0 | 0 | 0 | 0 | 0 | 0 | 0 | 0 | 0 | 0 | 0 | 0 | 0 | 0 | 0 | 0 | 0 | 0 | 0 | 0
Residential_CZ3 - Single Family_Existing_Miscellaneous_Natural Gas_Pool Heater_E6_Baseline Forecast | Residential | CZ3 - Single Family | Existing | Miscellaneous | Natural Gas | Pool Heater | E6 |  | Baseline Forecast | 0 | 0 | 0 | 0 | 0 | 0 | 0 | 0 | 0 | 0 | 0 | 0 | 0 | 0 | 0 | 0 | 0 | 0 | 0 | 0 | 0 | 0 | 0 | 0 | 0 | 0 | 0 | 0 | 0 | 0
Residential_CZ3 - Single Family_Existing_Miscellaneous_Natural Gas_Pool Heater_E7_Baseline Forecast | Residential | CZ3 - Single Family | Existing | Miscellaneous | Natural Gas | Pool Heater | E7 |  | Baseline Forecast | 0 | 0 | 0 | 0 | 0 | 0 | 0 | 0 | 0 | 0 | 0 | 0 | 0 | 0 | 0 | 0 | 0 | 0 | 0 | 0 | 0 | 0 | 0 | 0 | 0 | 0 | 0 | 0 | 0 | 0
Residential_CZ3 - Single Family_Existing_Miscellaneous_Natural Gas_Pool Heater_E8_Baseline Forecast | Residential | CZ3 - Single Family | Existing | Miscellaneous | Natural Gas | Pool Heater | E8 |  | Baseline Forecast | 0 | 0 | 0 | 0 | 0 | 0 | 0 | 0 | 0 | 0 | 0 | 0 | 0 | 0 | 0 | 0 | 0 | 0 | 0 | 0 | 0 | 0 | 0 | 0 | 0 | 0 | 0 | 0 | 0 | 0
Residential_CZ3 - Single Family_Existing_Miscellaneous_Natural Gas_Pool Heater_E9_Baseline Forecast | Residential | CZ3 - Single Family | Existing | Miscellaneous | Natural Gas | Pool Heater | E9 |  | Baseline Forecast | 0 | 0 | 0 | 0 | 0 | 0 | 0 | 0 | 0 | 0 | 0 | 0 | 0 | 0 | 0 | 0 | 0 | 0 | 0 | 0 | 0 | 0 | 0 | 0 | 0 | 0 | 0 | 0 | 0 | 0
Residential_CZ3 - Single Family_Existing_Miscellaneous_Natural Gas_Pool Heater_E10_Baseline Forecast | Residential | CZ3 - Single Family | Existing | Miscellaneous | Natural Gas | Pool Heater | E10 |  | Baseline Forecast | 0 | 0 | 0 | 0 | 0 | 0 | 0 | 0 | 0 | 0 | 0 | 0 | 0 | 0 | 0 | 0 | 0 | 0 | 0 | 0 | 0 | 0 | 0 | 0 | 0 | 0 | 0 | 0 | 0 | 0
Residential_CZ3 - Single Family_Existing_Miscellaneous_Natural Gas_Miscellaneous_E1_Baseline Forecast | Residential | CZ3 - Single Family | Existing | Miscellaneous | Natural Gas | Miscellaneous | E1 | Default | Baseline Forecast | 0 | 0 | 1898.4552 | 3474.9325 | 4783.5289 | 5869.2533 | 6769.553 | 5632.2681 | 4999.4308 | 4733.1442 | 4727.6077 | 4902.2251 | 5196.1221 | 5252.9093 | 5715.4323 | 5968.9782 | 6106.3673 | 6189.0572 | 6256.0815 | 5763.7841 | 5568.1474 | 5547.3047 | 0 | 0 | 0 | 0 | 0 | 0 | 0 | 0
Residential_CZ3 - Single Family_Existing_Miscellaneous_Natural Gas_Miscellaneous_E2_Baseline Forecast | Residential | CZ3 - Single Family | Existing | Miscellaneous | Natural Gas | Miscellaneous | E2 |  | Baseline Forecast | 0 | 0 | 0 | 0 | 0 | 0 | 0 | 0 | 0 | 0 | 0 | 0 | 0 | 0 | 0 | 0 | 0 | 0 | 0 | 0 | 0 | 0 | 0 | 0 | 0 | 0 | 0 | 0 | 0 | 0
Residential_CZ3 - Single Family_Existing_Miscellaneous_Natural Gas_Miscellaneous_E3_Baseline Forecast | Residential | CZ3 - Single Family | Existing | Miscellaneous | Natural Gas | Miscellaneous | E3 |  | Baseline Forecast | 0 | 0 | 0 | 0 | 0 | 0 | 0 | 0 | 0 | 0 | 0 | 0 | 0 | 0 | 0 | 0 | 0 | 0 | 0 | 0 | 0 | 0 | 0 | 0 | 0 | 0 | 0 | 0 | 0 | 0
Residential_CZ3 - Single Family_Existing_Miscellaneous_Natural Gas_Miscellaneous_E4_Baseline Forecast | Residential | CZ3 - Single Family | Existing | Miscellaneous | Natural Gas | Miscellaneous | E4 |  | Baseline Forecast | 0 | 0 | 0 | 0 | 0 | 0 | 0 | 0 | 0 | 0 | 0 | 0 | 0 | 0 | 0 | 0 | 0 | 0 | 0 | 0 | 0 | 0 | 0 | 0 | 0 | 0 | 0 | 0 | 0 | 0
Residential_CZ3 - Single Family_Existing_Miscellaneous_Natural Gas_Miscellaneous_E5_Baseline Forecast | Residential | CZ3 - Single Family | Existing | Miscellaneous | Natural Gas | Miscellaneous | E5 |  | Baseline Forecast | 0 | 0 | 0 | 0 | 0 | 0 | 0 | 0 | 0 | 0 | 0 | 0 | 0 | 0 | 0 | 0 | 0 | 0 | 0 | 0 | 0 | 0 | 0 | 0 | 0 | 0 | 0 | 0 | 0 | 0
Residential_CZ3 - Single Family_Existing_Miscellaneous_Natural Gas_Miscellaneous_E6_Baseline Forecast | Residential | CZ3 - Single Family | Existing | Miscellaneous | Natural Gas | Miscellaneous | E6 |  | Baseline Forecast | 0 | 0 | 0 | 0 | 0 | 0 | 0 | 0 | 0 | 0 | 0 | 0 | 0 | 0 | 0 | 0 | 0 | 0 | 0 | 0 | 0 | 0 | 0 | 0 | 0 | 0 | 0 | 0 | 0 | 0
Residential_CZ3 - Single Family_Existing_Miscellaneous_Natural Gas_Miscellaneous_E7_Baseline Forecast | Residential | CZ3 - Single Family | Existing | Miscellaneous | Natural Gas | Miscellaneous | E7 |  | Baseline Forecast | 0 | 0 | 0 | 0 | 0 | 0 | 0 | 0 | 0 | 0 | 0 | 0 | 0 | 0 | 0 | 0 | 0 | 0 | 0 | 0 | 0 | 0 | 0 | 0 | 0 | 0 | 0 | 0 | 0 | 0
Residential_CZ3 - Single Family_Existing_Miscellaneous_Natural Gas_Miscellaneous_E8_Baseline Forecast | Residential | CZ3 - Single Family | Existing | Miscellaneous | Natural Gas | Miscellaneous | E8 |  | Baseline Forecast | 0 | 0 | 0 | 0 | 0 | 0 | 0 | 0 | 0 | 0 | 0 | 0 | 0 | 0 | 0 | 0 | 0 | 0 | 0 | 0 | 0 | 0 | 0 | 0 | 0 | 0 | 0 | 0 | 0 | 0
Residential_CZ3 - Single Family_Existing_Miscellaneous_Natural Gas_Miscellaneous_E9_Baseline Forecast | Residential | CZ3 - Single Family | Existing | Miscellaneous | Natural Gas | Miscellaneous | E9 |  | Baseline Forecast | 0 | 0 | 0 | 0 | 0 | 0 | 0 | 0 | 0 | 0 | 0 | 0 | 0 | 0 | 0 | 0 | 0 | 0 | 0 | 0 | 0 | 0 | 0 | 0 | 0 | 0 | 0 | 0 | 0 | 0
Residential_CZ3 - Single Family_Existing_Miscellaneous_Natural Gas_Miscellaneous_E10_Baseline Forecast | Residential | CZ3 - Single Family | Existing | Miscellaneous | Natural Gas | Miscellaneous | E10 |  | Baseline Forecast | 0 | 0 | 0 | 0 | 0 | 0 | 0 | 0 | 0 | 0 | 0 | 0 | 0 | 0 | 0 | 0 | 0 | 0 | 0 | 0 | 0 | 0 | 0 | 0 | 0 | 0 | 0 | 0 | 0 | 0
Residential_CZ3 - Single Family_New_Space Heating_Natural Gas_Furnace - Direct Fuel_E1_Baseline Forecast | Residential | CZ3 - Single Family | New | Space Heating | Natural Gas | Furnace - Direct Fuel | E1 | AFUE 80% | Baseline Forecast | 0 | 1981.6011 | 1980.1358 | 1067.3845 | 1036.4869 | 0 | 0 | 0 | 0 | 0 | 0 | 0 | 0 | 0 | 0 | 0 | 0 | 0 | 0 | 0 | 0 | 0 | 0 | 0 | 0 | 0 | 0 | 0 | 0 | 0
Residential_CZ3 - Single Family_New_Space Heating_Natural Gas_Furnace - Direct Fuel_E2_Baseline Forecast | Residential | CZ3 - Single Family | New | Space Heating | Natural Gas | Furnace - Direct Fuel | E2 | AFUE 90% | Baseline Forecast | 0 | 30.4961 | 31.7519 | 17.5371 | 21.92 | 0 | 0 | 0 | 0 | 0 | 0 | 0 | 0 | 0 | 0 | 0 | 0 | 0 | 0 | 0 | 0 | 0 | 0 | 0 | 0 | 0 | 0 | 0 | 0 | 0
Residential_CZ3 - Single Family_New_Space Heating_Natural Gas_Furnace - Direct Fuel_E3_Baseline Forecast | Residential | CZ3 - Single Family | New | Space Heating | Natural Gas | Furnace - Direct Fuel | E3 | AFUE 92% | Baseline Forecast | 0 | 1.654 | 1.6959 | 0.93114 | 1.1595 | 1055.7277 | 1051.2541 | 1049.3675 | 1039.0073 | 1029.9025 | 1022.0211 | 1014.1325 | 1122.5133 | 1221.6546 | 1260.8305 | 1292.6109 | 1326.8606 | 1355.7272 | 1382.1004 | 1407.1586 | 1428.7751 | 1363.6199 | 0 | 0 | 0 | 0 | 0 | 0 | 0 | 0
Residential_CZ3 - Single Family_New_Space Heating_Natural Gas_Furnace - Direct Fuel_E4_Baseline Forecast | Residential | CZ3 - Single Family | New | Space Heating | Natural Gas | Furnace - Direct Fuel | E4 | AFUE 95% | Baseline Forecast | 0 | 0.74059 | 0.75937 | 0.41693 | 0.51916 | 0.53673 | 0.56867 | 0.60162 | 0.63582 | 0.68015 | 0.8409 | 0.89961 | 1.095 | 1.2904 | 1.4463 | 1.6055 | 1.7828 | 1.9641 | 2.1596 | 2.3655 | 2.5809 | 2.6503 | 0 | 0 | 0 | 0 | 0 | 0 | 0 | 0
Residential_CZ3 - Single Family_New_Space Heating_Natural Gas_Furnace - Direct Fuel_E5_Baseline Forecast | Residential | CZ3 - Single Family | New | Space Heating | Natural Gas | Furnace - Direct Fuel | E5 | AFUE 98% | Baseline Forecast | 0 | 0.49373 | 0.50624 | 0.27795 | 0.34611 | 0.35782 | 0.37911 | 0.40108 | 0.42388 | 0.45344 | 0.5606 | 0.59974 | 0.73 | 0.86027 | 0.9642 | 1.0703 | 1.1885 | 1.3094 | 1.4397 | 1.577 | 1.7206 | 1.7669 | 0 | 0 | 0 | 0 | 0 | 0 | 0 | 0
Residential_CZ3 - Single Family_New_Space Heating_Natural Gas_Furnace - Direct Fuel_E6_Baseline Forecast | Residential | CZ3 - Single Family | New | Space Heating | Natural Gas | Furnace - Direct Fuel | E6 | Convert to NG Heat Pump | Baseline Forecast | 0 | 0 | 0 | 0 | 0 | 0 | 0 | 0 | 0 | 0 | 0 | 0 | 0 | 0 | 0 | 0 | 0 | 0 | 0 | 0 | 0 | 0 | 0 | 0 | 0 | 0 | 0 | 0 | 0 | 0
Residential_CZ3 - Single Family_New_Space Heating_Natural Gas_Furnace - Direct Fuel_E7_Baseline Forecast | Residential | CZ3 - Single Family | New | Space Heating | Natural Gas | Furnace - Direct Fuel | E7 |  | Baseline Forecast | 0 | 0 | 0 | 0 | 0 | 0 | 0 | 0 | 0 | 0 | 0 | 0 | 0 | 0 | 0 | 0 | 0 | 0 | 0 | 0 | 0 | 0 | 0 | 0 | 0 | 0 | 0 | 0 | 0 | 0
Residential_CZ3 - Single Family_New_Space Heating_Natural Gas_Furnace - Direct Fuel_E8_Baseline Forecast | Residential | CZ3 - Single Family | New | Space Heating | Natural Gas | Furnace - Direct Fuel | E8 |  | Baseline Forecast | 0 | 0 | 0 | 0 | 0 | 0 | 0 | 0 | 0 | 0 | 0 | 0 | 0 | 0 | 0 | 0 | 0 | 0 | 0 | 0 | 0 | 0 | 0 | 0 | 0 | 0 | 0 | 0 | 0 | 0
Residential_CZ3 - Single Family_New_Space Heating_Natural Gas_Furnace - Direct Fuel_E9_Baseline Forecast | Residential | CZ3 - Single Family | New | Space Heating | Natural Gas | Furnace - Direct Fuel | E9 |  | Baseline Forecast | 0 | 0 | 0 | 0 | 0 | 0 | 0 | 0 | 0 | 0 | 0 | 0 | 0 | 0 | 0 | 0 | 0 | 0 | 0 | 0 | 0 | 0 | 0 | 0 | 0 | 0 | 0 | 0 | 0 | 0
Residential_CZ3 - Single Family_New_Space Heating_Natural Gas_Furnace - Direct Fuel_E10_Baseline Forecast | Residential | CZ3 - Single Family | New | Space Heating | Natural Gas | Furnace - Direct Fuel | E10 |  | Baseline Forecast | 0 | 0 | 0 | 0 | 0 | 0 | 0 | 0 | 0 | 0 | 0 | 0 | 0 | 0 | 0 | 0 | 0 | 0 | 0 | 0 | 0 | 0 | 0 | 0 | 0 | 0 | 0 | 0 | 0 | 0
Residential_CZ3 - Single Family_New_Space Heating_Natural Gas_Boiler - Direct Fuel_E1_Baseline Forecast | Residential | CZ3 - Single Family | New | Space Heating | Natural Gas | Boiler - Direct Fuel | E1 | AFUE 82% | Baseline Forecast | 0 | 0 | 0 | 0 | 0 | 0 | 0 | 0 | 0 | 0 | 0 | 0 | 0 | 0 | 0 | 0 | 0 | 0 | 0 | 0 | 0 | 0 | 0 | 0 | 0 | 0 | 0 | 0 | 0 | 0
Residential_CZ3 - Single Family_New_Space Heating_Natural Gas_Boiler - Direct Fuel_E2_Baseline Forecast | Residential | CZ3 - Single Family | New | Space Heating | Natural Gas | Boiler - Direct Fuel | E2 | AFUE 84% | Baseline Forecast | 0 | 0 | 11.1625 | 6.0192 | 5.8522 | 5.8094 | 5.7856 | 5.7734 | 5.6912 | 5.6399 | 5.5788 | 5.5197 | 5.4546 | 5.8795 | 6.0532 | 6.1953 | 6.3289 | 6.427 | 6.5387 | 6.6451 | 6.7309 | 6.3491 | 0 | 0 | 0 | 0 | 0 | 0 | 0 | 0
Residential_CZ3 - Single Family_New_Space Heating_Natural Gas_Boiler - Direct Fuel_E3_Baseline Forecast | Residential | CZ3 - Single Family | New | Space Heating | Natural Gas | Boiler - Direct Fuel | E3 | AFUE 85% | Baseline Forecast | 0 | 0.078634 | 0.099666 | 0.053936 | 0.063842 | 0.07448 | 0.073904 | 0.074841 | 0.086889 | 0.087102 | 0.096186 | 0.10375 | 0.11236 | 0.1362 | 0.15133 | 0.16427 | 0.19034 | 0.20851 | 0.22634 | 0.24468 | 0.265 | 0.27605 | 0 | 0 | 0 | 0 | 0 | 0 | 0 | 0
Residential_CZ3 - Single Family_New_Space Heating_Natural Gas_Boiler - Direct Fuel_E4_Baseline Forecast | Residential | CZ3 - Single Family | New | Space Heating | Natural Gas | Boiler - Direct Fuel | E4 | AFUE 90% | Baseline Forecast | 0 | 0.078634 | 0.099666 | 0.053936 | 0.063842 | 0.07448 | 0.073904 | 0.074841 | 0.086889 | 0.087102 | 0.096186 | 0.10375 | 0.11236 | 0.1362 | 0.15133 | 0.16427 | 0.19034 | 0.20851 | 0.22634 | 0.24468 | 0.265 | 0.27605 | 0 | 0 | 0 | 0 | 0 | 0 | 0 | 0
Residential_CZ3 - Single Family_New_Space Heating_Natural Gas_Boiler - Direct Fuel_E5_Baseline Forecast | Residential | CZ3 - Single Family | New | Space Heating | Natural Gas | Boiler - Direct Fuel | E5 | AFUE 95% | Baseline Forecast | 0 | 0 | 0 | 0 | 0 | 0 | 0 | 0 | 0 | 0 | 0 | 0 | 0 | 0 | 0 | 0 | 0 | 0.016435 | 0.01685 | 0.017257 | 0.017755 | 0.016814 | 0 | 0 | 0 | 0 | 0 | 0 | 0 | 0
Residential_CZ3 - Single Family_New_Space Heating_Natural Gas_Boiler - Direct Fuel_E6_Baseline Forecast | Residential | CZ3 - Single Family | New | Space Heating | Natural Gas | Boiler - Direct Fuel | E6 | AFUE 96% | Baseline Forecast | 0 | 0 | 0 | 0 | 0 | 0 | 0 | 0 | 0 | 0 | 0 | 0 | 0 | 0 | 0 | 0 | 0 | 0.0080951 | 0.0082991 | 0.0084996 | 0.0087449 | 0.0082814 | 0 | 0 | 0 | 0 | 0 | 0 | 0 | 0
Residential_CZ3 - Single Family_New_Space Heating_Natural Gas_Boiler - Direct Fuel_E7_Baseline Forecast | Residential | CZ3 - Single Family | New | Space Heating | Natural Gas | Boiler - Direct Fuel | E7 | Convert to NG Heat Pump | Baseline Forecast | 0 | 0 | 0 | 0 | 0 | 0 | 0 | 0 | 0 | 0 | 0 | 0 | 0 | 0 | 0 | 0 | 0 | 0 | 0 | 0 | 0 | 0 | 0 | 0 | 0 | 0 | 0 | 0 | 0 | 0
Residential_CZ3 - Single Family_New_Space Heating_Natural Gas_Boiler - Direct Fuel_E8_Baseline Forecast | Residential | CZ3 - Single Family | New | Space Heating | Natural Gas | Boiler - Direct Fuel | E8 |  | Baseline Forecast | 0 | 0 | 0 | 0 | 0 | 0 | 0 | 0 | 0 | 0 | 0 | 0 | 0 | 0 | 0 | 0 | 0 | 0 | 0 | 0 | 0 | 0 | 0 | 0 | 0 | 0 | 0 | 0 | 0 | 0
Residential_CZ3 - Single Family_New_Space Heating_Natural Gas_Boiler - Direct Fuel_E9_Baseline Forecast | Residential | CZ3 - Single Family | New | Space Heating | Natural Gas | Boiler - Direct Fuel | E9 |  | Baseline Forecast | 0 | 0 | 0 | 0 | 0 | 0 | 0 | 0 | 0 | 0 | 0 | 0 | 0 | 0 | 0 | 0 | 0 | 0 | 0 | 0 | 0 | 0 | 0 | 0 | 0 | 0 | 0 | 0 | 0 | 0
Residential_CZ3 - Single Family_New_Space Heating_Natural Gas_Boiler - Direct Fuel_E10_Baseline Forecast | Residential | CZ3 - Single Family | New | Space Heating | Natural Gas | Boiler - Direct Fuel | E10 |  | Baseline Forecast | 0 | 0 | 0 | 0 | 0 | 0 | 0 | 0 | 0 | 0 | 0 | 0 | 0 | 0 | 0 | 0 | 0 | 0 | 0 | 0 | 0 | 0 | 0 | 0 | 0 | 0 | 0 | 0 | 0 | 0
Residential_CZ3 - Single Family_New_Secondary Heating_Natural Gas_Fireplace_E1_Baseline Forecast | Residential | CZ3 - Single Family | New | Secondary Heating | Natural Gas | Fireplace | E1 | Baseline (50% to 60% FE Rating) | Baseline Forecast | 0 | 1306.675 | 1306.5866 | 704.6028 | 687.6673 | 685.1969 | 682.3304 | 681.1426 | 674.4612 | 668.6049 | 663.6676 | 658.6156 | 652.2461 | 644.4116 | 637.3141 | 628.3423 | 622.8869 | 734.5409 | 835.3885 | 872.6834 | 903.9429 | 876.6229 | 0 | 0 | 0 | 0 | 0 | 0 | 0 | 0
Residential_CZ3 - Single Family_New_Secondary Heating_Natural Gas_Fireplace_E2_Baseline Forecast | Residential | CZ3 - Single Family | New | Secondary Heating | Natural Gas | Fireplace | E2 | Tier 1 (70% FE Rating) | Baseline Forecast | 0 | 0 | 0 | 0 | 0 | 0 | 0 | 0 | 0 | 0 | 0 | 0 | 0 | 0 | 0 | 0 | 0 | 0 | 0 | 0 | 0 | 0 | 0 | 0 | 0 | 0 | 0 | 0 | 0 | 0
Residential_CZ3 - Single Family_New_Secondary Heating_Natural Gas_Fireplace_E3_Baseline Forecast | Residential | CZ3 - Single Family | New | Secondary Heating | Natural Gas | Fireplace | E3 | Tier 2 (77%+ FE Rating) | Baseline Forecast | 0 | 0 | 0 | 0 | 0 | 0 | 0 | 0 | 0 | 0 | 0 | 0 | 0 | 0 | 0 | 0 | 0 | 0 | 0 | 0 | 0 | 0 | 0 | 0 | 0 | 0 | 0 | 0 | 0 | 0
Residential_CZ3 - Single Family_New_Secondary Heating_Natural Gas_Fireplace_E4_Baseline Forecast | Residential | CZ3 - Single Family | New | Secondary Heating | Natural Gas | Fireplace | E4 |  | Baseline Forecast | 0 | 0 | 0 | 0 | 0 | 0 | 0 | 0 | 0 | 0 | 0 | 0 | 0 | 0 | 0 | 0 | 0 | 0 | 0 | 0 | 0 | 0 | 0 | 0 | 0 | 0 | 0 | 0 | 0 | 0
Residential_CZ3 - Single Family_New_Secondary Heating_Natural Gas_Fireplace_E5_Baseline Forecast | Residential | CZ3 - Single Family | New | Secondary Heating | Natural Gas | Fireplace | E5 |  | Baseline Forecast | 0 | 0 | 0 | 0 | 0 | 0 | 0 | 0 | 0 | 0 | 0 | 0 | 0 | 0 | 0 | 0 | 0 | 0 | 0 | 0 | 0 | 0 | 0 | 0 | 0 | 0 | 0 | 0 | 0 | 0
Residential_CZ3 - Single Family_New_Secondary Heating_Natural Gas_Fireplace_E6_Baseline Forecast | Residential | CZ3 - Single Family | New | Secondary Heating | Natural Gas | Fireplace | E6 |  | Baseline Forecast | 0 | 0 | 0 | 0 | 0 | 0 | 0 | 0 | 0 | 0 | 0 | 0 | 0 | 0 | 0 | 0 | 0 | 0 | 0 | 0 | 0 | 0 | 0 | 0 | 0 | 0 | 0 | 0 | 0 | 0
Residential_CZ3 - Single Family_New_Secondary Heating_Natural Gas_Fireplace_E7_Baseline Forecast | Residential | CZ3 - Single Family | New | Secondary Heating | Natural Gas | Fireplace | E7 |  | Baseline Forecast | 0 | 0 | 0 | 0 | 0 | 0 | 0 | 0 | 0 | 0 | 0 | 0 | 0 | 0 | 0 | 0 | 0 | 0 | 0 | 0 | 0 | 0 | 0 | 0 | 0 | 0 | 0 | 0 | 0 | 0
Residential_CZ3 - Single Family_New_Secondary Heating_Natural Gas_Fireplace_E8_Baseline Forecast | Residential | CZ3 - Single Family | New | Secondary Heating | Natural Gas | Fireplace | E8 |  | Baseline Forecast | 0 | 0 | 0 | 0 | 0 | 0 | 0 | 0 | 0 | 0 | 0 | 0 | 0 | 0 | 0 | 0 | 0 | 0 | 0 | 0 | 0 | 0 | 0 | 0 | 0 | 0 | 0 | 0 | 0 | 0
Residential_CZ3 - Single Family_New_Secondary Heating_Natural Gas_Fireplace_E9_Baseline Forecast | Residential | CZ3 - Single Family | New | Secondary Heating | Natural Gas | Fireplace | E9 |  | Baseline Forecast | 0 | 0 | 0 | 0 | 0 | 0 | 0 | 0 | 0 | 0 | 0 | 0 | 0 | 0 | 0 | 0 | 0 | 0 | 0 | 0 | 0 | 0 | 0 | 0 | 0 | 0 | 0 | 0 | 0 | 0
Residential_CZ3 - Single Family_New_Secondary Heating_Natural Gas_Fireplace_E10_Baseline Forecast | Residential | CZ3 - Single Family | New | Secondary Heating | Natural Gas | Fireplace | E10 |  | Baseline Forecast | 0 | 0 | 0 | 0 | 0 | 0 | 0 | 0 | 0 | 0 | 0 | 0 | 0 | 0 | 0 | 0 | 0 | 0 | 0 | 0 | 0 | 0 | 0 | 0 | 0 | 0 | 0 | 0 | 0 | 0
Residential_CZ3 - Single Family_New_Water Heating_Natural Gas_Water Heater <= 55 gal._E1_Baseline Forecast | Residential | CZ3 - Single Family | New | Water Heating | Natural Gas | Water Heater <= 55 gal. | E1 | Baseline (UEF 0.58) | Baseline Forecast | 0 | 196.2069 | 200.1146 | 109.4785 | 107.9026 | 108.6339 | 106.8216 | 105.8452 | 104.537 | 103.1379 | 92.874 | 91.9341 | 115.4572 | 135.7499 | 141.2247 | 145.2439 | 148.8858 | 151.5289 | 153.6043 | 206.6781 | 200.3976 | 163.5977 | 0 | 0 | 0 | 0 | 0 | 0 | 0 | 0
Residential_CZ3 - Single Family_New_Water Heating_Natural Gas_Water Heater <= 55 gal._E2_Baseline Forecast | Residential | CZ3 - Single Family | New | Water Heating | Natural Gas | Water Heater <= 55 gal. | E2 | ENERGY STAR (UEF 0.64) | Baseline Forecast | 0 | 1157.3707 | 1153.3803 | 620.418 | 604.4537 | 601.1607 | 600.0033 | 599.7467 | 594.1354 | 589.4704 | 594.6174 | 590.3246 | 753.5723 | 890.8952 | 931.0435 | 960.622 | 987.7319 | 1008.4769 | 1025.2233 | 1381.6383 | 1342.1606 | 1099.469 | 0 | 0 | 0 | 0 | 0 | 0 | 0 | 0
Residential_CZ3 - Single Family_New_Water Heating_Natural Gas_Water Heater <= 55 gal._E3_Baseline Forecast | Residential | CZ3 - Single Family | New | Water Heating | Natural Gas | Water Heater <= 55 gal. | E3 | Condensing (UEF 0.81) | Baseline Forecast | 0 | 56.3996 | 56.387 | 30.4103 | 29.6761 | 29.5722 | 29.4488 | 29.3999 | 29.1099 | 28.8547 | 28.6441 | 28.4253 | 36.2068 | 42.774 | 44.67 | 46.076 | 47.3577 | 48.3322 | 49.1103 | 66.1666 | 64.2603 | 52.6278 | 0 | 0 | 0 | 0 | 0 | 0 | 0 | 0
Residential_CZ3 - Single Family_New_Water Heating_Natural Gas_Water Heater <= 55 gal._E4_Baseline Forecast | Residential | CZ3 - Single Family | New | Water Heating | Natural Gas | Water Heater <= 55 gal. | E4 | Instantaneous - ENERGY STAR (UEF 0.87) | Baseline Forecast | 0 | 0 | 0 | 0 | 0 | 0 | 0 | 0 | 0 | 0 | 0 | 0 | 0 | 0 | 0 | 0 | 0 | 0 | 0 | 0 | 0 | 0 | 0 | 0 | 0 | 0 | 0 | 0 | 0 | 0
Residential_CZ3 - Single Family_New_Water Heating_Natural Gas_Water Heater <= 55 gal._E5_Baseline Forecast | Residential | CZ3 - Single Family | New | Water Heating | Natural Gas | Water Heater <= 55 gal. | E5 | Instantaneous - Condensing (UEF 0.92) | Baseline Forecast | 0 | 0 | 0 | 0 | 0 | 0 | 0 | 0 | 0 | 0 | 0 | 0 | 0 | 0 | 0 | 0 | 0 | 0 | 0 | 0 | 0 | 0 | 0 | 0 | 0 | 0 | 0 | 0 | 0 | 0
Residential_CZ3 - Single Family_New_Water Heating_Natural Gas_Water Heater <= 55 gal._E6_Baseline Forecast | Residential | CZ3 - Single Family | New | Water Heating | Natural Gas | Water Heater <= 55 gal. | E6 | NEEA Gas-Fired Absorption HPWH (EF 1.2) | Baseline Forecast | 0 | 0 | 0 | 0 | 0 | 0 | 0 | 0 | 0 | 0 | 0 | 0 | 0 | 0 | 0 | 0 | 0 | 0 | 0 | 0 | 0 | 0 | 0 | 0 | 0 | 0 | 0 | 0 | 0 | 0
Residential_CZ3 - Single Family_New_Water Heating_Natural Gas_Water Heater <= 55 gal._E7_Baseline Forecast | Residential | CZ3 - Single Family | New | Water Heating | Natural Gas | Water Heater <= 55 gal. | E7 | NEEA Gas-Fired Absorption HPWH (EF 1.7) | Baseline Forecast | 0 | 0 | 0 | 0 | 0 | 0 | 0 | 0 | 0 | 0 | 0 | 0 | 0 | 0 | 0 | 0 | 0 | 0 | 0 | 0 | 0 | 0 | 0 | 0 | 0 | 0 | 0 | 0 | 0 | 0
Residential_CZ3 - Single Family_New_Water Heating_Natural Gas_Water Heater <= 55 gal._E8_Baseline Forecast | Residential | CZ3 - Single Family | New | Water Heating | Natural Gas | Water Heater <= 55 gal. | E8 |  | Baseline Forecast | 0 | 0 | 0 | 0 | 0 | 0 | 0 | 0 | 0 | 0 | 0 | 0 | 0 | 0 | 0 | 0 | 0 | 0 | 0 | 0 | 0 | 0 | 0 | 0 | 0 | 0 | 0 | 0 | 0 | 0
Residential_CZ3 - Single Family_New_Water Heating_Natural Gas_Water Heater <= 55 gal._E9_Baseline Forecast | Residential | CZ3 - Single Family | New | Water Heating | Natural Gas | Water Heater <= 55 gal. | E9 |  | Baseline Forecast | 0 | 0 | 0 | 0 | 0 | 0 | 0 | 0 | 0 | 0 | 0 | 0 | 0 | 0 | 0 | 0 | 0 | 0 | 0 | 0 | 0 | 0 | 0 | 0 | 0 | 0 | 0 | 0 | 0 | 0
Residential_CZ3 - Single Family_New_Water Heating_Natural Gas_Water Heater <= 55 gal._E10_Baseline Forecast | Residential | CZ3 - Single Family | New | Water Heating | Natural Gas | Water Heater <= 55 gal. | E10 |  | Baseline Forecast | 0 | 0 | 0 | 0 | 0 | 0 | 0 | 0 | 0 | 0 | 0 | 0 | 0 | 0 | 0 | 0 | 0 | 0 | 0 | 0 | 0 | 0 | 0 | 0 | 0 | 0 | 0 | 0 | 0 | 0
Residential_CZ3 - Single Family_New_Water Heating_Natural Gas_Water Heater > 55 gal._E1_Baseline Forecast | Residential | CZ3 - Single Family | New | Water Heating | Natural Gas | Water Heater > 55 gal. | E1 | Standard (UEF 0.77) | Baseline Forecast | 0 | 28.3596 | 52.6685 | 59.5344 | 64.6567 | 68.9189 | 70.7728 | 72.5454 | 74.1536 | 75.1568 | 69.1311 | 70.5436 | 71.2654 | 73.1978 | 75.574 | 78.279 | 81.2113 | 84.1995 | 87.3416 | 91.7775 | 96.799 | 100.1935 | 0 | 0 | 0 | 0 | 0 | 0 | 0 | 0
Residential_CZ3 - Single Family_New_Water Heating_Natural Gas_Water Heater > 55 gal._E2_Baseline Forecast | Residential | CZ3 - Single Family | New | Water Heating | Natural Gas | Water Heater > 55 gal. | E2 | ENERGY STAR (3.2) - UEF 0.78 | Baseline Forecast | 0 | 167.2858 | 303.5603 | 337.3831 | 362.197 | 381.3848 | 397.5219 | 411.0613 | 421.4518 | 429.5484 | 442.6058 | 452.9726 | 465.1386 | 480.38 | 498.2318 | 517.7263 | 538.7688 | 560.3766 | 582.957 | 613.5305 | 648.3102 | 673.3571 | 0 | 0 | 0 | 0 | 0 | 0 | 0 | 0
Residential_CZ3 - Single Family_New_Water Heating_Natural Gas_Water Heater > 55 gal._E3_Baseline Forecast | Residential | CZ3 - Single Family | New | Water Heating | Natural Gas | Water Heater > 55 gal. | E3 | Condensing (UEF 0.82) | Baseline Forecast | 0 | 8.152 | 14.8406 | 16.5371 | 17.7823 | 18.761 | 19.5108 | 20.1505 | 20.6492 | 21.0265 | 21.3213 | 21.8115 | 22.3485 | 23.0642 | 23.9044 | 24.8326 | 25.8318 | 26.8566 | 27.9249 | 29.382 | 31.0399 | 32.2313 | 0 | 0 | 0 | 0 | 0 | 0 | 0 | 0
Residential_CZ3 - Single Family_New_Water Heating_Natural Gas_Water Heater > 55 gal._E4_Baseline Forecast | Residential | CZ3 - Single Family | New | Water Heating | Natural Gas | Water Heater > 55 gal. | E4 | Instantaneous - ENERGY STAR (UEF 0.87) | Baseline Forecast | 0 | 0 | 0 | 0 | 0 | 0 | 0 | 0 | 0 | 0 | 0 | 0 | 0 | 0 | 0 | 0 | 0 | 0 | 0 | 0 | 0 | 0 | 0 | 0 | 0 | 0 | 0 | 0 | 0 | 0
Residential_CZ3 - Single Family_New_Water Heating_Natural Gas_Water Heater > 55 gal._E5_Baseline Forecast | Residential | CZ3 - Single Family | New | Water Heating | Natural Gas | Water Heater > 55 gal. | E5 | Instantaneous - Condensing (UEF 0.92) | Baseline Forecast | 0 | 0 | 0 | 0 | 0 | 0 | 0 | 0 | 0 | 0 | 0 | 0 | 0 | 0 | 0 | 0 | 0 | 0 | 0 | 0 | 0 | 0 | 0 | 0 | 0 | 0 | 0 | 0 | 0 | 0
Residential_CZ3 - Single Family_New_Water Heating_Natural Gas_Water Heater > 55 gal._E6_Baseline Forecast | Residential | CZ3 - Single Family | New | Water Heating | Natural Gas | Water Heater > 55 gal. | E6 | NEEA Gas-Fired Absorption HPWH (EF 1.3) | Baseline Forecast | 0 | 0 | 0 | 0 | 0 | 0 | 0 | 0 | 0 | 0 | 0 | 0 | 0 | 0 | 0 | 0 | 0 | 0 | 0 | 0 | 0 | 0 | 0 | 0 | 0 | 0 | 0 | 0 | 0 | 0
Residential_CZ3 - Single Family_New_Water Heating_Natural Gas_Water Heater > 55 gal._E7_Baseline Forecast | Residential | CZ3 - Single Family | New | Water Heating | Natural Gas | Water Heater > 55 gal. | E7 | NEEA Gas-Fired Absorption HPWH (EF 1.7) | Baseline Forecast | 0 | 0 | 0 | 0 | 0 | 0 | 0 | 0 | 0 | 0 | 0 | 0 | 0 | 0 | 0 | 0 | 0 | 0 | 0 | 0 | 0 | 0 | 0 | 0 | 0 | 0 | 0 | 0 | 0 | 0
Residential_CZ3 - Single Family_New_Water Heating_Natural Gas_Water Heater > 55 gal._E8_Baseline Forecast | Residential | CZ3 - Single Family | New | Water Heating | Natural Gas | Water Heater > 55 gal. | E8 |  | Baseline Forecast | 0 | 0 | 0 | 0 | 0 | 0 | 0 | 0 | 0 | 0 | 0 | 0 | 0 | 0 | 0 | 0 | 0 | 0 | 0 | 0 | 0 | 0 | 0 | 0 | 0 | 0 | 0 | 0 | 0 | 0
Residential_CZ3 - Single Family_New_Water Heating_Natural Gas_Water Heater > 55 gal._E9_Baseline Forecast | Residential | CZ3 - Single Family | New | Water Heating | Natural Gas | Water Heater > 55 gal. | E9 |  | Baseline Forecast | 0 | 0 | 0 | 0 | 0 | 0 | 0 | 0 | 0 | 0 | 0 | 0 | 0 | 0 | 0 | 0 | 0 | 0 | 0 | 0 | 0 | 0 | 0 | 0 | 0 | 0 | 0 | 0 | 0 | 0
Residential_CZ3 - Single Family_New_Water Heating_Natural Gas_Water Heater > 55 gal._E10_Baseline Forecast | Residential | CZ3 - Single Family | New | Water Heating | Natural Gas | Water Heater > 55 gal. | E10 |  | Baseline Forecast | 0 | 0 | 0 | 0 | 0 | 0 | 0 | 0 | 0 | 0 | 0 | 0 | 0 | 0 | 0 | 0 | 0 | 0 | 0 | 0 | 0 | 0 | 0 | 0 | 0 | 0 | 0 | 0 | 0 | 0
Residential_CZ3 - Single Family_New_Appliances_Natural Gas_Clothes Dryer_E1_Baseline Forecast | Residential | CZ3 - Single Family | New | Appliances | Natural Gas | Clothes Dryer | E1 | Standard | Baseline Forecast | 0 | 48.6356 | 48.6506 | 26.2439 | 25.6188 | 25.5314 | 25.4186 | 25.3707 | 25.1197 | 24.8995 | 24.1938 | 24.0534 | 27.3838 | 30.4348 | 31.5719 | 32.4932 | 33.4374 | 34.2209 | 34.9192 | 35.5708 | 36.1143 | 34.5862 | 0 | 0 | 0 | 0 | 0 | 0 | 0 | 0
Residential_CZ3 - Single Family_New_Appliances_Natural Gas_Clothes Dryer_E2_Baseline Forecast | Residential | CZ3 - Single Family | New | Appliances | Natural Gas | Clothes Dryer | E2 | NEEA/ENERGY STAR (CE >60%) | Baseline Forecast | 0 | 38.9011 | 38.8801 | 20.9588 | 20.4494 | 20.3712 | 20.292 | 20.2603 | 20.0637 | 19.8916 | 20.2666 | 20.0686 | 23.045 | 25.6844 | 26.7067 | 27.5293 | 28.3714 | 29.0815 | 29.7191 | 30.2957 | 30.7875 | 29.5331 | 0 | 0 | 0 | 0 | 0 | 0 | 0 | 0
Residential_CZ3 - Single Family_New_Appliances_Natural Gas_Clothes Dryer_E3_Baseline Forecast | Residential | CZ3 - Single Family | New | Appliances | Natural Gas | Clothes Dryer | E3 |  | Baseline Forecast | 0 | 0 | 0 | 0 | 0 | 0 | 0 | 0 | 0 | 0 | 0 | 0 | 0 | 0 | 0 | 0 | 0 | 0 | 0 | 0 | 0 | 0 | 0 | 0 | 0 | 0 | 0 | 0 | 0 | 0
Residential_CZ3 - Single Family_New_Appliances_Natural Gas_Clothes Dryer_E4_Baseline Forecast | Residential | CZ3 - Single Family | New | Appliances | Natural Gas | Clothes Dryer | E4 |  | Baseline Forecast | 0 | 0 | 0 | 0 | 0 | 0 | 0 | 0 | 0 | 0 | 0 | 0 | 0 | 0 | 0 | 0 | 0 | 0 | 0 | 0 | 0 | 0 | 0 | 0 | 0 | 0 | 0 | 0 | 0 | 0
Residential_CZ3 - Single Family_New_Appliances_Natural Gas_Clothes Dryer_E5_Baseline Forecast | Residential | CZ3 - Single Family | New | Appliances | Natural Gas | Clothes Dryer | E5 |  | Baseline Forecast | 0 | 0 | 0 | 0 | 0 | 0 | 0 | 0 | 0 | 0 | 0 | 0 | 0 | 0 | 0 | 0 | 0 | 0 | 0 | 0 | 0 | 0 | 0 | 0 | 0 | 0 | 0 | 0 | 0 | 0
Residential_CZ3 - Single Family_New_Appliances_Natural Gas_Clothes Dryer_E6_Baseline Forecast | Residential | CZ3 - Single Family | New | Appliances | Natural Gas | Clothes Dryer | E6 |  | Baseline Forecast | 0 | 0 | 0 | 0 | 0 | 0 | 0 | 0 | 0 | 0 | 0 | 0 | 0 | 0 | 0 | 0 | 0 | 0 | 0 | 0 | 0 | 0 | 0 | 0 | 0 | 0 | 0 | 0 | 0 | 0
Residential_CZ3 - Single Family_New_Appliances_Natural Gas_Clothes Dryer_E7_Baseline Forecast | Residential | CZ3 - Single Family | New | Appliances | Natural Gas | Clothes Dryer | E7 |  | Baseline Forecast | 0 | 0 | 0 | 0 | 0 | 0 | 0 | 0 | 0 | 0 | 0 | 0 | 0 | 0 | 0 | 0 | 0 | 0 | 0 | 0 | 0 | 0 | 0 | 0 | 0 | 0 | 0 | 0 | 0 | 0
Residential_CZ3 - Single Family_New_Appliances_Natural Gas_Clothes Dryer_E8_Baseline Forecast | Residential | CZ3 - Single Family | New | Appliances | Natural Gas | Clothes Dryer | E8 |  | Baseline Forecast | 0 | 0 | 0 | 0 | 0 | 0 | 0 | 0 | 0 | 0 | 0 | 0 | 0 | 0 | 0 | 0 | 0 | 0 | 0 | 0 | 0 | 0 | 0 | 0 | 0 | 0 | 0 | 0 | 0 | 0
Residential_CZ3 - Single Family_New_Appliances_Natural Gas_Clothes Dryer_E9_Baseline Forecast | Residential | CZ3 - Single Family | New | Appliances | Natural Gas | Clothes Dryer | E9 |  | Baseline Forecast | 0 | 0 | 0 | 0 | 0 | 0 | 0 | 0 | 0 | 0 | 0 | 0 | 0 | 0 | 0 | 0 | 0 | 0 | 0 | 0 | 0 | 0 | 0 | 0 | 0 | 0 | 0 | 0 | 0 | 0
Residential_CZ3 - Single Family_New_Appliances_Natural Gas_Clothes Dryer_E10_Baseline Forecast | Residential | CZ3 - Single Family | New | Appliances | Natural Gas | Clothes Dryer | E10 |  | Baseline Forecast | 0 | 0 | 0 | 0 | 0 | 0 | 0 | 0 | 0 | 0 | 0 | 0 | 0 | 0 | 0 | 0 | 0 | 0 | 0 | 0 | 0 | 0 | 0 | 0 | 0 | 0 | 0 | 0 | 0 | 0
Residential_CZ3 - Single Family_New_Appliances_Natural Gas_Stove/Oven_E1_Baseline Forecast | Residential | CZ3 - Single Family | New | Appliances | Natural Gas | Stove/Oven | E1 | Typical - (914 + 1915 IAEC) | Baseline Forecast | 0 | 352.4892 | 352.7257 | 190.3194 | 185.8145 | 185.2165 | 184.3538 | 183.9822 | 182.1607 | 180.5438 | 175.6974 | 223.6298 | 263.3078 | 274.3936 | 283.1482 | 289.8376 | 296.0175 | 300.587 | 403.8511 | 392.2781 | 335.7878 | 324.1139 | 0 | 0 | 0 | 0 | 0 | 0 | 0 | 0
Residential_CZ3 - Single Family_New_Appliances_Natural Gas_Stove/Oven_E2_Baseline Forecast | Residential | CZ3 - Single Family | New | Appliances | Natural Gas | Stove/Oven | E2 | High Efficiency (730 + 1660 IAEC) | Baseline Forecast | 0 | 151.3022 | 151.0316 | 81.3418 | 79.3171 | 78.9627 | 78.7202 | 78.6338 | 77.8792 | 77.2383 | 80.1811 | 102.271 | 121.8212 | 127.4301 | 131.9051 | 135.3056 | 138.478 | 140.9115 | 189.6724 | 184.4254 | 158.0645 | 152.9094 | 0 | 0 | 0 | 0 | 0 | 0 | 0 | 0
Residential_CZ3 - Single Family_New_Appliances_Natural Gas_Stove/Oven_E3_Baseline Forecast | Residential | CZ3 - Single Family | New | Appliances | Natural Gas | Stove/Oven | E3 |  | Baseline Forecast | 0 | 0 | 0 | 0 | 0 | 0 | 0 | 0 | 0 | 0 | 0 | 0 | 0 | 0 | 0 | 0 | 0 | 0 | 0 | 0 | 0 | 0 | 0 | 0 | 0 | 0 | 0 | 0 | 0 | 0
Residential_CZ3 - Single Family_New_Appliances_Natural Gas_Stove/Oven_E4_Baseline Forecast | Residential | CZ3 - Single Family | New | Appliances | Natural Gas | Stove/Oven | E4 |  | Baseline Forecast | 0 | 0 | 0 | 0 | 0 | 0 | 0 | 0 | 0 | 0 | 0 | 0 | 0 | 0 | 0 | 0 | 0 | 0 | 0 | 0 | 0 | 0 | 0 | 0 | 0 | 0 | 0 | 0 | 0 | 0
Residential_CZ3 - Single Family_New_Appliances_Natural Gas_Stove/Oven_E5_Baseline Forecast | Residential | CZ3 - Single Family | New | Appliances | Natural Gas | Stove/Oven | E5 |  | Baseline Forecast | 0 | 0 | 0 | 0 | 0 | 0 | 0 | 0 | 0 | 0 | 0 | 0 | 0 | 0 | 0 | 0 | 0 | 0 | 0 | 0 | 0 | 0 | 0 | 0 | 0 | 0 | 0 | 0 | 0 | 0
Residential_CZ3 - Single Family_New_Appliances_Natural Gas_Stove/Oven_E6_Baseline Forecast | Residential | CZ3 - Single Family | New | Appliances | Natural Gas | Stove/Oven | E6 |  | Baseline Forecast | 0 | 0 | 0 | 0 | 0 | 0 | 0 | 0 | 0 | 0 | 0 | 0 | 0 | 0 | 0 | 0 | 0 | 0 | 0 | 0 | 0 | 0 | 0 | 0 | 0 | 0 | 0 | 0 | 0 | 0
Residential_CZ3 - Single Family_New_Appliances_Natural Gas_Stove/Oven_E7_Baseline Forecast | Residential | CZ3 - Single Family | New | Appliances | Natural Gas | Stove/Oven | E7 |  | Baseline Forecast | 0 | 0 | 0 | 0 | 0 | 0 | 0 | 0 | 0 | 0 | 0 | 0 | 0 | 0 | 0 | 0 | 0 | 0 | 0 | 0 | 0 | 0 | 0 | 0 | 0 | 0 | 0 | 0 | 0 | 0
Residential_CZ3 - Single Family_New_Appliances_Natural Gas_Stove/Oven_E8_Baseline Forecast | Residential | CZ3 - Single Family | New | Appliances | Natural Gas | Stove/Oven | E8 |  | Baseline Forecast | 0 | 0 | 0 | 0 | 0 | 0 | 0 | 0 | 0 | 0 | 0 | 0 | 0 | 0 | 0 | 0 | 0 | 0 | 0 | 0 | 0 | 0 | 0 | 0 | 0 | 0 | 0 | 0 | 0 | 0
Residential_CZ3 - Single Family_New_Appliances_Natural Gas_Stove/Oven_E9_Baseline Forecast | Residential | CZ3 - Single Family | New | Appliances | Natural Gas | Stove/Oven | E9 |  | Baseline Forecast | 0 | 0 | 0 | 0 | 0 | 0 | 0 | 0 | 0 | 0 | 0 | 0 | 0 | 0 | 0 | 0 | 0 | 0 | 0 | 0 | 0 | 0 | 0 | 0 | 0 | 0 | 0 | 0 | 0 | 0
Residential_CZ3 - Single Family_New_Appliances_Natural Gas_Stove/Oven_E10_Baseline Forecast | Residential | CZ3 - Single Family | New | Appliances | Natural Gas | Stove/Oven | E10 |  | Baseline Forecast | 0 | 0 | 0 | 0 | 0 | 0 | 0 | 0 | 0 | 0 | 0 | 0 | 0 | 0 | 0 | 0 | 0 | 0 | 0 | 0 | 0 | 0 | 0 | 0 | 0 | 0 | 0 | 0 | 0 | 0
Residential_CZ3 - Single Family_New_Miscellaneous_Natural Gas_Pool Heater_E1_Baseline Forecast | Residential | CZ3 - Single Family | New | Miscellaneous | Natural Gas | Pool Heater | E1 | Standard (EF 0.82) | Baseline Forecast | 0 | 44.987 | 44.984 | 24.2585 | 23.6754 | 23.5904 | 23.4917 | 27.5405 | 31.0282 | 32.3221 | 33.4587 | 34.4649 | 35.3094 | 36.3749 | 37.6614 | 38.8618 | 40.1494 | 41.3366 | 56.8045 | 56.6397 | 49.9659 | 48.5147 | 0 | 0 | 0 | 0 | 0 | 0 | 0 | 0
Residential_CZ3 - Single Family_New_Miscellaneous_Natural Gas_Pool Heater_E2_Baseline Forecast | Residential | CZ3 - Single Family | New | Miscellaneous | Natural Gas | Pool Heater | E2 | High Efficiency (EF 0.84) | Baseline Forecast | 0 | 2.3677 | 2.3676 | 1.2768 | 1.2461 | 1.2416 | 1.2364 | 1.4495 | 1.6331 | 1.7012 | 1.761 | 1.8139 | 1.8584 | 1.9145 | 1.9822 | 2.0454 | 2.1131 | 2.1756 | 2.9897 | 2.981 | 2.6298 | 2.5534 | 0 | 0 | 0 | 0 | 0 | 0 | 0 | 0
Residential_CZ3 - Single Family_New_Miscellaneous_Natural Gas_Pool Heater_E3_Baseline Forecast | Residential | CZ3 - Single Family | New | Miscellaneous | Natural Gas | Pool Heater | E3 | Condensing (EF .94) | Baseline Forecast | 0 | 0 | 0 | 0 | 0 | 0 | 0 | 0 | 0 | 0 | 0 | 0 | 0 | 0 | 0 | 0 | 0 | 0 | 0 | 0 | 0 | 0 | 0 | 0 | 0 | 0 | 0 | 0 | 0 | 0
Residential_CZ3 - Single Family_New_Miscellaneous_Natural Gas_Pool Heater_E4_Baseline Forecast | Residential | CZ3 - Single Family | New | Miscellaneous | Natural Gas | Pool Heater | E4 | Condensing w/Imp. HX (EF 0.95) | Baseline Forecast | 0 | 0 | 0 | 0 | 0 | 0 | 0 | 0 | 0 | 0 | 0 | 0 | 0 | 0 | 0 | 0 | 0 | 0 | 0 | 0 | 0 | 0 | 0 | 0 | 0 | 0 | 0 | 0 | 0 | 0
Residential_CZ3 - Single Family_New_Miscellaneous_Natural Gas_Pool Heater_E5_Baseline Forecast | Residential | CZ3 - Single Family | New | Miscellaneous | Natural Gas | Pool Heater | E5 |  | Baseline Forecast | 0 | 0 | 0 | 0 | 0 | 0 | 0 | 0 | 0 | 0 | 0 | 0 | 0 | 0 | 0 | 0 | 0 | 0 | 0 | 0 | 0 | 0 | 0 | 0 | 0 | 0 | 0 | 0 | 0 | 0
Residential_CZ3 - Single Family_New_Miscellaneous_Natural Gas_Pool Heater_E6_Baseline Forecast | Residential | CZ3 - Single Family | New | Miscellaneous | Natural Gas | Pool Heater | E6 |  | Baseline Forecast | 0 | 0 | 0 | 0 | 0 | 0 | 0 | 0 | 0 | 0 | 0 | 0 | 0 | 0 | 0 | 0 | 0 | 0 | 0 | 0 | 0 | 0 | 0 | 0 | 0 | 0 | 0 | 0 | 0 | 0
Residential_CZ3 - Single Family_New_Miscellaneous_Natural Gas_Pool Heater_E7_Baseline Forecast | Residential | CZ3 - Single Family | New | Miscellaneous | Natural Gas | Pool Heater | E7 |  | Baseline Forecast | 0 | 0 | 0 | 0 | 0 | 0 | 0 | 0 | 0 | 0 | 0 | 0 | 0 | 0 | 0 | 0 | 0 | 0 | 0 | 0 | 0 | 0 | 0 | 0 | 0 | 0 | 0 | 0 | 0 | 0
Residential_CZ3 - Single Family_New_Miscellaneous_Natural Gas_Pool Heater_E8_Baseline Forecast | Residential | CZ3 - Single Family | New | Miscellaneous | Natural Gas | Pool Heater | E8 |  | Baseline Forecast | 0 | 0 | 0 | 0 | 0 | 0 | 0 | 0 | 0 | 0 | 0 | 0 | 0 | 0 | 0 | 0 | 0 | 0 | 0 | 0 | 0 | 0 | 0 | 0 | 0 | 0 | 0 | 0 | 0 | 0
Residential_CZ3 - Single Family_New_Miscellaneous_Natural Gas_Pool Heater_E9_Baseline Forecast | Residential | CZ3 - Single Family | New | Miscellaneous | Natural Gas | Pool Heater | E9 |  | Baseline Forecast | 0 | 0 | 0 | 0 | 0 | 0 | 0 | 0 | 0 | 0 | 0 | 0 | 0 | 0 | 0 | 0 | 0 | 0 | 0 | 0 | 0 | 0 | 0 | 0 | 0 | 0 | 0 | 0 | 0 | 0
Residential_CZ3 - Single Family_New_Miscellaneous_Natural Gas_Pool Heater_E10_Baseline Forecast | Residential | CZ3 - Single Family | New | Miscellaneous | Natural Gas | Pool Heater | E10 |  | Baseline Forecast | 0 | 0 | 0 | 0 | 0 | 0 | 0 | 0 | 0 | 0 | 0 | 0 | 0 | 0 | 0 | 0 | 0 | 0 | 0 | 0 | 0 | 0 | 0 | 0 | 0 | 0 | 0 | 0 | 0 | 0
Residential_CZ3 - Single Family_New_Miscellaneous_Natural Gas_Miscellaneous_E1_Baseline Forecast | Residential | CZ3 - Single Family | New | Miscellaneous | Natural Gas | Miscellaneous | E1 | Default | Baseline Forecast | 0 | 2163.1338 | 2162.9875 | 1166.4341 | 1138.3981 | 1134.3086 | 1129.5632 | 1488.1191 | 1777.4693 | 1852.0246 | 1909.387 | 1954.9552 | 1988.563 | 2675.8371 | 2692.117 | 2434.9697 | 2503.8819 | 2571.3014 | 2630.935 | 2896.236 | 3098.1191 | 3070.8133 | 0 | 0 | 0 | 0 | 0 | 0 | 0 | 0
Residential_CZ3 - Single Family_New_Miscellaneous_Natural Gas_Miscellaneous_E2_Baseline Forecast | Residential | CZ3 - Single Family | New | Miscellaneous | Natural Gas | Miscellaneous | E2 |  | Baseline Forecast | 0 | 0 | 0 | 0 | 0 | 0 | 0 | 0 | 0 | 0 | 0 | 0 | 0 | 0 | 0 | 0 | 0 | 0 | 0 | 0 | 0 | 0 | 0 | 0 | 0 | 0 | 0 | 0 | 0 | 0
Residential_CZ3 - Single Family_New_Miscellaneous_Natural Gas_Miscellaneous_E3_Baseline Forecast | Residential | CZ3 - Single Family | New | Miscellaneous | Natural Gas | Miscellaneous | E3 |  | Baseline Forecast | 0 | 0 | 0 | 0 | 0 | 0 | 0 | 0 | 0 | 0 | 0 | 0 | 0 | 0 | 0 | 0 | 0 | 0 | 0 | 0 | 0 | 0 | 0 | 0 | 0 | 0 | 0 | 0 | 0 | 0
Residential_CZ3 - Single Family_New_Miscellaneous_Natural Gas_Miscellaneous_E4_Baseline Forecast | Residential | CZ3 - Single Family | New | Miscellaneous | Natural Gas | Miscellaneous | E4 |  | Baseline Forecast | 0 | 0 | 0 | 0 | 0 | 0 | 0 | 0 | 0 | 0 | 0 | 0 | 0 | 0 | 0 | 0 | 0 | 0 | 0 | 0 | 0 | 0 | 0 | 0 | 0 | 0 | 0 | 0 | 0 | 0
Residential_CZ3 - Single Family_New_Miscellaneous_Natural Gas_Miscellaneous_E5_Baseline Forecast | Residential | CZ3 - Single Family | New | Miscellaneous | Natural Gas | Miscellaneous | E5 |  | Baseline Forecast | 0 | 0 | 0 | 0 | 0 | 0 | 0 | 0 | 0 | 0 | 0 | 0 | 0 | 0 | 0 | 0 | 0 | 0 | 0 | 0 | 0 | 0 | 0 | 0 | 0 | 0 | 0 | 0 | 0 | 0
Residential_CZ3 - Single Family_New_Miscellaneous_Natural Gas_Miscellaneous_E6_Baseline Forecast | Residential | CZ3 - Single Family | New | Miscellaneous | Natural Gas | Miscellaneous | E6 |  | Baseline Forecast | 0 | 0 | 0 | 0 | 0 | 0 | 0 | 0 | 0 | 0 | 0 | 0 | 0 | 0 | 0 | 0 | 0 | 0 | 0 | 0 | 0 | 0 | 0 | 0 | 0 | 0 | 0 | 0 | 0 | 0
Residential_CZ3 - Single Family_New_Miscellaneous_Natural Gas_Miscellaneous_E7_Baseline Forecast | Residential | CZ3 - Single Family | New | Miscellaneous | Natural Gas | Miscellaneous | E7 |  | Baseline Forecast | 0 | 0 | 0 | 0 | 0 | 0 | 0 | 0 | 0 | 0 | 0 | 0 | 0 | 0 | 0 | 0 | 0 | 0 | 0 | 0 | 0 | 0 | 0 | 0 | 0 | 0 | 0 | 0 | 0 | 0
Residential_CZ3 - Single Family_New_Miscellaneous_Natural Gas_Miscellaneous_E8_Baseline Forecast | Residential | CZ3 - Single Family | New | Miscellaneous | Natural Gas | Miscellaneous | E8 |  | Baseline Forecast | 0 | 0 | 0 | 0 | 0 | 0 | 0 | 0 | 0 | 0 | 0 | 0 | 0 | 0 | 0 | 0 | 0 | 0 | 0 | 0 | 0 | 0 | 0 | 0 | 0 | 0 | 0 | 0 | 0 | 0
Residential_CZ3 - Single Family_New_Miscellaneous_Natural Gas_Miscellaneous_E9_Baseline Forecast | Residential | CZ3 - Single Family | New | Miscellaneous | Natural Gas | Miscellaneous | E9 |  | Baseline Forecast | 0 | 0 | 0 | 0 | 0 | 0 | 0 | 0 | 0 | 0 | 0 | 0 | 0 | 0 | 0 | 0 | 0 | 0 | 0 | 0 | 0 | 0 | 0 | 0 | 0 | 0 | 0 | 0 | 0 | 0
Residential_CZ3 - Single Family_New_Miscellaneous_Natural Gas_Miscellaneous_E10_Baseline Forecast | Residential | CZ3 - Single Family | New | Miscellaneous | Natural Gas | Miscellaneous | E10 |  | Baseline Forecast | 0 | 0 | 0 | 0 | 0 | 0 | 0 | 0 | 0 | 0 | 0 | 0 | 0 | 0 | 0 | 0 | 0 | 0 | 0 | 0 | 0 | 0 | 0 | 0 | 0 | 0 | 0 | 0 | 0 | 0
Residential_CZ3 - Multi Family_Existing_Space Heating_Natural Gas_Furnace - Direct Fuel_E1_Baseline Forecast | Residential | CZ3 - Multi Family | Existing | Space Heating | Natural Gas | Furnace - Direct Fuel | E1 | AFUE 80% | Baseline Forecast | 0 | 312.9962 | 307.6867 | 302.4213 | 297.2183 | 0 | 0 | 0 | 0 | 0 | 0 | 0 | 0 | 0 | 0 | 0 | 0 | 0 | 0 | 0 | 0 | 0 | 0 | 0 | 0 | 0 | 0 | 0 | 0 | 0
Residential_CZ3 - Multi Family_Existing_Space Heating_Natural Gas_Furnace - Direct Fuel_E2_Baseline Forecast | Residential | CZ3 - Multi Family | Existing | Space Heating | Natural Gas | Furnace - Direct Fuel | E2 | AFUE 90% | Baseline Forecast | 0 | 181.898 | 176.6499 | 171.8775 | 167.5522 | 0 | 0 | 0 | 0 | 0 | 0 | 0 | 0 | 0 | 0 | 0 | 0 | 0 | 0 | 0 | 0 | 0 | 0 | 0 | 0 | 0 | 0 | 0 | 0 | 0
Residential_CZ3 - Multi Family_Existing_Space Heating_Natural Gas_Furnace - Direct Fuel_E3_Baseline Forecast | Residential | CZ3 - Multi Family | Existing | Space Heating | Natural Gas | Furnace - Direct Fuel | E3 | AFUE 92% | Baseline Forecast | 0 | 40.277 | 39.1599 | 38.1372 | 37.2053 | 491.8739 | 482.2056 | 469.3946 | 457.3511 | 446.0055 | 433.8855 | 423.8034 | 427.0306 | 429.5116 | 431.3549 | 432.4768 | 432.6862 | 432.2842 | 431.1948 | 429.5051 | 427.3813 | 424.7623 | 0 | 0 | 0 | 0 | 0 | 0 | 0 | 0
Residential_CZ3 - Multi Family_Existing_Space Heating_Natural Gas_Furnace - Direct Fuel_E4_Baseline Forecast | Residential | CZ3 - Multi Family | Existing | Space Heating | Natural Gas | Furnace - Direct Fuel | E4 | AFUE 95% | Baseline Forecast | 0 | 32.2216 | 31.328 | 30.5098 | 29.7642 | 29.0537 | 28.4962 | 27.7241 | 26.9782 | 26.2963 | 26.7917 | 26.1938 | 26.627 | 26.9179 | 27.2104 | 27.4852 | 27.7488 | 28.0021 | 28.194 | 28.3236 | 28.3997 | 28.4528 | 0 | 0 | 0 | 0 | 0 | 0 | 0 | 0
Residential_CZ3 - Multi Family_Existing_Space Heating_Natural Gas_Furnace - Direct Fuel_E5_Baseline Forecast | Residential | CZ3 - Multi Family | Existing | Space Heating | Natural Gas | Furnace - Direct Fuel | E5 | AFUE 98% | Baseline Forecast | 0 | 8.0554 | 7.832 | 7.6274 | 7.4411 | 7.2634 | 7.124 | 6.931 | 6.7446 | 6.5741 | 6.6979 | 6.5485 | 6.6567 | 6.7295 | 6.8026 | 6.8713 | 6.9372 | 7.0005 | 7.0485 | 7.0809 | 7.0999 | 7.1132 | 0 | 0 | 0 | 0 | 0 | 0 | 0 | 0
Residential_CZ3 - Multi Family_Existing_Space Heating_Natural Gas_Furnace - Direct Fuel_E6_Baseline Forecast | Residential | CZ3 - Multi Family | Existing | Space Heating | Natural Gas | Furnace - Direct Fuel | E6 | Convert to NG Heat Pump | Baseline Forecast | 0 | 3.6461 | 3.3525 | 3.0767 | 2.7914 | 2.7425 | 2.6685 | 2.5919 | 2.5072 | 2.3875 | 2.2671 | 2.1289 | 2.0425 | 1.9297 | 1.7836 | 1.5973 | 1.6258 | 1.6465 | 1.658 | 1.6668 | 1.5819 | 1.5021 | 0 | 0 | 0 | 0 | 0 | 0 | 0 | 0
Residential_CZ3 - Multi Family_Existing_Space Heating_Natural Gas_Furnace - Direct Fuel_E7_Baseline Forecast | Residential | CZ3 - Multi Family | Existing | Space Heating | Natural Gas | Furnace - Direct Fuel | E7 |  | Baseline Forecast | 0 | 0 | 0 | 0 | 0 | 0 | 0 | 0 | 0 | 0 | 0 | 0 | 0 | 0 | 0 | 0 | 0 | 0 | 0 | 0 | 0 | 0 | 0 | 0 | 0 | 0 | 0 | 0 | 0 | 0
Residential_CZ3 - Multi Family_Existing_Space Heating_Natural Gas_Furnace - Direct Fuel_E8_Baseline Forecast | Residential | CZ3 - Multi Family | Existing | Space Heating | Natural Gas | Furnace - Direct Fuel | E8 |  | Baseline Forecast | 0 | 0 | 0 | 0 | 0 | 0 | 0 | 0 | 0 | 0 | 0 | 0 | 0 | 0 | 0 | 0 | 0 | 0 | 0 | 0 | 0 | 0 | 0 | 0 | 0 | 0 | 0 | 0 | 0 | 0
Residential_CZ3 - Multi Family_Existing_Space Heating_Natural Gas_Furnace - Direct Fuel_E9_Baseline Forecast | Residential | CZ3 - Multi Family | Existing | Space Heating | Natural Gas | Furnace - Direct Fuel | E9 |  | Baseline Forecast | 0 | 0 | 0 | 0 | 0 | 0 | 0 | 0 | 0 | 0 | 0 | 0 | 0 | 0 | 0 | 0 | 0 | 0 | 0 | 0 | 0 | 0 | 0 | 0 | 0 | 0 | 0 | 0 | 0 | 0
Residential_CZ3 - Multi Family_Existing_Space Heating_Natural Gas_Furnace - Direct Fuel_E10_Baseline Forecast | Residential | CZ3 - Multi Family | Existing | Space Heating | Natural Gas | Furnace - Direct Fuel | E10 |  | Baseline Forecast | 0 | 0 | 0 | 0 | 0 | 0 | 0 | 0 | 0 | 0 | 0 | 0 | 0 | 0 | 0 | 0 | 0 | 0 | 0 | 0 | 0 | 0 | 0 | 0 | 0 | 0 | 0 | 0 | 0 | 0
Residential_CZ3 - Multi Family_Existing_Space Heating_Natural Gas_Boiler - Direct Fuel_E1_Baseline Forecast | Residential | CZ3 - Multi Family | Existing | Space Heating | Natural Gas | Boiler - Direct Fuel | E1 | AFUE 82% | Baseline Forecast | 0 | 1.3809 | 0 | 0 | 0 | 0 | 0 | 0 | 0 | 0 | 0 | 0 | 0 | 0 | 0 | 0 | 0 | 0 | 0 | 0 | 0 | 0 | 0 | 0 | 0 | 0 | 0 | 0 | 0 | 0
Residential_CZ3 - Multi Family_Existing_Space Heating_Natural Gas_Boiler - Direct Fuel_E2_Baseline Forecast | Residential | CZ3 - Multi Family | Existing | Space Heating | Natural Gas | Boiler - Direct Fuel | E2 | AFUE 84% | Baseline Forecast | 0 | 0 | 1.1207 | 1.1099 | 1.0991 | 1.089 | 1.0778 | 1.0593 | 1.0422 | 1.0254 | 1.0026 | 0.98784 | 0.9884 | 0.98892 | 0.98865 | 0.98785 | 0.9864 | 0.98433 | 0.98097 | 0.97654 | 0.97123 | 0.96489 | 0 | 0 | 0 | 0 | 0 | 0 | 0 | 0
Residential_CZ3 - Multi Family_Existing_Space Heating_Natural Gas_Boiler - Direct Fuel_E3_Baseline Forecast | Residential | CZ3 - Multi Family | Existing | Space Heating | Natural Gas | Boiler - Direct Fuel | E3 | AFUE 85% | Baseline Forecast | 0 | 1.0681 | 1.1621 | 1.1488 | 1.136 | 1.1236 | 1.112 | 1.0927 | 1.0742 | 1.0565 | 1.035 | 1.0185 | 1.0182 | 1.0179 | 1.0172 | 1.016 | 1.0144 | 1.0123 | 1.0096 | 1.0065 | 1.0027 | 0.99848 | 0 | 0 | 0 | 0 | 0 | 0 | 0 | 0
Residential_CZ3 - Multi Family_Existing_Space Heating_Natural Gas_Boiler - Direct Fuel_E4_Baseline Forecast | Residential | CZ3 - Multi Family | Existing | Space Heating | Natural Gas | Boiler - Direct Fuel | E4 | AFUE 90% | Baseline Forecast | 0 | 1.0681 | 1.1621 | 1.1488 | 1.136 | 1.1236 | 1.112 | 1.0927 | 1.0742 | 1.0565 | 1.035 | 1.0185 | 1.0182 | 1.0179 | 1.0172 | 1.016 | 1.0144 | 1.0123 | 1.0096 | 1.0065 | 1.0027 | 0.99848 | 0 | 0 | 0 | 0 | 0 | 0 | 0 | 0
Residential_CZ3 - Multi Family_Existing_Space Heating_Natural Gas_Boiler - Direct Fuel_E5_Baseline Forecast | Residential | CZ3 - Multi Family | Existing | Space Heating | Natural Gas | Boiler - Direct Fuel | E5 | AFUE 95% | Baseline Forecast | 0 | 0.22083 | 0.2397 | 0.23651 | 0.23354 | 0.23056 | 0.22819 | 0.22424 | 0.22022 | 0.21655 | 0.22377 | 0.22037 | 0.22229 | 0.22272 | 0.22304 | 0.22302 | 0.223 | 0.22303 | 0.22297 | 0.22271 | 0.22259 | 0.2225 | 0 | 0 | 0 | 0 | 0 | 0 | 0 | 0
Residential_CZ3 - Multi Family_Existing_Space Heating_Natural Gas_Boiler - Direct Fuel_E6_Baseline Forecast | Residential | CZ3 - Multi Family | Existing | Space Heating | Natural Gas | Boiler - Direct Fuel | E6 | AFUE 96% | Baseline Forecast | 0 | 0.10877 | 0.11806 | 0.11649 | 0.11503 | 0.11356 | 0.11239 | 0.11045 | 0.10847 | 0.10666 | 0.11022 | 0.10854 | 0.10949 | 0.1097 | 0.10986 | 0.10985 | 0.10984 | 0.10985 | 0.10982 | 0.10969 | 0.10964 | 0.10959 | 0 | 0 | 0 | 0 | 0 | 0 | 0 | 0
Residential_CZ3 - Multi Family_Existing_Space Heating_Natural Gas_Boiler - Direct Fuel_E7_Baseline Forecast | Residential | CZ3 - Multi Family | Existing | Space Heating | Natural Gas | Boiler - Direct Fuel | E7 | Convert to NG Heat Pump | Baseline Forecast | 0 | 0 | 0 | 0 | 0 | 0 | 0 | 0 | 0 | 0 | 0 | 0 | 0 | 0 | 0 | 0 | 0 | 0 | 0 | 0 | 0 | 0 | 0 | 0 | 0 | 0 | 0 | 0 | 0 | 0
Residential_CZ3 - Multi Family_Existing_Space Heating_Natural Gas_Boiler - Direct Fuel_E8_Baseline Forecast | Residential | CZ3 - Multi Family | Existing | Space Heating | Natural Gas | Boiler - Direct Fuel | E8 |  | Baseline Forecast | 0 | 0 | 0 | 0 | 0 | 0 | 0 | 0 | 0 | 0 | 0 | 0 | 0 | 0 | 0 | 0 | 0 | 0 | 0 | 0 | 0 | 0 | 0 | 0 | 0 | 0 | 0 | 0 | 0 | 0
Residential_CZ3 - Multi Family_Existing_Space Heating_Natural Gas_Boiler - Direct Fuel_E9_Baseline Forecast | Residential | CZ3 - Multi Family | Existing | Space Heating | Natural Gas | Boiler - Direct Fuel | E9 |  | Baseline Forecast | 0 | 0 | 0 | 0 | 0 | 0 | 0 | 0 | 0 | 0 | 0 | 0 | 0 | 0 | 0 | 0 | 0 | 0 | 0 | 0 | 0 | 0 | 0 | 0 | 0 | 0 | 0 | 0 | 0 | 0
Residential_CZ3 - Multi Family_Existing_Space Heating_Natural Gas_Boiler - Direct Fuel_E10_Baseline Forecast | Residential | CZ3 - Multi Family | Existing | Space Heating | Natural Gas | Boiler - Direct Fuel | E10 |  | Baseline Forecast | 0 | 0 | 0 | 0 | 0 | 0 | 0 | 0 | 0 | 0 | 0 | 0 | 0 | 0 | 0 | 0 | 0 | 0 | 0 | 0 | 0 | 0 | 0 | 0 | 0 | 0 | 0 | 0 | 0 | 0
Residential_CZ3 - Multi Family_Existing_Secondary Heating_Natural Gas_Fireplace_E1_Baseline Forecast | Residential | CZ3 - Multi Family | Existing | Secondary Heating | Natural Gas | Fireplace | E1 | Baseline (50% to 60% FE Rating) | Baseline Forecast | 0 | 87.5707 | 84.6999 | 82.0788 | 79.684 | 77.4942 | 74.2266 | 71.2517 | 68.542 | 66.0723 | 63.82 | 66.4811 | 68.8557 | 70.9712 | 74.6743 | 77.9857 | 80.9425 | 80.7562 | 80.3428 | 79.7449 | 78.9995 | 78.1377 | 0 | 0 | 0 | 0 | 0 | 0 | 0 | 0
Residential_CZ3 - Multi Family_Existing_Secondary Heating_Natural Gas_Fireplace_E2_Baseline Forecast | Residential | CZ3 - Multi Family | Existing | Secondary Heating | Natural Gas | Fireplace | E2 | Tier 1 (70% FE Rating) | Baseline Forecast | 0 | 0 | 0 | 0 | 0 | 0 | 0 | 0 | 0 | 0 | 0 | 0 | 0 | 0 | 0 | 0 | 0 | 0 | 0 | 0 | 0 | 0 | 0 | 0 | 0 | 0 | 0 | 0 | 0 | 0
Residential_CZ3 - Multi Family_Existing_Secondary Heating_Natural Gas_Fireplace_E3_Baseline Forecast | Residential | CZ3 - Multi Family | Existing | Secondary Heating | Natural Gas | Fireplace | E3 | Tier 2 (77%+ FE Rating) | Baseline Forecast | 0 | 0 | 0 | 0 | 0 | 0 | 0 | 0 | 0 | 0 | 0 | 0 | 0 | 0 | 0 | 0 | 0 | 0 | 0 | 0 | 0 | 0 | 0 | 0 | 0 | 0 | 0 | 0 | 0 | 0
Residential_CZ3 - Multi Family_Existing_Secondary Heating_Natural Gas_Fireplace_E4_Baseline Forecast | Residential | CZ3 - Multi Family | Existing | Secondary Heating | Natural Gas | Fireplace | E4 |  | Baseline Forecast | 0 | 0 | 0 | 0 | 0 | 0 | 0 | 0 | 0 | 0 | 0 | 0 | 0 | 0 | 0 | 0 | 0 | 0 | 0 | 0 | 0 | 0 | 0 | 0 | 0 | 0 | 0 | 0 | 0 | 0
Residential_CZ3 - Multi Family_Existing_Secondary Heating_Natural Gas_Fireplace_E5_Baseline Forecast | Residential | CZ3 - Multi Family | Existing | Secondary Heating | Natural Gas | Fireplace | E5 |  | Baseline Forecast | 0 | 0 | 0 | 0 | 0 | 0 | 0 | 0 | 0 | 0 | 0 | 0 | 0 | 0 | 0 | 0 | 0 | 0 | 0 | 0 | 0 | 0 | 0 | 0 | 0 | 0 | 0 | 0 | 0 | 0
Residential_CZ3 - Multi Family_Existing_Secondary Heating_Natural Gas_Fireplace_E6_Baseline Forecast | Residential | CZ3 - Multi Family | Existing | Secondary Heating | Natural Gas | Fireplace | E6 |  | Baseline Forecast | 0 | 0 | 0 | 0 | 0 | 0 | 0 | 0 | 0 | 0 | 0 | 0 | 0 | 0 | 0 | 0 | 0 | 0 | 0 | 0 | 0 | 0 | 0 | 0 | 0 | 0 | 0 | 0 | 0 | 0
Residential_CZ3 - Multi Family_Existing_Secondary Heating_Natural Gas_Fireplace_E7_Baseline Forecast | Residential | CZ3 - Multi Family | Existing | Secondary Heating | Natural Gas | Fireplace | E7 |  | Baseline Forecast | 0 | 0 | 0 | 0 | 0 | 0 | 0 | 0 | 0 | 0 | 0 | 0 | 0 | 0 | 0 | 0 | 0 | 0 | 0 | 0 | 0 | 0 | 0 | 0 | 0 | 0 | 0 | 0 | 0 | 0
Residential_CZ3 - Multi Family_Existing_Secondary Heating_Natural Gas_Fireplace_E8_Baseline Forecast | Residential | CZ3 - Multi Family | Existing | Secondary Heating | Natural Gas | Fireplace | E8 |  | Baseline Forecast | 0 | 0 | 0 | 0 | 0 | 0 | 0 | 0 | 0 | 0 | 0 | 0 | 0 | 0 | 0 | 0 | 0 | 0 | 0 | 0 | 0 | 0 | 0 | 0 | 0 | 0 | 0 | 0 | 0 | 0
Residential_CZ3 - Multi Family_Existing_Secondary Heating_Natural Gas_Fireplace_E9_Baseline Forecast | Residential | CZ3 - Multi Family | Existing | Secondary Heating | Natural Gas | Fireplace | E9 |  | Baseline Forecast | 0 | 0 | 0 | 0 | 0 | 0 | 0 | 0 | 0 | 0 | 0 | 0 | 0 | 0 | 0 | 0 | 0 | 0 | 0 | 0 | 0 | 0 | 0 | 0 | 0 | 0 | 0 | 0 | 0 | 0
Residential_CZ3 - Multi Family_Existing_Secondary Heating_Natural Gas_Fireplace_E10_Baseline Forecast | Residential | CZ3 - Multi Family | Existing | Secondary Heating | Natural Gas | Fireplace | E10 |  | Baseline Forecast | 0 | 0 | 0 | 0 | 0 | 0 | 0 | 0 | 0 | 0 | 0 | 0 | 0 | 0 | 0 | 0 | 0 | 0 | 0 | 0 | 0 | 0 | 0 | 0 | 0 | 0 | 0 | 0 | 0 | 0
Residential_CZ3 - Multi Family_Existing_Water Heating_Natural Gas_Water Heater <= 55 gal._E1_Baseline Forecast | Residential | CZ3 - Multi Family | Existing | Water Heating | Natural Gas | Water Heater <= 55 gal. | E1 | Baseline (UEF 0.58) | Baseline Forecast | 0 | 86.5545 | 88.9302 | 90.7927 | 92.1977 | 93.4835 | 93.1807 | 91.6767 | 90.5849 | 89.466 | 83.7927 | 83.0389 | 81.6364 | 80.9405 | 80.4755 | 80.2054 | 80.0412 | 79.937 | 79.7072 | 101.5832 | 98.3456 | 95.3434 | 0 | 0 | 0 | 0 | 0 | 0 | 0 | 0
Residential_CZ3 - Multi Family_Existing_Water Heating_Natural Gas_Water Heater <= 55 gal._E2_Baseline Forecast | Residential | CZ3 - Multi Family | Existing | Water Heating | Natural Gas | Water Heater <= 55 gal. | E2 | ENERGY STAR (UEF 0.64) | Baseline Forecast | 0 | 401.8368 | 406.1758 | 409.7348 | 412.6455 | 414.7334 | 417.6087 | 413.2325 | 409.0306 | 405.354 | 406.6617 | 403.415 | 400.4171 | 398.2737 | 397.0569 | 396.4808 | 396.3838 | 396.6171 | 396.1517 | 505.3524 | 489.7938 | 475.8087 | 0 | 0 | 0 | 0 | 0 | 0 | 0 | 0
Residential_CZ3 - Multi Family_Existing_Water Heating_Natural Gas_Water Heater <= 55 gal._E3_Baseline Forecast | Residential | CZ3 - Multi Family | Existing | Water Heating | Natural Gas | Water Heater <= 55 gal. | E3 | Condensing (UEF 0.81) | Baseline Forecast | 0 | 20.349 | 20.6295 | 20.8541 | 21.0344 | 21.1758 | 21.2824 | 21.0377 | 20.8157 | 20.6167 | 20.4338 | 20.2678 | 20.0847 | 19.9672 | 19.8965 | 19.8612 | 19.8502 | 19.855 | 19.8273 | 25.2876 | 24.5045 | 23.7967 | 0 | 0 | 0 | 0 | 0 | 0 | 0 | 0
Residential_CZ3 - Multi Family_Existing_Water Heating_Natural Gas_Water Heater <= 55 gal._E4_Baseline Forecast | Residential | CZ3 - Multi Family | Existing | Water Heating | Natural Gas | Water Heater <= 55 gal. | E4 | Instantaneous - ENERGY STAR (UEF 0.87) | Baseline Forecast | 0 | 0 | 0 | 0 | 0 | 0 | 0 | 0 | 0 | 0 | 0 | 0 | 0 | 0 | 0 | 0 | 0 | 0 | 0 | 0 | 0 | 0 | 0 | 0 | 0 | 0 | 0 | 0 | 0 | 0
Residential_CZ3 - Multi Family_Existing_Water Heating_Natural Gas_Water Heater <= 55 gal._E5_Baseline Forecast | Residential | CZ3 - Multi Family | Existing | Water Heating | Natural Gas | Water Heater <= 55 gal. | E5 | Instantaneous - Condensing (UEF 0.92) | Baseline Forecast | 0 | 0 | 0 | 0 | 0 | 0 | 0 | 0 | 0 | 0 | 0 | 0 | 0 | 0 | 0 | 0 | 0 | 0 | 0 | 0 | 0 | 0 | 0 | 0 | 0 | 0 | 0 | 0 | 0 | 0
Residential_CZ3 - Multi Family_Existing_Water Heating_Natural Gas_Water Heater <= 55 gal._E6_Baseline Forecast | Residential | CZ3 - Multi Family | Existing | Water Heating | Natural Gas | Water Heater <= 55 gal. | E6 | NEEA Gas-Fired Absorption HPWH (EF 1.2) | Baseline Forecast | 0 | 0 | 0 | 0 | 0 | 0 | 0 | 0 | 0 | 0 | 0 | 0 | 0 | 0 | 0 | 0 | 0 | 0 | 0 | 0 | 0 | 0 | 0 | 0 | 0 | 0 | 0 | 0 | 0 | 0
Residential_CZ3 - Multi Family_Existing_Water Heating_Natural Gas_Water Heater <= 55 gal._E7_Baseline Forecast | Residential | CZ3 - Multi Family | Existing | Water Heating | Natural Gas | Water Heater <= 55 gal. | E7 | NEEA Gas-Fired Absorption HPWH (EF 1.7) | Baseline Forecast | 0 | 0 | 0 | 0 | 0 | 0 | 0 | 0 | 0 | 0 | 0 | 0 | 0 | 0 | 0 | 0 | 0 | 0 | 0 | 0 | 0 | 0 | 0 | 0 | 0 | 0 | 0 | 0 | 0 | 0
Residential_CZ3 - Multi Family_Existing_Water Heating_Natural Gas_Water Heater <= 55 gal._E8_Baseline Forecast | Residential | CZ3 - Multi Family | Existing | Water Heating | Natural Gas | Water Heater <= 55 gal. | E8 |  | Baseline Forecast | 0 | 0 | 0 | 0 | 0 | 0 | 0 | 0 | 0 | 0 | 0 | 0 | 0 | 0 | 0 | 0 | 0 | 0 | 0 | 0 | 0 | 0 | 0 | 0 | 0 | 0 | 0 | 0 | 0 | 0
Residential_CZ3 - Multi Family_Existing_Water Heating_Natural Gas_Water Heater <= 55 gal._E9_Baseline Forecast | Residential | CZ3 - Multi Family | Existing | Water Heating | Natural Gas | Water Heater <= 55 gal. | E9 |  | Baseline Forecast | 0 | 0 | 0 | 0 | 0 | 0 | 0 | 0 | 0 | 0 | 0 | 0 | 0 | 0 | 0 | 0 | 0 | 0 | 0 | 0 | 0 | 0 | 0 | 0 | 0 | 0 | 0 | 0 | 0 | 0
Residential_CZ3 - Multi Family_Existing_Water Heating_Natural Gas_Water Heater <= 55 gal._E10_Baseline Forecast | Residential | CZ3 - Multi Family | Existing | Water Heating | Natural Gas | Water Heater <= 55 gal. | E10 |  | Baseline Forecast | 0 | 0 | 0 | 0 | 0 | 0 | 0 | 0 | 0 | 0 | 0 | 0 | 0 | 0 | 0 | 0 | 0 | 0 | 0 | 0 | 0 | 0 | 0 | 0 | 0 | 0 | 0 | 0 | 0 | 0
Residential_CZ3 - Multi Family_Existing_Water Heating_Natural Gas_Water Heater > 55 gal._E1_Baseline Forecast | Residential | CZ3 - Multi Family | Existing | Water Heating | Natural Gas | Water Heater > 55 gal. | E1 | Standard (UEF 0.77) | Baseline Forecast | 0 | 18.4717 | 33.7068 | 46.0778 | 55.987 | 64.0221 | 69.4284 | 73.5852 | 76.8331 | 79.0708 | 76.406 | 78.2452 | 76.9726 | 74.8485 | 72.1847 | 69.4771 | 66.9647 | 64.7691 | 63.0519 | 62.6912 | 63.1881 | 64.0762 | 0 | 0 | 0 | 0 | 0 | 0 | 0 | 0
Residential_CZ3 - Multi Family_Existing_Water Heating_Natural Gas_Water Heater > 55 gal._E2_Baseline Forecast | Residential | CZ3 - Multi Family | Existing | Water Heating | Natural Gas | Water Heater > 55 gal. | E2 | ENERGY STAR (3.2) - UEF 0.78 | Baseline Forecast | 0 | 85.7564 | 153.951 | 207.9425 | 250.5786 | 284.0301 | 311.1581 | 331.685 | 346.9352 | 358.2553 | 370.813 | 380.1267 | 377.5419 | 368.2975 | 356.1513 | 343.4476 | 331.6256 | 321.3598 | 313.3734 | 311.8737 | 314.6978 | 319.7708 | 0 | 0 | 0 | 0 | 0 | 0 | 0 | 0
Residential_CZ3 - Multi Family_Existing_Water Heating_Natural Gas_Water Heater > 55 gal._E3_Baseline Forecast | Residential | CZ3 - Multi Family | Existing | Water Heating | Natural Gas | Water Heater > 55 gal. | E3 | Condensing (UEF 0.82) | Baseline Forecast | 0 | 4.3427 | 7.8191 | 10.5836 | 12.7731 | 14.5022 | 15.8574 | 16.8861 | 17.6557 | 18.2212 | 18.6325 | 19.0978 | 18.9373 | 18.4643 | 17.8467 | 17.2045 | 16.6072 | 16.0875 | 15.6843 | 15.606 | 15.7444 | 15.9927 | 0 | 0 | 0 | 0 | 0 | 0 | 0 | 0
Residential_CZ3 - Multi Family_Existing_Water Heating_Natural Gas_Water Heater > 55 gal._E4_Baseline Forecast | Residential | CZ3 - Multi Family | Existing | Water Heating | Natural Gas | Water Heater > 55 gal. | E4 | Instantaneous - ENERGY STAR (UEF 0.87) | Baseline Forecast | 0 | 0 | 0 | 0 | 0 | 0 | 0 | 0 | 0 | 0 | 0 | 0 | 0 | 0 | 0 | 0 | 0 | 0 | 0 | 0 | 0 | 0 | 0 | 0 | 0 | 0 | 0 | 0 | 0 | 0
Residential_CZ3 - Multi Family_Existing_Water Heating_Natural Gas_Water Heater > 55 gal._E5_Baseline Forecast | Residential | CZ3 - Multi Family | Existing | Water Heating | Natural Gas | Water Heater > 55 gal. | E5 | Instantaneous - Condensing (UEF 0.92) | Baseline Forecast | 0 | 0 | 0 | 0 | 0 | 0 | 0 | 0 | 0 | 0 | 0 | 0 | 0 | 0 | 0 | 0 | 0 | 0 | 0 | 0 | 0 | 0 | 0 | 0 | 0 | 0 | 0 | 0 | 0 | 0
Residential_CZ3 - Multi Family_Existing_Water Heating_Natural Gas_Water Heater > 55 gal._E6_Baseline Forecast | Residential | CZ3 - Multi Family | Existing | Water Heating | Natural Gas | Water Heater > 55 gal. | E6 | NEEA Gas-Fired Absorption HPWH (EF 1.3) | Baseline Forecast | 0 | 0 | 0 | 0 | 0 | 0 | 0 | 0 | 0 | 0 | 0 | 0 | 0 | 0 | 0 | 0 | 0 | 0 | 0 | 0 | 0 | 0 | 0 | 0 | 0 | 0 | 0 | 0 | 0 | 0
Residential_CZ3 - Multi Family_Existing_Water Heating_Natural Gas_Water Heater > 55 gal._E7_Baseline Forecast | Residential | CZ3 - Multi Family | Existing | Water Heating | Natural Gas | Water Heater > 55 gal. | E7 | NEEA Gas-Fired Absorption HPWH (EF 1.7) | Baseline Forecast | 0 | 0 | 0 | 0 | 0 | 0 | 0 | 0 | 0 | 0 | 0 | 0 | 0 | 0 | 0 | 0 | 0 | 0 | 0 | 0 | 0 | 0 | 0 | 0 | 0 | 0 | 0 | 0 | 0 | 0
Residential_CZ3 - Multi Family_Existing_Water Heating_Natural Gas_Water Heater > 55 gal._E8_Baseline Forecast | Residential | CZ3 - Multi Family | Existing | Water Heating | Natural Gas | Water Heater > 55 gal. | E8 |  | Baseline Forecast | 0 | 0 | 0 | 0 | 0 | 0 | 0 | 0 | 0 | 0 | 0 | 0 | 0 | 0 | 0 | 0 | 0 | 0 | 0 | 0 | 0 | 0 | 0 | 0 | 0 | 0 | 0 | 0 | 0 | 0
Residential_CZ3 - Multi Family_Existing_Water Heating_Natural Gas_Water Heater > 55 gal._E9_Baseline Forecast | Residential | CZ3 - Multi Family | Existing | Water Heating | Natural Gas | Water Heater > 55 gal. | E9 |  | Baseline Forecast | 0 | 0 | 0 | 0 | 0 | 0 | 0 | 0 | 0 | 0 | 0 | 0 | 0 | 0 | 0 | 0 | 0 | 0 | 0 | 0 | 0 | 0 | 0 | 0 | 0 | 0 | 0 | 0 | 0 | 0
Residential_CZ3 - Multi Family_Existing_Water Heating_Natural Gas_Water Heater > 55 gal._E10_Baseline Forecast | Residential | CZ3 - Multi Family | Existing | Water Heating | Natural Gas | Water Heater > 55 gal. | E10 |  | Baseline Forecast | 0 | 0 | 0 | 0 | 0 | 0 | 0 | 0 | 0 | 0 | 0 | 0 | 0 | 0 | 0 | 0 | 0 | 0 | 0 | 0 | 0 | 0 | 0 | 0 | 0 | 0 | 0 | 0 | 0 | 0
Residential_CZ3 - Multi Family_Existing_Appliances_Natural Gas_Clothes Dryer_E1_Baseline Forecast | Residential | CZ3 - Multi Family | Existing | Appliances | Natural Gas | Clothes Dryer | E1 | Standard | Baseline Forecast | 0 | 14.0267 | 15.0764 | 16.0305 | 16.8995 | 17.6912 | 18.4037 | 17.9303 | 17.4932 | 17.0856 | 16.3691 | 16.0539 | 15.7142 | 15.5137 | 15.3991 | 15.3598 | 15.38 | 15.4494 | 15.4783 | 15.4773 | 15.4467 | 15.3856 | 0 | 0 | 0 | 0 | 0 | 0 | 0 | 0
Residential_CZ3 - Multi Family_Existing_Appliances_Natural Gas_Clothes Dryer_E2_Baseline Forecast | Residential | CZ3 - Multi Family | Existing | Appliances | Natural Gas | Clothes Dryer | E2 | NEEA/ENERGY STAR (CE >60%) | Baseline Forecast | 0 | 11.1438 | 11.9679 | 12.7208 | 13.4057 | 14.0271 | 14.5985 | 14.2274 | 13.8809 | 13.5608 | 13.6011 | 13.2875 | 13.1145 | 12.9815 | 12.9153 | 12.9026 | 12.9387 | 13.0154 | 13.0588 | 13.0686 | 13.0537 | 13.0232 | 0 | 0 | 0 | 0 | 0 | 0 | 0 | 0
Residential_CZ3 - Multi Family_Existing_Appliances_Natural Gas_Clothes Dryer_E3_Baseline Forecast | Residential | CZ3 - Multi Family | Existing | Appliances | Natural Gas | Clothes Dryer | E3 |  | Baseline Forecast | 0 | 0 | 0 | 0 | 0 | 0 | 0 | 0 | 0 | 0 | 0 | 0 | 0 | 0 | 0 | 0 | 0 | 0 | 0 | 0 | 0 | 0 | 0 | 0 | 0 | 0 | 0 | 0 | 0 | 0
Residential_CZ3 - Multi Family_Existing_Appliances_Natural Gas_Clothes Dryer_E4_Baseline Forecast | Residential | CZ3 - Multi Family | Existing | Appliances | Natural Gas | Clothes Dryer | E4 |  | Baseline Forecast | 0 | 0 | 0 | 0 | 0 | 0 | 0 | 0 | 0 | 0 | 0 | 0 | 0 | 0 | 0 | 0 | 0 | 0 | 0 | 0 | 0 | 0 | 0 | 0 | 0 | 0 | 0 | 0 | 0 | 0
Residential_CZ3 - Multi Family_Existing_Appliances_Natural Gas_Clothes Dryer_E5_Baseline Forecast | Residential | CZ3 - Multi Family | Existing | Appliances | Natural Gas | Clothes Dryer | E5 |  | Baseline Forecast | 0 | 0 | 0 | 0 | 0 | 0 | 0 | 0 | 0 | 0 | 0 | 0 | 0 | 0 | 0 | 0 | 0 | 0 | 0 | 0 | 0 | 0 | 0 | 0 | 0 | 0 | 0 | 0 | 0 | 0
Residential_CZ3 - Multi Family_Existing_Appliances_Natural Gas_Clothes Dryer_E6_Baseline Forecast | Residential | CZ3 - Multi Family | Existing | Appliances | Natural Gas | Clothes Dryer | E6 |  | Baseline Forecast | 0 | 0 | 0 | 0 | 0 | 0 | 0 | 0 | 0 | 0 | 0 | 0 | 0 | 0 | 0 | 0 | 0 | 0 | 0 | 0 | 0 | 0 | 0 | 0 | 0 | 0 | 0 | 0 | 0 | 0
Residential_CZ3 - Multi Family_Existing_Appliances_Natural Gas_Clothes Dryer_E7_Baseline Forecast | Residential | CZ3 - Multi Family | Existing | Appliances | Natural Gas | Clothes Dryer | E7 |  | Baseline Forecast | 0 | 0 | 0 | 0 | 0 | 0 | 0 | 0 | 0 | 0 | 0 | 0 | 0 | 0 | 0 | 0 | 0 | 0 | 0 | 0 | 0 | 0 | 0 | 0 | 0 | 0 | 0 | 0 | 0 | 0
Residential_CZ3 - Multi Family_Existing_Appliances_Natural Gas_Clothes Dryer_E8_Baseline Forecast | Residential | CZ3 - Multi Family | Existing | Appliances | Natural Gas | Clothes Dryer | E8 |  | Baseline Forecast | 0 | 0 | 0 | 0 | 0 | 0 | 0 | 0 | 0 | 0 | 0 | 0 | 0 | 0 | 0 | 0 | 0 | 0 | 0 | 0 | 0 | 0 | 0 | 0 | 0 | 0 | 0 | 0 | 0 | 0
Residential_CZ3 - Multi Family_Existing_Appliances_Natural Gas_Clothes Dryer_E9_Baseline Forecast | Residential | CZ3 - Multi Family | Existing | Appliances | Natural Gas | Clothes Dryer | E9 |  | Baseline Forecast | 0 | 0 | 0 | 0 | 0 | 0 | 0 | 0 | 0 | 0 | 0 | 0 | 0 | 0 | 0 | 0 | 0 | 0 | 0 | 0 | 0 | 0 | 0 | 0 | 0 | 0 | 0 | 0 | 0 | 0
Residential_CZ3 - Multi Family_Existing_Appliances_Natural Gas_Clothes Dryer_E10_Baseline Forecast | Residential | CZ3 - Multi Family | Existing | Appliances | Natural Gas | Clothes Dryer | E10 |  | Baseline Forecast | 0 | 0 | 0 | 0 | 0 | 0 | 0 | 0 | 0 | 0 | 0 | 0 | 0 | 0 | 0 | 0 | 0 | 0 | 0 | 0 | 0 | 0 | 0 | 0 | 0 | 0 | 0 | 0 | 0 | 0
Residential_CZ3 - Multi Family_Existing_Appliances_Natural Gas_Stove/Oven_E1_Baseline Forecast | Residential | CZ3 - Multi Family | Existing | Appliances | Natural Gas | Stove/Oven | E1 | Typical - (914 + 1915 IAEC) | Baseline Forecast | 0 | 175.0323 | 168.2378 | 162.3425 | 157.2183 | 152.3076 | 147.9379 | 144.1537 | 140.8697 | 137.9842 | 132.9131 | 136.9717 | 139.0896 | 140.3465 | 140.7289 | 140.4124 | 139.5592 | 138.3147 | 183.1851 | 173.1088 | 164.3972 | 157.6777 | 0 | 0 | 0 | 0 | 0 | 0 | 0 | 0
Residential_CZ3 - Multi Family_Existing_Appliances_Natural Gas_Stove/Oven_E2_Baseline Forecast | Residential | CZ3 - Multi Family | Existing | Appliances | Natural Gas | Stove/Oven | E2 | High Efficiency (730 + 1660 IAEC) | Baseline Forecast | 0 | 74.3107 | 71.2723 | 68.6666 | 66.4272 | 64.2799 | 62.5213 | 60.9716 | 59.6001 | 58.4097 | 59.9002 | 61.8568 | 63.5246 | 64.3329 | 64.7029 | 64.6931 | 64.4267 | 63.9833 | 84.8958 | 80.305 | 76.3554 | 73.3917 | 0 | 0 | 0 | 0 | 0 | 0 | 0 | 0
Residential_CZ3 - Multi Family_Existing_Appliances_Natural Gas_Stove/Oven_E3_Baseline Forecast | Residential | CZ3 - Multi Family | Existing | Appliances | Natural Gas | Stove/Oven | E3 |  | Baseline Forecast | 0 | 0 | 0 | 0 | 0 | 0 | 0 | 0 | 0 | 0 | 0 | 0 | 0 | 0 | 0 | 0 | 0 | 0 | 0 | 0 | 0 | 0 | 0 | 0 | 0 | 0 | 0 | 0 | 0 | 0
Residential_CZ3 - Multi Family_Existing_Appliances_Natural Gas_Stove/Oven_E4_Baseline Forecast | Residential | CZ3 - Multi Family | Existing | Appliances | Natural Gas | Stove/Oven | E4 |  | Baseline Forecast | 0 | 0 | 0 | 0 | 0 | 0 | 0 | 0 | 0 | 0 | 0 | 0 | 0 | 0 | 0 | 0 | 0 | 0 | 0 | 0 | 0 | 0 | 0 | 0 | 0 | 0 | 0 | 0 | 0 | 0
Residential_CZ3 - Multi Family_Existing_Appliances_Natural Gas_Stove/Oven_E5_Baseline Forecast | Residential | CZ3 - Multi Family | Existing | Appliances | Natural Gas | Stove/Oven | E5 |  | Baseline Forecast | 0 | 0 | 0 | 0 | 0 | 0 | 0 | 0 | 0 | 0 | 0 | 0 | 0 | 0 | 0 | 0 | 0 | 0 | 0 | 0 | 0 | 0 | 0 | 0 | 0 | 0 | 0 | 0 | 0 | 0
Residential_CZ3 - Multi Family_Existing_Appliances_Natural Gas_Stove/Oven_E6_Baseline Forecast | Residential | CZ3 - Multi Family | Existing | Appliances | Natural Gas | Stove/Oven | E6 |  | Baseline Forecast | 0 | 0 | 0 | 0 | 0 | 0 | 0 | 0 | 0 | 0 | 0 | 0 | 0 | 0 | 0 | 0 | 0 | 0 | 0 | 0 | 0 | 0 | 0 | 0 | 0 | 0 | 0 | 0 | 0 | 0
Residential_CZ3 - Multi Family_Existing_Appliances_Natural Gas_Stove/Oven_E7_Baseline Forecast | Residential | CZ3 - Multi Family | Existing | Appliances | Natural Gas | Stove/Oven | E7 |  | Baseline Forecast | 0 | 0 | 0 | 0 | 0 | 0 | 0 | 0 | 0 | 0 | 0 | 0 | 0 | 0 | 0 | 0 | 0 | 0 | 0 | 0 | 0 | 0 | 0 | 0 | 0 | 0 | 0 | 0 | 0 | 0
Residential_CZ3 - Multi Family_Existing_Appliances_Natural Gas_Stove/Oven_E8_Baseline Forecast | Residential | CZ3 - Multi Family | Existing | Appliances | Natural Gas | Stove/Oven | E8 |  | Baseline Forecast | 0 | 0 | 0 | 0 | 0 | 0 | 0 | 0 | 0 | 0 | 0 | 0 | 0 | 0 | 0 | 0 | 0 | 0 | 0 | 0 | 0 | 0 | 0 | 0 | 0 | 0 | 0 | 0 | 0 | 0
Residential_CZ3 - Multi Family_Existing_Appliances_Natural Gas_Stove/Oven_E9_Baseline Forecast | Residential | CZ3 - Multi Family | Existing | Appliances | Natural Gas | Stove/Oven | E9 |  | Baseline Forecast | 0 | 0 | 0 | 0 | 0 | 0 | 0 | 0 | 0 | 0 | 0 | 0 | 0 | 0 | 0 | 0 | 0 | 0 | 0 | 0 | 0 | 0 | 0 | 0 | 0 | 0 | 0 | 0 | 0 | 0
Residential_CZ3 - Multi Family_Existing_Appliances_Natural Gas_Stove/Oven_E10_Baseline Forecast | Residential | CZ3 - Multi Family | Existing | Appliances | Natural Gas | Stove/Oven | E10 |  | Baseline Forecast | 0 | 0 | 0 | 0 | 0 | 0 | 0 | 0 | 0 | 0 | 0 | 0 | 0 | 0 | 0 | 0 | 0 | 0 | 0 | 0 | 0 | 0 | 0 | 0 | 0 | 0 | 0 | 0 | 0 | 0
Residential_CZ3 - Multi Family_Existing_Miscellaneous_Natural Gas_Pool Heater_E1_Baseline Forecast | Residential | CZ3 - Multi Family | Existing | Miscellaneous | Natural Gas | Pool Heater | E1 | Standard (EF 0.82) | Baseline Forecast | 0 | 32.6387 | 30.3954 | 28.3609 | 26.5153 | 24.8409 | 23.3215 | 24.0132 | 24.4404 | 24.6467 | 24.6696 | 24.5418 | 24.2913 | 24.1258 | 24.0139 | 23.9308 | 23.8577 | 23.7801 | 33.4023 | 31.7566 | 30.316 | 29.058 | 0 | 0 | 0 | 0 | 0 | 0 | 0 | 0
Residential_CZ3 - Multi Family_Existing_Miscellaneous_Natural Gas_Pool Heater_E2_Baseline Forecast | Residential | CZ3 - Multi Family | Existing | Miscellaneous | Natural Gas | Pool Heater | E2 | High Efficiency (EF 0.84) | Baseline Forecast | 0 | 1.7178 | 1.5998 | 1.4927 | 1.3955 | 1.3074 | 1.2274 | 1.2639 | 1.2863 | 1.2972 | 1.2984 | 1.2917 | 1.2785 | 1.2698 | 1.2639 | 1.2595 | 1.2557 | 1.2516 | 1.758 | 1.6714 | 1.5956 | 1.5294 | 0 | 0 | 0 | 0 | 0 | 0 | 0 | 0
Residential_CZ3 - Multi Family_Existing_Miscellaneous_Natural Gas_Pool Heater_E3_Baseline Forecast | Residential | CZ3 - Multi Family | Existing | Miscellaneous | Natural Gas | Pool Heater | E3 | Condensing (EF .94) | Baseline Forecast | 0 | 0 | 0 | 0 | 0 | 0 | 0 | 0 | 0 | 0 | 0 | 0 | 0 | 0 | 0 | 0 | 0 | 0 | 0 | 0 | 0 | 0 | 0 | 0 | 0 | 0 | 0 | 0 | 0 | 0
Residential_CZ3 - Multi Family_Existing_Miscellaneous_Natural Gas_Pool Heater_E4_Baseline Forecast | Residential | CZ3 - Multi Family | Existing | Miscellaneous | Natural Gas | Pool Heater | E4 | Condensing w/Imp. HX (EF 0.95) | Baseline Forecast | 0 | 0 | 0 | 0 | 0 | 0 | 0 | 0 | 0 | 0 | 0 | 0 | 0 | 0 | 0 | 0 | 0 | 0 | 0 | 0 | 0 | 0 | 0 | 0 | 0 | 0 | 0 | 0 | 0 | 0
Residential_CZ3 - Multi Family_Existing_Miscellaneous_Natural Gas_Pool Heater_E5_Baseline Forecast | Residential | CZ3 - Multi Family | Existing | Miscellaneous | Natural Gas | Pool Heater | E5 |  | Baseline Forecast | 0 | 0 | 0 | 0 | 0 | 0 | 0 | 0 | 0 | 0 | 0 | 0 | 0 | 0 | 0 | 0 | 0 | 0 | 0 | 0 | 0 | 0 | 0 | 0 | 0 | 0 | 0 | 0 | 0 | 0
Residential_CZ3 - Multi Family_Existing_Miscellaneous_Natural Gas_Pool Heater_E6_Baseline Forecast | Residential | CZ3 - Multi Family | Existing | Miscellaneous | Natural Gas | Pool Heater | E6 |  | Baseline Forecast | 0 | 0 | 0 | 0 | 0 | 0 | 0 | 0 | 0 | 0 | 0 | 0 | 0 | 0 | 0 | 0 | 0 | 0 | 0 | 0 | 0 | 0 | 0 | 0 | 0 | 0 | 0 | 0 | 0 | 0
Residential_CZ3 - Multi Family_Existing_Miscellaneous_Natural Gas_Pool Heater_E7_Baseline Forecast | Residential | CZ3 - Multi Family | Existing | Miscellaneous | Natural Gas | Pool Heater | E7 |  | Baseline Forecast | 0 | 0 | 0 | 0 | 0 | 0 | 0 | 0 | 0 | 0 | 0 | 0 | 0 | 0 | 0 | 0 | 0 | 0 | 0 | 0 | 0 | 0 | 0 | 0 | 0 | 0 | 0 | 0 | 0 | 0
Residential_CZ3 - Multi Family_Existing_Miscellaneous_Natural Gas_Pool Heater_E8_Baseline Forecast | Residential | CZ3 - Multi Family | Existing | Miscellaneous | Natural Gas | Pool Heater | E8 |  | Baseline Forecast | 0 | 0 | 0 | 0 | 0 | 0 | 0 | 0 | 0 | 0 | 0 | 0 | 0 | 0 | 0 | 0 | 0 | 0 | 0 | 0 | 0 | 0 | 0 | 0 | 0 | 0 | 0 | 0 | 0 | 0
Residential_CZ3 - Multi Family_Existing_Miscellaneous_Natural Gas_Pool Heater_E9_Baseline Forecast | Residential | CZ3 - Multi Family | Existing | Miscellaneous | Natural Gas | Pool Heater | E9 |  | Baseline Forecast | 0 | 0 | 0 | 0 | 0 | 0 | 0 | 0 | 0 | 0 | 0 | 0 | 0 | 0 | 0 | 0 | 0 | 0 | 0 | 0 | 0 | 0 | 0 | 0 | 0 | 0 | 0 | 0 | 0 | 0
Residential_CZ3 - Multi Family_Existing_Miscellaneous_Natural Gas_Pool Heater_E10_Baseline Forecast | Residential | CZ3 - Multi Family | Existing | Miscellaneous | Natural Gas | Pool Heater | E10 |  | Baseline Forecast | 0 | 0 | 0 | 0 | 0 | 0 | 0 | 0 | 0 | 0 | 0 | 0 | 0 | 0 | 0 | 0 | 0 | 0 | 0 | 0 | 0 | 0 | 0 | 0 | 0 | 0 | 0 | 0 | 0 | 0
Residential_CZ3 - Multi Family_Existing_Miscellaneous_Natural Gas_Miscellaneous_E1_Baseline Forecast | Residential | CZ3 - Multi Family | Existing | Miscellaneous | Natural Gas | Miscellaneous | E1 | Default | Baseline Forecast | 0 | 0 | 522.9997 | 954.9975 | 1311.4721 | 1605.2706 | 1847.0565 | 1533.0569 | 1357.5326 | 1282.1364 | 1277.5581 | 1321.5612 | 1397.4238 | 1409.3 | 1529.704 | 1593.7239 | 1626.4876 | 1644.5501 | 1658.3637 | 1524.1926 | 1468.9183 | 1459.902 | 0 | 0 | 0 | 0 | 0 | 0 | 0 | 0
Residential_CZ3 - Multi Family_Existing_Miscellaneous_Natural Gas_Miscellaneous_E2_Baseline Forecast | Residential | CZ3 - Multi Family | Existing | Miscellaneous | Natural Gas | Miscellaneous | E2 |  | Baseline Forecast | 0 | 0 | 0 | 0 | 0 | 0 | 0 | 0 | 0 | 0 | 0 | 0 | 0 | 0 | 0 | 0 | 0 | 0 | 0 | 0 | 0 | 0 | 0 | 0 | 0 | 0 | 0 | 0 | 0 | 0
Residential_CZ3 - Multi Family_Existing_Miscellaneous_Natural Gas_Miscellaneous_E3_Baseline Forecast | Residential | CZ3 - Multi Family | Existing | Miscellaneous | Natural Gas | Miscellaneous | E3 |  | Baseline Forecast | 0 | 0 | 0 | 0 | 0 | 0 | 0 | 0 | 0 | 0 | 0 | 0 | 0 | 0 | 0 | 0 | 0 | 0 | 0 | 0 | 0 | 0 | 0 | 0 | 0 | 0 | 0 | 0 | 0 | 0
Residential_CZ3 - Multi Family_Existing_Miscellaneous_Natural Gas_Miscellaneous_E4_Baseline Forecast | Residential | CZ3 - Multi Family | Existing | Miscellaneous | Natural Gas | Miscellaneous | E4 |  | Baseline Forecast | 0 | 0 | 0 | 0 | 0 | 0 | 0 | 0 | 0 | 0 | 0 | 0 | 0 | 0 | 0 | 0 | 0 | 0 | 0 | 0 | 0 | 0 | 0 | 0 | 0 | 0 | 0 | 0 | 0 | 0
Residential_CZ3 - Multi Family_Existing_Miscellaneous_Natural Gas_Miscellaneous_E5_Baseline Forecast | Residential | CZ3 - Multi Family | Existing | Miscellaneous | Natural Gas | Miscellaneous | E5 |  | Baseline Forecast | 0 | 0 | 0 | 0 | 0 | 0 | 0 | 0 | 0 | 0 | 0 | 0 | 0 | 0 | 0 | 0 | 0 | 0 | 0 | 0 | 0 | 0 | 0 | 0 | 0 | 0 | 0 | 0 | 0 | 0
Residential_CZ3 - Multi Family_Existing_Miscellaneous_Natural Gas_Miscellaneous_E6_Baseline Forecast | Residential | CZ3 - Multi Family | Existing | Miscellaneous | Natural Gas | Miscellaneous | E6 |  | Baseline Forecast | 0 | 0 | 0 | 0 | 0 | 0 | 0 | 0 | 0 | 0 | 0 | 0 | 0 | 0 | 0 | 0 | 0 | 0 | 0 | 0 | 0 | 0 | 0 | 0 | 0 | 0 | 0 | 0 | 0 | 0
Residential_CZ3 - Multi Family_Existing_Miscellaneous_Natural Gas_Miscellaneous_E7_Baseline Forecast | Residential | CZ3 - Multi Family | Existing | Miscellaneous | Natural Gas | Miscellaneous | E7 |  | Baseline Forecast | 0 | 0 | 0 | 0 | 0 | 0 | 0 | 0 | 0 | 0 | 0 | 0 | 0 | 0 | 0 | 0 | 0 | 0 | 0 | 0 | 0 | 0 | 0 | 0 | 0 | 0 | 0 | 0 | 0 | 0
Residential_CZ3 - Multi Family_Existing_Miscellaneous_Natural Gas_Miscellaneous_E8_Baseline Forecast | Residential | CZ3 - Multi Family | Existing | Miscellaneous | Natural Gas | Miscellaneous | E8 |  | Baseline Forecast | 0 | 0 | 0 | 0 | 0 | 0 | 0 | 0 | 0 | 0 | 0 | 0 | 0 | 0 | 0 | 0 | 0 | 0 | 0 | 0 | 0 | 0 | 0 | 0 | 0 | 0 | 0 | 0 | 0 | 0
Residential_CZ3 - Multi Family_Existing_Miscellaneous_Natural Gas_Miscellaneous_E9_Baseline Forecast | Residential | CZ3 - Multi Family | Existing | Miscellaneous | Natural Gas | Miscellaneous | E9 |  | Baseline Forecast | 0 | 0 | 0 | 0 | 0 | 0 | 0 | 0 | 0 | 0 | 0 | 0 | 0 | 0 | 0 | 0 | 0 | 0 | 0 | 0 | 0 | 0 | 0 | 0 | 0 | 0 | 0 | 0 | 0 | 0
Residential_CZ3 - Multi Family_Existing_Miscellaneous_Natural Gas_Miscellaneous_E10_Baseline Forecast | Residential | CZ3 - Multi Family | Existing | Miscellaneous | Natural Gas | Miscellaneous | E10 |  | Baseline Forecast | 0 | 0 | 0 | 0 | 0 | 0 | 0 | 0 | 0 | 0 | 0 | 0 | 0 | 0 | 0 | 0 | 0 | 0 | 0 | 0 | 0 | 0 | 0 | 0 | 0 | 0 | 0 | 0 | 0 | 0
Residential_CZ3 - Multi Family_New_Space Heating_Natural Gas_Furnace - Direct Fuel_E1_Baseline Forecast | Residential | CZ3 - Multi Family | New | Space Heating | Natural Gas | Furnace - Direct Fuel | E1 | AFUE 80% | Baseline Forecast | 0 | 614.0852 | 612.9148 | 346.5997 | 335.4088 | 0 | 0 | 0 | 0 | 0 | 0 | 0 | 0 | 0 | 0 | 0 | 0 | 0 | 0 | 0 | 0 | 0 | 0 | 0 | 0 | 0 | 0 | 0 | 0 | 0
Residential_CZ3 - Multi Family_New_Space Heating_Natural Gas_Furnace - Direct Fuel_E2_Baseline Forecast | Residential | CZ3 - Multi Family | New | Space Heating | Natural Gas | Furnace - Direct Fuel | E2 | AFUE 90% | Baseline Forecast | 0 | 15.9966 | 16.7539 | 9.8641 | 12.4907 | 0 | 0 | 0 | 0 | 0 | 0 | 0 | 0 | 0 | 0 | 0 | 0 | 0 | 0 | 0 | 0 | 0 | 0 | 0 | 0 | 0 | 0 | 0 | 0 | 0
Residential_CZ3 - Multi Family_New_Space Heating_Natural Gas_Furnace - Direct Fuel_E3_Baseline Forecast | Residential | CZ3 - Multi Family | New | Space Heating | Natural Gas | Furnace - Direct Fuel | E3 | AFUE 92% | Baseline Forecast | 0 | 1.9242 | 2.0049 | 1.1816 | 1.4957 | 347.986 | 346.3857 | 345.5429 | 342.1807 | 339.1819 | 336.5711 | 333.9122 | 367.6589 | 398.4933 | 411.5233 | 422.2236 | 433.5052 | 443.0668 | 451.7645 | 459.9443 | 467.0021 | 448.5712 | 0 | 0 | 0 | 0 | 0 | 0 | 0 | 0
Residential_CZ3 - Multi Family_New_Space Heating_Natural Gas_Furnace - Direct Fuel_E4_Baseline Forecast | Residential | CZ3 - Multi Family | New | Space Heating | Natural Gas | Furnace - Direct Fuel | E4 | AFUE 95% | Baseline Forecast | 0 | 1.5394 | 1.6039 | 0.94527 | 1.1965 | 1.2551 | 1.3228 | 1.398 | 1.4843 | 1.5819 | 1.7051 | 1.8257 | 2.1738 | 2.5509 | 2.8563 | 3.1756 | 3.5268 | 3.8925 | 4.2809 | 4.698 | 5.1277 | 5.284 | 0 | 0 | 0 | 0 | 0 | 0 | 0 | 0
Residential_CZ3 - Multi Family_New_Space Heating_Natural Gas_Furnace - Direct Fuel_E5_Baseline Forecast | Residential | CZ3 - Multi Family | New | Space Heating | Natural Gas | Furnace - Direct Fuel | E5 | AFUE 98% | Baseline Forecast | 0 | 0.38485 | 0.40097 | 0.23632 | 0.29913 | 0.31378 | 0.3307 | 0.3495 | 0.37108 | 0.39547 | 0.42628 | 0.45644 | 0.54345 | 0.63773 | 0.71407 | 0.7939 | 0.8817 | 0.97312 | 1.0702 | 1.1745 | 1.2819 | 1.321 | 0 | 0 | 0 | 0 | 0 | 0 | 0 | 0
Residential_CZ3 - Multi Family_New_Space Heating_Natural Gas_Furnace - Direct Fuel_E6_Baseline Forecast | Residential | CZ3 - Multi Family | New | Space Heating | Natural Gas | Furnace - Direct Fuel | E6 | Convert to NG Heat Pump | Baseline Forecast | 0 | 0 | 0 | 0 | 0 | 0 | 0 | 0 | 0 | 0 | 0 | 0 | 0 | 0 | 0 | 0 | 0 | 0 | 0 | 0 | 0 | 0 | 0 | 0 | 0 | 0 | 0 | 0 | 0 | 0
Residential_CZ3 - Multi Family_New_Space Heating_Natural Gas_Furnace - Direct Fuel_E7_Baseline Forecast | Residential | CZ3 - Multi Family | New | Space Heating | Natural Gas | Furnace - Direct Fuel | E7 |  | Baseline Forecast | 0 | 0 | 0 | 0 | 0 | 0 | 0 | 0 | 0 | 0 | 0 | 0 | 0 | 0 | 0 | 0 | 0 | 0 | 0 | 0 | 0 | 0 | 0 | 0 | 0 | 0 | 0 | 0 | 0 | 0
Residential_CZ3 - Multi Family_New_Space Heating_Natural Gas_Furnace - Direct Fuel_E8_Baseline Forecast | Residential | CZ3 - Multi Family | New | Space Heating | Natural Gas | Furnace - Direct Fuel | E8 |  | Baseline Forecast | 0 | 0 | 0 | 0 | 0 | 0 | 0 | 0 | 0 | 0 | 0 | 0 | 0 | 0 | 0 | 0 | 0 | 0 | 0 | 0 | 0 | 0 | 0 | 0 | 0 | 0 | 0 | 0 | 0 | 0
Residential_CZ3 - Multi Family_New_Space Heating_Natural Gas_Furnace - Direct Fuel_E9_Baseline Forecast | Residential | CZ3 - Multi Family | New | Space Heating | Natural Gas | Furnace - Direct Fuel | E9 |  | Baseline Forecast | 0 | 0 | 0 | 0 | 0 | 0 | 0 | 0 | 0 | 0 | 0 | 0 | 0 | 0 | 0 | 0 | 0 | 0 | 0 | 0 | 0 | 0 | 0 | 0 | 0 | 0 | 0 | 0 | 0 | 0
Residential_CZ3 - Multi Family_New_Space Heating_Natural Gas_Furnace - Direct Fuel_E10_Baseline Forecast | Residential | CZ3 - Multi Family | New | Space Heating | Natural Gas | Furnace - Direct Fuel | E10 |  | Baseline Forecast | 0 | 0 | 0 | 0 | 0 | 0 | 0 | 0 | 0 | 0 | 0 | 0 | 0 | 0 | 0 | 0 | 0 | 0 | 0 | 0 | 0 | 0 | 0 | 0 | 0 | 0 | 0 | 0 | 0 | 0
Residential_CZ3 - Multi Family_New_Space Heating_Natural Gas_Boiler - Direct Fuel_E1_Baseline Forecast | Residential | CZ3 - Multi Family | New | Space Heating | Natural Gas | Boiler - Direct Fuel | E1 | AFUE 82% | Baseline Forecast | 0 | 3.7207 | 0 | 0 | 0 | 0 | 0 | 0 | 0 | 0 | 0 | 0 | 0 | 0 | 0 | 0 | 0 | 0 | 0 | 0 | 0 | 0 | 0 | 0 | 0 | 0 | 0 | 0 | 0 | 0
Residential_CZ3 - Multi Family_New_Space Heating_Natural Gas_Boiler - Direct Fuel_E2_Baseline Forecast | Residential | CZ3 - Multi Family | New | Space Heating | Natural Gas | Boiler - Direct Fuel | E2 | AFUE 84% | Baseline Forecast | 0 | 0 | 3.7192 | 2.1061 | 2.0595 | 2.0516 | 2.0427 | 2.0383 | 2.0192 | 2.0024 | 1.9879 | 1.9732 | 2.1322 | 2.2787 | 2.3423 | 2.3947 | 2.4525 | 2.5018 | 2.5477 | 2.5921 | 2.6313 | 2.52 | 0 | 0 | 0 | 0 | 0 | 0 | 0 | 0
Residential_CZ3 - Multi Family_New_Space Heating_Natural Gas_Boiler - Direct Fuel_E3_Baseline Forecast | Residential | CZ3 - Multi Family | New | Space Heating | Natural Gas | Boiler - Direct Fuel | E3 | AFUE 85% | Baseline Forecast | 0 | 0 | 0 | 0 | 0 | 0 | 0 | 0 | 0 | 0 | 0 | 0 | 0 | 0 | 0 | 0 | 0 | 0 | 0 | 0 | 0 | 0 | 0 | 0 | 0 | 0 | 0 | 0 | 0 | 0
Residential_CZ3 - Multi Family_New_Space Heating_Natural Gas_Boiler - Direct Fuel_E4_Baseline Forecast | Residential | CZ3 - Multi Family | New | Space Heating | Natural Gas | Boiler - Direct Fuel | E4 | AFUE 90% | Baseline Forecast | 0 | 0 | 0 | 0 | 0 | 0 | 0 | 0 | 0 | 0 | 0 | 0 | 0 | 0 | 0 | 0 | 0 | 0 | 0 | 0 | 0 | 0 | 0 | 0 | 0 | 0 | 0 | 0 | 0 | 0
Residential_CZ3 - Multi Family_New_Space Heating_Natural Gas_Boiler - Direct Fuel_E5_Baseline Forecast | Residential | CZ3 - Multi Family | New | Space Heating | Natural Gas | Boiler - Direct Fuel | E5 | AFUE 95% | Baseline Forecast | 0 | 0 | 0 | 0 | 0 | 0 | 0 | 0 | 0 | 0 | 0 | 0 | 0 | 0 | 0 | 0 | 0 | 0 | 0 | 0 | 0 | 0 | 0 | 0 | 0 | 0 | 0 | 0 | 0 | 0
Residential_CZ3 - Multi Family_New_Space Heating_Natural Gas_Boiler - Direct Fuel_E6_Baseline Forecast | Residential | CZ3 - Multi Family | New | Space Heating | Natural Gas | Boiler - Direct Fuel | E6 | AFUE 96% | Baseline Forecast | 0 | 0 | 0 | 0 | 0 | 0 | 0 | 0 | 0 | 0 | 0 | 0 | 0 | 0 | 0 | 0 | 0 | 0 | 0 | 0 | 0 | 0 | 0 | 0 | 0 | 0 | 0 | 0 | 0 | 0
Residential_CZ3 - Multi Family_New_Space Heating_Natural Gas_Boiler - Direct Fuel_E7_Baseline Forecast | Residential | CZ3 - Multi Family | New | Space Heating | Natural Gas | Boiler - Direct Fuel | E7 | Convert to NG Heat Pump | Baseline Forecast | 0 | 0 | 0 | 0 | 0 | 0 | 0 | 0 | 0 | 0 | 0 | 0 | 0 | 0 | 0 | 0 | 0 | 0 | 0 | 0 | 0 | 0 | 0 | 0 | 0 | 0 | 0 | 0 | 0 | 0
Residential_CZ3 - Multi Family_New_Space Heating_Natural Gas_Boiler - Direct Fuel_E8_Baseline Forecast | Residential | CZ3 - Multi Family | New | Space Heating | Natural Gas | Boiler - Direct Fuel | E8 |  | Baseline Forecast | 0 | 0 | 0 | 0 | 0 | 0 | 0 | 0 | 0 | 0 | 0 | 0 | 0 | 0 | 0 | 0 | 0 | 0 | 0 | 0 | 0 | 0 | 0 | 0 | 0 | 0 | 0 | 0 | 0 | 0
Residential_CZ3 - Multi Family_New_Space Heating_Natural Gas_Boiler - Direct Fuel_E9_Baseline Forecast | Residential | CZ3 - Multi Family | New | Space Heating | Natural Gas | Boiler - Direct Fuel | E9 |  | Baseline Forecast | 0 | 0 | 0 | 0 | 0 | 0 | 0 | 0 | 0 | 0 | 0 | 0 | 0 | 0 | 0 | 0 | 0 | 0 | 0 | 0 | 0 | 0 | 0 | 0 | 0 | 0 | 0 | 0 | 0 | 0
Residential_CZ3 - Multi Family_New_Space Heating_Natural Gas_Boiler - Direct Fuel_E10_Baseline Forecast | Residential | CZ3 - Multi Family | New | Space Heating | Natural Gas | Boiler - Direct Fuel | E10 |  | Baseline Forecast | 0 | 0 | 0 | 0 | 0 | 0 | 0 | 0 | 0 | 0 | 0 | 0 | 0 | 0 | 0 | 0 | 0 | 0 | 0 | 0 | 0 | 0 | 0 | 0 | 0 | 0 | 0 | 0 | 0 | 0
Residential_CZ3 - Multi Family_New_Secondary Heating_Natural Gas_Fireplace_E1_Baseline Forecast | Residential | CZ3 - Multi Family | New | Secondary Heating | Natural Gas | Fireplace | E1 | Baseline (50% to 60% FE Rating) | Baseline Forecast | 0 | 169.0126 | 168.9454 | 95.6671 | 93.5512 | 93.1951 | 92.791 | 92.5913 | 91.7237 | 90.9567 | 90.3017 | 89.633 | 88.8043 | 87.7976 | 86.8808 | 85.7363 | 85.0198 | 99.464 | 112.5056 | 117.7369 | 122.1613 | 119.3942 | 0 | 0 | 0 | 0 | 0 | 0 | 0 | 0
Residential_CZ3 - Multi Family_New_Secondary Heating_Natural Gas_Fireplace_E2_Baseline Forecast | Residential | CZ3 - Multi Family | New | Secondary Heating | Natural Gas | Fireplace | E2 | Tier 1 (70% FE Rating) | Baseline Forecast | 0 | 0 | 0 | 0 | 0 | 0 | 0 | 0 | 0 | 0 | 0 | 0 | 0 | 0 | 0 | 0 | 0 | 0 | 0 | 0 | 0 | 0 | 0 | 0 | 0 | 0 | 0 | 0 | 0 | 0
Residential_CZ3 - Multi Family_New_Secondary Heating_Natural Gas_Fireplace_E3_Baseline Forecast | Residential | CZ3 - Multi Family | New | Secondary Heating | Natural Gas | Fireplace | E3 | Tier 2 (77%+ FE Rating) | Baseline Forecast | 0 | 0 | 0 | 0 | 0 | 0 | 0 | 0 | 0 | 0 | 0 | 0 | 0 | 0 | 0 | 0 | 0 | 0 | 0 | 0 | 0 | 0 | 0 | 0 | 0 | 0 | 0 | 0 | 0 | 0
Residential_CZ3 - Multi Family_New_Secondary Heating_Natural Gas_Fireplace_E4_Baseline Forecast | Residential | CZ3 - Multi Family | New | Secondary Heating | Natural Gas | Fireplace | E4 |  | Baseline Forecast | 0 | 0 | 0 | 0 | 0 | 0 | 0 | 0 | 0 | 0 | 0 | 0 | 0 | 0 | 0 | 0 | 0 | 0 | 0 | 0 | 0 | 0 | 0 | 0 | 0 | 0 | 0 | 0 | 0 | 0
Residential_CZ3 - Multi Family_New_Secondary Heating_Natural Gas_Fireplace_E5_Baseline Forecast | Residential | CZ3 - Multi Family | New | Secondary Heating | Natural Gas | Fireplace | E5 |  | Baseline Forecast | 0 | 0 | 0 | 0 | 0 | 0 | 0 | 0 | 0 | 0 | 0 | 0 | 0 | 0 | 0 | 0 | 0 | 0 | 0 | 0 | 0 | 0 | 0 | 0 | 0 | 0 | 0 | 0 | 0 | 0
Residential_CZ3 - Multi Family_New_Secondary Heating_Natural Gas_Fireplace_E6_Baseline Forecast | Residential | CZ3 - Multi Family | New | Secondary Heating | Natural Gas | Fireplace | E6 |  | Baseline Forecast | 0 | 0 | 0 | 0 | 0 | 0 | 0 | 0 | 0 | 0 | 0 | 0 | 0 | 0 | 0 | 0 | 0 | 0 | 0 | 0 | 0 | 0 | 0 | 0 | 0 | 0 | 0 | 0 | 0 | 0
Residential_CZ3 - Multi Family_New_Secondary Heating_Natural Gas_Fireplace_E7_Baseline Forecast | Residential | CZ3 - Multi Family | New | Secondary Heating | Natural Gas | Fireplace | E7 |  | Baseline Forecast | 0 | 0 | 0 | 0 | 0 | 0 | 0 | 0 | 0 | 0 | 0 | 0 | 0 | 0 | 0 | 0 | 0 | 0 | 0 | 0 | 0 | 0 | 0 | 0 | 0 | 0 | 0 | 0 | 0 | 0
Residential_CZ3 - Multi Family_New_Secondary Heating_Natural Gas_Fireplace_E8_Baseline Forecast | Residential | CZ3 - Multi Family | New | Secondary Heating | Natural Gas | Fireplace | E8 |  | Baseline Forecast | 0 | 0 | 0 | 0 | 0 | 0 | 0 | 0 | 0 | 0 | 0 | 0 | 0 | 0 | 0 | 0 | 0 | 0 | 0 | 0 | 0 | 0 | 0 | 0 | 0 | 0 | 0 | 0 | 0 | 0
Residential_CZ3 - Multi Family_New_Secondary Heating_Natural Gas_Fireplace_E9_Baseline Forecast | Residential | CZ3 - Multi Family | New | Secondary Heating | Natural Gas | Fireplace | E9 |  | Baseline Forecast | 0 | 0 | 0 | 0 | 0 | 0 | 0 | 0 | 0 | 0 | 0 | 0 | 0 | 0 | 0 | 0 | 0 | 0 | 0 | 0 | 0 | 0 | 0 | 0 | 0 | 0 | 0 | 0 | 0 | 0
Residential_CZ3 - Multi Family_New_Secondary Heating_Natural Gas_Fireplace_E10_Baseline Forecast | Residential | CZ3 - Multi Family | New | Secondary Heating | Natural Gas | Fireplace | E10 |  | Baseline Forecast | 0 | 0 | 0 | 0 | 0 | 0 | 0 | 0 | 0 | 0 | 0 | 0 | 0 | 0 | 0 | 0 | 0 | 0 | 0 | 0 | 0 | 0 | 0 | 0 | 0 | 0 | 0 | 0 | 0 | 0
Residential_CZ3 - Multi Family_New_Water Heating_Natural Gas_Water Heater <= 55 gal._E1_Baseline Forecast | Residential | CZ3 - Multi Family | New | Water Heating | Natural Gas | Water Heater <= 55 gal. | E1 | Baseline (UEF 0.58) | Baseline Forecast | 0 | 64.0841 | 64.91 | 37.1152 | 36.5315 | 36.6479 | 36.179 | 35.9241 | 35.5234 | 35.1164 | 32.9321 | 32.6412 | 40.8064 | 47.7881 | 49.9629 | 51.5964 | 53.0697 | 54.1772 | 55.0614 | 73.3813 | 71.3489 | 59.5043 | 0 | 0 | 0 | 0 | 0 | 0 | 0 | 0
Residential_CZ3 - Multi Family_New_Water Heating_Natural Gas_Water Heater <= 55 gal._E2_Baseline Forecast | Residential | CZ3 - Multi Family | New | Water Heating | Natural Gas | Water Heater <= 55 gal. | E2 | ENERGY STAR (UEF 0.64) | Baseline Forecast | 0 | 296.4918 | 295.5252 | 166.9847 | 163.0514 | 162.1762 | 161.7823 | 161.6104 | 160.1636 | 158.9303 | 159.7206 | 158.5857 | 200.1632 | 235.1613 | 246.5272 | 255.0849 | 262.8035 | 268.7979 | 273.6682 | 365.0428 | 355.3797 | 296.9869 | 0 | 0 | 0 | 0 | 0 | 0 | 0 | 0
Residential_CZ3 - Multi Family_New_Water Heating_Natural Gas_Water Heater <= 55 gal._E3_Baseline Forecast | Residential | CZ3 - Multi Family | New | Water Heating | Natural Gas | Water Heater <= 55 gal. | E3 | Condensing (UEF 0.81) | Baseline Forecast | 0 | 15.0183 | 15.0097 | 8.4996 | 8.3145 | 8.2819 | 8.2468 | 8.2298 | 8.1492 | 8.0849 | 8.0234 | 7.9632 | 10.0352 | 11.7881 | 12.349 | 12.7761 | 13.1604 | 13.4573 | 13.6897 | 18.2594 | 17.7754 | 14.8471 | 0 | 0 | 0 | 0 | 0 | 0 | 0 | 0
Residential_CZ3 - Multi Family_New_Water Heating_Natural Gas_Water Heater <= 55 gal._E4_Baseline Forecast | Residential | CZ3 - Multi Family | New | Water Heating | Natural Gas | Water Heater <= 55 gal. | E4 | Instantaneous - ENERGY STAR (UEF 0.87) | Baseline Forecast | 0 | 0 | 0 | 0 | 0 | 0 | 0 | 0 | 0 | 0 | 0 | 0 | 0 | 0 | 0 | 0 | 0 | 0 | 0 | 0 | 0 | 0 | 0 | 0 | 0 | 0 | 0 | 0 | 0 | 0
Residential_CZ3 - Multi Family_New_Water Heating_Natural Gas_Water Heater <= 55 gal._E5_Baseline Forecast | Residential | CZ3 - Multi Family | New | Water Heating | Natural Gas | Water Heater <= 55 gal. | E5 | Instantaneous - Condensing (UEF 0.92) | Baseline Forecast | 0 | 0 | 0 | 0 | 0 | 0 | 0 | 0 | 0 | 0 | 0 | 0 | 0 | 0 | 0 | 0 | 0 | 0 | 0 | 0 | 0 | 0 | 0 | 0 | 0 | 0 | 0 | 0 | 0 | 0
Residential_CZ3 - Multi Family_New_Water Heating_Natural Gas_Water Heater <= 55 gal._E6_Baseline Forecast | Residential | CZ3 - Multi Family | New | Water Heating | Natural Gas | Water Heater <= 55 gal. | E6 | NEEA Gas-Fired Absorption HPWH (EF 1.2) | Baseline Forecast | 0 | 0 | 0 | 0 | 0 | 0 | 0 | 0 | 0 | 0 | 0 | 0 | 0 | 0 | 0 | 0 | 0 | 0 | 0 | 0 | 0 | 0 | 0 | 0 | 0 | 0 | 0 | 0 | 0 | 0
Residential_CZ3 - Multi Family_New_Water Heating_Natural Gas_Water Heater <= 55 gal._E7_Baseline Forecast | Residential | CZ3 - Multi Family | New | Water Heating | Natural Gas | Water Heater <= 55 gal. | E7 | NEEA Gas-Fired Absorption HPWH (EF 1.7) | Baseline Forecast | 0 | 0 | 0 | 0 | 0 | 0 | 0 | 0 | 0 | 0 | 0 | 0 | 0 | 0 | 0 | 0 | 0 | 0 | 0 | 0 | 0 | 0 | 0 | 0 | 0 | 0 | 0 | 0 | 0 | 0
Residential_CZ3 - Multi Family_New_Water Heating_Natural Gas_Water Heater <= 55 gal._E8_Baseline Forecast | Residential | CZ3 - Multi Family | New | Water Heating | Natural Gas | Water Heater <= 55 gal. | E8 |  | Baseline Forecast | 0 | 0 | 0 | 0 | 0 | 0 | 0 | 0 | 0 | 0 | 0 | 0 | 0 | 0 | 0 | 0 | 0 | 0 | 0 | 0 | 0 | 0 | 0 | 0 | 0 | 0 | 0 | 0 | 0 | 0
Residential_CZ3 - Multi Family_New_Water Heating_Natural Gas_Water Heater <= 55 gal._E9_Baseline Forecast | Residential | CZ3 - Multi Family | New | Water Heating | Natural Gas | Water Heater <= 55 gal. | E9 |  | Baseline Forecast | 0 | 0 | 0 | 0 | 0 | 0 | 0 | 0 | 0 | 0 | 0 | 0 | 0 | 0 | 0 | 0 | 0 | 0 | 0 | 0 | 0 | 0 | 0 | 0 | 0 | 0 | 0 | 0 | 0 | 0
Residential_CZ3 - Multi Family_New_Water Heating_Natural Gas_Water Heater <= 55 gal._E10_Baseline Forecast | Residential | CZ3 - Multi Family | New | Water Heating | Natural Gas | Water Heater <= 55 gal. | E10 |  | Baseline Forecast | 0 | 0 | 0 | 0 | 0 | 0 | 0 | 0 | 0 | 0 | 0 | 0 | 0 | 0 | 0 | 0 | 0 | 0 | 0 | 0 | 0 | 0 | 0 | 0 | 0 | 0 | 0 | 0 | 0 | 0
Residential_CZ3 - Multi Family_New_Water Heating_Natural Gas_Water Heater > 55 gal._E1_Baseline Forecast | Residential | CZ3 - Multi Family | New | Water Heating | Natural Gas | Water Heater > 55 gal. | E1 | Standard (UEF 0.77) | Baseline Forecast | 0 | 13.6762 | 24.7919 | 27.6261 | 29.6368 | 31.2279 | 31.9665 | 32.6233 | 33.1578 | 33.4665 | 31.8841 | 32.3064 | 32.6818 | 33.5894 | 34.7678 | 36.1242 | 37.6109 | 39.1213 | 40.6935 | 42.9984 | 45.5859 | 47.341 | 0 | 0 | 0 | 0 | 0 | 0 | 0 | 0
Residential_CZ3 - Multi Family_New_Water Heating_Natural Gas_Water Heater > 55 gal._E2_Baseline Forecast | Residential | CZ3 - Multi Family | New | Water Heating | Natural Gas | Water Heater > 55 gal. | E2 | ENERGY STAR (3.2) - UEF 0.78 | Baseline Forecast | 0 | 63.2746 | 112.8739 | 124.2923 | 132.2779 | 138.1916 | 142.9455 | 146.761 | 149.4976 | 151.4632 | 154.6376 | 156.9591 | 160.3102 | 165.2905 | 171.5512 | 178.5924 | 186.2508 | 194.0988 | 202.2563 | 213.8999 | 227.0576 | 236.2798 | 0 | 0 | 0 | 0 | 0 | 0 | 0 | 0
Residential_CZ3 - Multi Family_New_Water Heating_Natural Gas_Water Heater > 55 gal._E3_Baseline Forecast | Residential | CZ3 - Multi Family | New | Water Heating | Natural Gas | Water Heater > 55 gal. | E3 | Condensing (UEF 0.82) | Baseline Forecast | 0 | 3.2051 | 5.7329 | 6.3266 | 6.7453 | 7.057 | 7.2866 | 7.4736 | 7.6065 | 7.705 | 7.768 | 7.8815 | 8.0371 | 8.2856 | 8.5933 | 8.9449 | 9.3269 | 9.7175 | 10.1175 | 10.6992 | 11.357 | 11.8122 | 0 | 0 | 0 | 0 | 0 | 0 | 0 | 0
Residential_CZ3 - Multi Family_New_Water Heating_Natural Gas_Water Heater > 55 gal._E4_Baseline Forecast | Residential | CZ3 - Multi Family | New | Water Heating | Natural Gas | Water Heater > 55 gal. | E4 | Instantaneous - ENERGY STAR (UEF 0.87) | Baseline Forecast | 0 | 0 | 0 | 0 | 0 | 0 | 0 | 0 | 0 | 0 | 0 | 0 | 0 | 0 | 0 | 0 | 0 | 0 | 0 | 0 | 0 | 0 | 0 | 0 | 0 | 0 | 0 | 0 | 0 | 0
Residential_CZ3 - Multi Family_New_Water Heating_Natural Gas_Water Heater > 55 gal._E5_Baseline Forecast | Residential | CZ3 - Multi Family | New | Water Heating | Natural Gas | Water Heater > 55 gal. | E5 | Instantaneous - Condensing (UEF 0.92) | Baseline Forecast | 0 | 0 | 0 | 0 | 0 | 0 | 0 | 0 | 0 | 0 | 0 | 0 | 0 | 0 | 0 | 0 | 0 | 0 | 0 | 0 | 0 | 0 | 0 | 0 | 0 | 0 | 0 | 0 | 0 | 0
Residential_CZ3 - Multi Family_New_Water Heating_Natural Gas_Water Heater > 55 gal._E6_Baseline Forecast | Residential | CZ3 - Multi Family | New | Water Heating | Natural Gas | Water Heater > 55 gal. | E6 | NEEA Gas-Fired Absorption HPWH (EF 1.3) | Baseline Forecast | 0 | 0 | 0 | 0 | 0 | 0 | 0 | 0 | 0 | 0 | 0 | 0 | 0 | 0 | 0 | 0 | 0 | 0 | 0 | 0 | 0 | 0 | 0 | 0 | 0 | 0 | 0 | 0 | 0 | 0
Residential_CZ3 - Multi Family_New_Water Heating_Natural Gas_Water Heater > 55 gal._E7_Baseline Forecast | Residential | CZ3 - Multi Family | New | Water Heating | Natural Gas | Water Heater > 55 gal. | E7 | NEEA Gas-Fired Absorption HPWH (EF 1.7) | Baseline Forecast | 0 | 0 | 0 | 0 | 0 | 0 | 0 | 0 | 0 | 0 | 0 | 0 | 0 | 0 | 0 | 0 | 0 | 0 | 0 | 0 | 0 | 0 | 0 | 0 | 0 | 0 | 0 | 0 | 0 | 0
Residential_CZ3 - Multi Family_New_Water Heating_Natural Gas_Water Heater > 55 gal._E8_Baseline Forecast | Residential | CZ3 - Multi Family | New | Water Heating | Natural Gas | Water Heater > 55 gal. | E8 |  | Baseline Forecast | 0 | 0 | 0 | 0 | 0 | 0 | 0 | 0 | 0 | 0 | 0 | 0 | 0 | 0 | 0 | 0 | 0 | 0 | 0 | 0 | 0 | 0 | 0 | 0 | 0 | 0 | 0 | 0 | 0 | 0
Residential_CZ3 - Multi Family_New_Water Heating_Natural Gas_Water Heater > 55 gal._E9_Baseline Forecast | Residential | CZ3 - Multi Family | New | Water Heating | Natural Gas | Water Heater > 55 gal. | E9 |  | Baseline Forecast | 0 | 0 | 0 | 0 | 0 | 0 | 0 | 0 | 0 | 0 | 0 | 0 | 0 | 0 | 0 | 0 | 0 | 0 | 0 | 0 | 0 | 0 | 0 | 0 | 0 | 0 | 0 | 0 | 0 | 0
Residential_CZ3 - Multi Family_New_Water Heating_Natural Gas_Water Heater > 55 gal._E10_Baseline Forecast | Residential | CZ3 - Multi Family | New | Water Heating | Natural Gas | Water Heater > 55 gal. | E10 |  | Baseline Forecast | 0 | 0 | 0 | 0 | 0 | 0 | 0 | 0 | 0 | 0 | 0 | 0 | 0 | 0 | 0 | 0 | 0 | 0 | 0 | 0 | 0 | 0 | 0 | 0 | 0 | 0 | 0 | 0 | 0 | 0
Residential_CZ3 - Multi Family_New_Appliances_Natural Gas_Clothes Dryer_E1_Baseline Forecast | Residential | CZ3 - Multi Family | New | Appliances | Natural Gas | Clothes Dryer | E1 | Standard | Baseline Forecast | 0 | 15.7792 | 15.7794 | 8.939 | 8.7403 | 8.7092 | 8.6688 | 8.6501 | 8.569 | 8.4977 | 8.2634 | 8.2193 | 9.2985 | 10.2895 | 10.6922 | 11.0195 | 11.3536 | 11.6298 | 11.8823 | 12.1144 | 12.3083 | 11.8709 | 0 | 0 | 0 | 0 | 0 | 0 | 0 | 0
Residential_CZ3 - Multi Family_New_Appliances_Natural Gas_Clothes Dryer_E2_Baseline Forecast | Residential | CZ3 - Multi Family | New | Appliances | Natural Gas | Clothes Dryer | E2 | NEEA/ENERGY STAR (CE >60%) | Baseline Forecast | 0 | 12.5331 | 12.5217 | 7.0868 | 6.931 | 6.9025 | 6.8752 | 6.8604 | 6.7962 | 6.7391 | 6.8635 | 6.7956 | 7.7555 | 8.6054 | 8.9598 | 9.2541 | 9.5461 | 9.7992 | 10.021 | 10.2239 | 10.4001 | 10.041 | 0 | 0 | 0 | 0 | 0 | 0 | 0 | 0
Residential_CZ3 - Multi Family_New_Appliances_Natural Gas_Clothes Dryer_E3_Baseline Forecast | Residential | CZ3 - Multi Family | New | Appliances | Natural Gas | Clothes Dryer | E3 |  | Baseline Forecast | 0 | 0 | 0 | 0 | 0 | 0 | 0 | 0 | 0 | 0 | 0 | 0 | 0 | 0 | 0 | 0 | 0 | 0 | 0 | 0 | 0 | 0 | 0 | 0 | 0 | 0 | 0 | 0 | 0 | 0
Residential_CZ3 - Multi Family_New_Appliances_Natural Gas_Clothes Dryer_E4_Baseline Forecast | Residential | CZ3 - Multi Family | New | Appliances | Natural Gas | Clothes Dryer | E4 |  | Baseline Forecast | 0 | 0 | 0 | 0 | 0 | 0 | 0 | 0 | 0 | 0 | 0 | 0 | 0 | 0 | 0 | 0 | 0 | 0 | 0 | 0 | 0 | 0 | 0 | 0 | 0 | 0 | 0 | 0 | 0 | 0
Residential_CZ3 - Multi Family_New_Appliances_Natural Gas_Clothes Dryer_E5_Baseline Forecast | Residential | CZ3 - Multi Family | New | Appliances | Natural Gas | Clothes Dryer | E5 |  | Baseline Forecast | 0 | 0 | 0 | 0 | 0 | 0 | 0 | 0 | 0 | 0 | 0 | 0 | 0 | 0 | 0 | 0 | 0 | 0 | 0 | 0 | 0 | 0 | 0 | 0 | 0 | 0 | 0 | 0 | 0 | 0
Residential_CZ3 - Multi Family_New_Appliances_Natural Gas_Clothes Dryer_E6_Baseline Forecast | Residential | CZ3 - Multi Family | New | Appliances | Natural Gas | Clothes Dryer | E6 |  | Baseline Forecast | 0 | 0 | 0 | 0 | 0 | 0 | 0 | 0 | 0 | 0 | 0 | 0 | 0 | 0 | 0 | 0 | 0 | 0 | 0 | 0 | 0 | 0 | 0 | 0 | 0 | 0 | 0 | 0 | 0 | 0
Residential_CZ3 - Multi Family_New_Appliances_Natural Gas_Clothes Dryer_E7_Baseline Forecast | Residential | CZ3 - Multi Family | New | Appliances | Natural Gas | Clothes Dryer | E7 |  | Baseline Forecast | 0 | 0 | 0 | 0 | 0 | 0 | 0 | 0 | 0 | 0 | 0 | 0 | 0 | 0 | 0 | 0 | 0 | 0 | 0 | 0 | 0 | 0 | 0 | 0 | 0 | 0 | 0 | 0 | 0 | 0
Residential_CZ3 - Multi Family_New_Appliances_Natural Gas_Clothes Dryer_E8_Baseline Forecast | Residential | CZ3 - Multi Family | New | Appliances | Natural Gas | Clothes Dryer | E8 |  | Baseline Forecast | 0 | 0 | 0 | 0 | 0 | 0 | 0 | 0 | 0 | 0 | 0 | 0 | 0 | 0 | 0 | 0 | 0 | 0 | 0 | 0 | 0 | 0 | 0 | 0 | 0 | 0 | 0 | 0 | 0 | 0
Residential_CZ3 - Multi Family_New_Appliances_Natural Gas_Clothes Dryer_E9_Baseline Forecast | Residential | CZ3 - Multi Family | New | Appliances | Natural Gas | Clothes Dryer | E9 |  | Baseline Forecast | 0 | 0 | 0 | 0 | 0 | 0 | 0 | 0 | 0 | 0 | 0 | 0 | 0 | 0 | 0 | 0 | 0 | 0 | 0 | 0 | 0 | 0 | 0 | 0 | 0 | 0 | 0 | 0 | 0 | 0
Residential_CZ3 - Multi Family_New_Appliances_Natural Gas_Clothes Dryer_E10_Baseline Forecast | Residential | CZ3 - Multi Family | New | Appliances | Natural Gas | Clothes Dryer | E10 |  | Baseline Forecast | 0 | 0 | 0 | 0 | 0 | 0 | 0 | 0 | 0 | 0 | 0 | 0 | 0 | 0 | 0 | 0 | 0 | 0 | 0 | 0 | 0 | 0 | 0 | 0 | 0 | 0 | 0 | 0 | 0 | 0
Residential_CZ3 - Multi Family_New_Appliances_Natural Gas_Stove/Oven_E1_Baseline Forecast | Residential | CZ3 - Multi Family | New | Appliances | Natural Gas | Stove/Oven | E1 | Typical - (914 + 1915 IAEC) | Baseline Forecast | 0 | 95.3535 | 95.3741 | 54.0333 | 52.8554 | 52.6714 | 52.4203 | 52.2961 | 51.8023 | 51.3603 | 50.0279 | 62.9957 | 73.7306 | 77.091 | 79.7738 | 81.8576 | 83.7508 | 85.1772 | 113.3015 | 110.2893 | 95.846 | 92.9212 | 0 | 0 | 0 | 0 | 0 | 0 | 0 | 0
Residential_CZ3 - Multi Family_New_Appliances_Natural Gas_Stove/Oven_E2_Baseline Forecast | Residential | CZ3 - Multi Family | New | Appliances | Natural Gas | Stove/Oven | E2 | High Efficiency (730 + 1660 IAEC) | Baseline Forecast | 0 | 40.4804 | 40.4058 | 22.8535 | 22.3308 | 22.2286 | 22.1549 | 22.1187 | 21.9152 | 21.7407 | 22.5467 | 28.4464 | 33.6704 | 35.3376 | 36.678 | 37.7134 | 38.66 | 39.3986 | 52.501 | 51.1617 | 44.5118 | 43.2489 | 0 | 0 | 0 | 0 | 0 | 0 | 0 | 0
Residential_CZ3 - Multi Family_New_Appliances_Natural Gas_Stove/Oven_E3_Baseline Forecast | Residential | CZ3 - Multi Family | New | Appliances | Natural Gas | Stove/Oven | E3 |  | Baseline Forecast | 0 | 0 | 0 | 0 | 0 | 0 | 0 | 0 | 0 | 0 | 0 | 0 | 0 | 0 | 0 | 0 | 0 | 0 | 0 | 0 | 0 | 0 | 0 | 0 | 0 | 0 | 0 | 0 | 0 | 0
Residential_CZ3 - Multi Family_New_Appliances_Natural Gas_Stove/Oven_E4_Baseline Forecast | Residential | CZ3 - Multi Family | New | Appliances | Natural Gas | Stove/Oven | E4 |  | Baseline Forecast | 0 | 0 | 0 | 0 | 0 | 0 | 0 | 0 | 0 | 0 | 0 | 0 | 0 | 0 | 0 | 0 | 0 | 0 | 0 | 0 | 0 | 0 | 0 | 0 | 0 | 0 | 0 | 0 | 0 | 0
Residential_CZ3 - Multi Family_New_Appliances_Natural Gas_Stove/Oven_E5_Baseline Forecast | Residential | CZ3 - Multi Family | New | Appliances | Natural Gas | Stove/Oven | E5 |  | Baseline Forecast | 0 | 0 | 0 | 0 | 0 | 0 | 0 | 0 | 0 | 0 | 0 | 0 | 0 | 0 | 0 | 0 | 0 | 0 | 0 | 0 | 0 | 0 | 0 | 0 | 0 | 0 | 0 | 0 | 0 | 0
Residential_CZ3 - Multi Family_New_Appliances_Natural Gas_Stove/Oven_E6_Baseline Forecast | Residential | CZ3 - Multi Family | New | Appliances | Natural Gas | Stove/Oven | E6 |  | Baseline Forecast | 0 | 0 | 0 | 0 | 0 | 0 | 0 | 0 | 0 | 0 | 0 | 0 | 0 | 0 | 0 | 0 | 0 | 0 | 0 | 0 | 0 | 0 | 0 | 0 | 0 | 0 | 0 | 0 | 0 | 0
Residential_CZ3 - Multi Family_New_Appliances_Natural Gas_Stove/Oven_E7_Baseline Forecast | Residential | CZ3 - Multi Family | New | Appliances | Natural Gas | Stove/Oven | E7 |  | Baseline Forecast | 0 | 0 | 0 | 0 | 0 | 0 | 0 | 0 | 0 | 0 | 0 | 0 | 0 | 0 | 0 | 0 | 0 | 0 | 0 | 0 | 0 | 0 | 0 | 0 | 0 | 0 | 0 | 0 | 0 | 0
Residential_CZ3 - Multi Family_New_Appliances_Natural Gas_Stove/Oven_E8_Baseline Forecast | Residential | CZ3 - Multi Family | New | Appliances | Natural Gas | Stove/Oven | E8 |  | Baseline Forecast | 0 | 0 | 0 | 0 | 0 | 0 | 0 | 0 | 0 | 0 | 0 | 0 | 0 | 0 | 0 | 0 | 0 | 0 | 0 | 0 | 0 | 0 | 0 | 0 | 0 | 0 | 0 | 0 | 0 | 0
Residential_CZ3 - Multi Family_New_Appliances_Natural Gas_Stove/Oven_E9_Baseline Forecast | Residential | CZ3 - Multi Family | New | Appliances | Natural Gas | Stove/Oven | E9 |  | Baseline Forecast | 0 | 0 | 0 | 0 | 0 | 0 | 0 | 0 | 0 | 0 | 0 | 0 | 0 | 0 | 0 | 0 | 0 | 0 | 0 | 0 | 0 | 0 | 0 | 0 | 0 | 0 | 0 | 0 | 0 | 0
Residential_CZ3 - Multi Family_New_Appliances_Natural Gas_Stove/Oven_E10_Baseline Forecast | Residential | CZ3 - Multi Family | New | Appliances | Natural Gas | Stove/Oven | E10 |  | Baseline Forecast | 0 | 0 | 0 | 0 | 0 | 0 | 0 | 0 | 0 | 0 | 0 | 0 | 0 | 0 | 0 | 0 | 0 | 0 | 0 | 0 | 0 | 0 | 0 | 0 | 0 | 0 | 0 | 0 | 0 | 0
Residential_CZ3 - Multi Family_New_Miscellaneous_Natural Gas_Pool Heater_E1_Baseline Forecast | Residential | CZ3 - Multi Family | New | Miscellaneous | Natural Gas | Pool Heater | E1 | Standard (EF 0.82) | Baseline Forecast | 0 | 16.3928 | 16.3863 | 9.2789 | 9.0737 | 9.0391 | 8.9999 | 10.4708 | 11.7408 | 12.2514 | 12.701 | 13.0995 | 13.4367 | 13.8525 | 14.3458 | 14.8104 | 15.3051 | 15.765 | 21.4288 | 21.3939 | 19.1309 | 18.6597 | 0 | 0 | 0 | 0 | 0 | 0 | 0 | 0
Residential_CZ3 - Multi Family_New_Miscellaneous_Natural Gas_Pool Heater_E2_Baseline Forecast | Residential | CZ3 - Multi Family | New | Miscellaneous | Natural Gas | Pool Heater | E2 | High Efficiency (EF 0.84) | Baseline Forecast | 0 | 0.86278 | 0.86243 | 0.48836 | 0.47756 | 0.47574 | 0.47368 | 0.5511 | 0.61794 | 0.64481 | 0.66847 | 0.68945 | 0.7072 | 0.72908 | 0.75504 | 0.7795 | 0.80553 | 0.82974 | 1.1278 | 1.126 | 1.0069 | 0.98209 | 0 | 0 | 0 | 0 | 0 | 0 | 0 | 0
Residential_CZ3 - Multi Family_New_Miscellaneous_Natural Gas_Pool Heater_E3_Baseline Forecast | Residential | CZ3 - Multi Family | New | Miscellaneous | Natural Gas | Pool Heater | E3 | Condensing (EF .94) | Baseline Forecast | 0 | 0 | 0 | 0 | 0 | 0 | 0 | 0 | 0 | 0 | 0 | 0 | 0 | 0 | 0 | 0 | 0 | 0 | 0 | 0 | 0 | 0 | 0 | 0 | 0 | 0 | 0 | 0 | 0 | 0
Residential_CZ3 - Multi Family_New_Miscellaneous_Natural Gas_Pool Heater_E4_Baseline Forecast | Residential | CZ3 - Multi Family | New | Miscellaneous | Natural Gas | Pool Heater | E4 | Condensing w/Imp. HX (EF 0.95) | Baseline Forecast | 0 | 0 | 0 | 0 | 0 | 0 | 0 | 0 | 0 | 0 | 0 | 0 | 0 | 0 | 0 | 0 | 0 | 0 | 0 | 0 | 0 | 0 | 0 | 0 | 0 | 0 | 0 | 0 | 0 | 0
Residential_CZ3 - Multi Family_New_Miscellaneous_Natural Gas_Pool Heater_E5_Baseline Forecast | Residential | CZ3 - Multi Family | New | Miscellaneous | Natural Gas | Pool Heater | E5 |  | Baseline Forecast | 0 | 0 | 0 | 0 | 0 | 0 | 0 | 0 | 0 | 0 | 0 | 0 | 0 | 0 | 0 | 0 | 0 | 0 | 0 | 0 | 0 | 0 | 0 | 0 | 0 | 0 | 0 | 0 | 0 | 0
Residential_CZ3 - Multi Family_New_Miscellaneous_Natural Gas_Pool Heater_E6_Baseline Forecast | Residential | CZ3 - Multi Family | New | Miscellaneous | Natural Gas | Pool Heater | E6 |  | Baseline Forecast | 0 | 0 | 0 | 0 | 0 | 0 | 0 | 0 | 0 | 0 | 0 | 0 | 0 | 0 | 0 | 0 | 0 | 0 | 0 | 0 | 0 | 0 | 0 | 0 | 0 | 0 | 0 | 0 | 0 | 0
Residential_CZ3 - Multi Family_New_Miscellaneous_Natural Gas_Pool Heater_E7_Baseline Forecast | Residential | CZ3 - Multi Family | New | Miscellaneous | Natural Gas | Pool Heater | E7 |  | Baseline Forecast | 0 | 0 | 0 | 0 | 0 | 0 | 0 | 0 | 0 | 0 | 0 | 0 | 0 | 0 | 0 | 0 | 0 | 0 | 0 | 0 | 0 | 0 | 0 | 0 | 0 | 0 | 0 | 0 | 0 | 0
Residential_CZ3 - Multi Family_New_Miscellaneous_Natural Gas_Pool Heater_E8_Baseline Forecast | Residential | CZ3 - Multi Family | New | Miscellaneous | Natural Gas | Pool Heater | E8 |  | Baseline Forecast | 0 | 0 | 0 | 0 | 0 | 0 | 0 | 0 | 0 | 0 | 0 | 0 | 0 | 0 | 0 | 0 | 0 | 0 | 0 | 0 | 0 | 0 | 0 | 0 | 0 | 0 | 0 | 0 | 0 | 0
Residential_CZ3 - Multi Family_New_Miscellaneous_Natural Gas_Pool Heater_E9_Baseline Forecast | Residential | CZ3 - Multi Family | New | Miscellaneous | Natural Gas | Pool Heater | E9 |  | Baseline Forecast | 0 | 0 | 0 | 0 | 0 | 0 | 0 | 0 | 0 | 0 | 0 | 0 | 0 | 0 | 0 | 0 | 0 | 0 | 0 | 0 | 0 | 0 | 0 | 0 | 0 | 0 | 0 | 0 | 0 | 0
Residential_CZ3 - Multi Family_New_Miscellaneous_Natural Gas_Pool Heater_E10_Baseline Forecast | Residential | CZ3 - Multi Family | New | Miscellaneous | Natural Gas | Pool Heater | E10 |  | Baseline Forecast | 0 | 0 | 0 | 0 | 0 | 0 | 0 | 0 | 0 | 0 | 0 | 0 | 0 | 0 | 0 | 0 | 0 | 0 | 0 | 0 | 0 | 0 | 0 | 0 | 0 | 0 | 0 | 0 | 0 | 0
Residential_CZ3 - Multi Family_New_Miscellaneous_Natural Gas_Miscellaneous_E1_Baseline Forecast | Residential | CZ3 - Multi Family | New | Miscellaneous | Natural Gas | Miscellaneous | E1 | Default | Baseline Forecast | 0 | 636.7496 | 636.4966 | 360.4228 | 352.4513 | 351.1095 | 349.5871 | 454.9598 | 540.0864 | 564.8471 | 584.0929 | 599.4445 | 610.9611 | 814.6347 | 820.4812 | 751.0699 | 772.1509 | 792.9087 | 811.499 | 890.6455 | 951.1732 | 947.4941 | 0 | 0 | 0 | 0 | 0 | 0 | 0 | 0
Residential_CZ3 - Multi Family_New_Miscellaneous_Natural Gas_Miscellaneous_E2_Baseline Forecast | Residential | CZ3 - Multi Family | New | Miscellaneous | Natural Gas | Miscellaneous | E2 |  | Baseline Forecast | 0 | 0 | 0 | 0 | 0 | 0 | 0 | 0 | 0 | 0 | 0 | 0 | 0 | 0 | 0 | 0 | 0 | 0 | 0 | 0 | 0 | 0 | 0 | 0 | 0 | 0 | 0 | 0 | 0 | 0
Residential_CZ3 - Multi Family_New_Miscellaneous_Natural Gas_Miscellaneous_E3_Baseline Forecast | Residential | CZ3 - Multi Family | New | Miscellaneous | Natural Gas | Miscellaneous | E3 |  | Baseline Forecast | 0 | 0 | 0 | 0 | 0 | 0 | 0 | 0 | 0 | 0 | 0 | 0 | 0 | 0 | 0 | 0 | 0 | 0 | 0 | 0 | 0 | 0 | 0 | 0 | 0 | 0 | 0 | 0 | 0 | 0
Residential_CZ3 - Multi Family_New_Miscellaneous_Natural Gas_Miscellaneous_E4_Baseline Forecast | Residential | CZ3 - Multi Family | New | Miscellaneous | Natural Gas | Miscellaneous | E4 |  | Baseline Forecast | 0 | 0 | 0 | 0 | 0 | 0 | 0 | 0 | 0 | 0 | 0 | 0 | 0 | 0 | 0 | 0 | 0 | 0 | 0 | 0 | 0 | 0 | 0 | 0 | 0 | 0 | 0 | 0 | 0 | 0
Residential_CZ3 - Multi Family_New_Miscellaneous_Natural Gas_Miscellaneous_E5_Baseline Forecast | Residential | CZ3 - Multi Family | New | Miscellaneous | Natural Gas | Miscellaneous | E5 |  | Baseline Forecast | 0 | 0 | 0 | 0 | 0 | 0 | 0 | 0 | 0 | 0 | 0 | 0 | 0 | 0 | 0 | 0 | 0 | 0 | 0 | 0 | 0 | 0 | 0 | 0 | 0 | 0 | 0 | 0 | 0 | 0
Residential_CZ3 - Multi Family_New_Miscellaneous_Natural Gas_Miscellaneous_E6_Baseline Forecast | Residential | CZ3 - Multi Family | New | Miscellaneous | Natural Gas | Miscellaneous | E6 |  | Baseline Forecast | 0 | 0 | 0 | 0 | 0 | 0 | 0 | 0 | 0 | 0 | 0 | 0 | 0 | 0 | 0 | 0 | 0 | 0 | 0 | 0 | 0 | 0 | 0 | 0 | 0 | 0 | 0 | 0 | 0 | 0
Residential_CZ3 - Multi Family_New_Miscellaneous_Natural Gas_Miscellaneous_E7_Baseline Forecast | Residential | CZ3 - Multi Family | New | Miscellaneous | Natural Gas | Miscellaneous | E7 |  | Baseline Forecast | 0 | 0 | 0 | 0 | 0 | 0 | 0 | 0 | 0 | 0 | 0 | 0 | 0 | 0 | 0 | 0 | 0 | 0 | 0 | 0 | 0 | 0 | 0 | 0 | 0 | 0 | 0 | 0 | 0 | 0
Residential_CZ3 - Multi Family_New_Miscellaneous_Natural Gas_Miscellaneous_E8_Baseline Forecast | Residential | CZ3 - Multi Family | New | Miscellaneous | Natural Gas | Miscellaneous | E8 |  | Baseline Forecast | 0 | 0 | 0 | 0 | 0 | 0 | 0 | 0 | 0 | 0 | 0 | 0 | 0 | 0 | 0 | 0 | 0 | 0 | 0 | 0 | 0 | 0 | 0 | 0 | 0 | 0 | 0 | 0 | 0 | 0
Residential_CZ3 - Multi Family_New_Miscellaneous_Natural Gas_Miscellaneous_E9_Baseline Forecast | Residential | CZ3 - Multi Family | New | Miscellaneous | Natural Gas | Miscellaneous | E9 |  | Baseline Forecast | 0 | 0 | 0 | 0 | 0 | 0 | 0 | 0 | 0 | 0 | 0 | 0 | 0 | 0 | 0 | 0 | 0 | 0 | 0 | 0 | 0 | 0 | 0 | 0 | 0 | 0 | 0 | 0 | 0 | 0
Residential_CZ3 - Multi Family_New_Miscellaneous_Natural Gas_Miscellaneous_E10_Baseline Forecast | Residential | CZ3 - Multi Family | New | Miscellaneous | Natural Gas | Miscellaneous | E10 |  | Baseline Forecast | 0 | 0 | 0 | 0 | 0 | 0 | 0 | 0 | 0 | 0 | 0 | 0 | 0 | 0 | 0 | 0 | 0 | 0 | 0 | 0 | 0 | 0 | 0 | 0 | 0 | 0 | 0 | 0 | 0 | 0

## Raw Equipment Stock (hidden)
Key | Sector | Segment | Vintage | End Use | Fuel | Technology | Equipment | Label | Case | 2019 | 2020 | 2021 | 2022 | 2023 | 2024 | 2025 | 2026 | 2027 | 2028 | 2029 | 2030 | 2031 | 2032 | 2033 | 2034 | 2035 | 2036 | 2037 | 2038 | 2039 | 2040 | 2041 | 2042 | 2043 | 2044 | 2045 | 2046 | 2047 | 2048 | 2049 | 2050 | 2051 | 2052 | 2053 | 2054 | 2055 | 2056 | 2057 | 2058 | 2059 | 2060 | 2061 | 2062 | 2063 | 2064 | 2065 | 2066 | 2067 | 2068 | 2069
Residential_CZ1 - Single Family_Existing_Space Heating_Natural Gas_Furnace - Direct Fuel_E1_Baseline Forecast | Residential | CZ1 - Single Family | Existing | Space Heating | Natural Gas | Furnace - Direct Fuel | E1 | #N/A | Baseline Forecast | 0 | 1064.1614 | 2118.0479 | 3159.9821 | 4188.3727 | 4181.6713 | 4174.9807 | 4168.3007 | 4161.6314 | 4154.9728 | 4148.3249 | 4141.6875 | 4073.5561 | 3948.2348 | 3769.8654 | 3542.4316 | 3328.7188 | 3127.8992 | 2939.1949 | 2761.875 | 2595.2527 | 2438.6826 | 0 | 0 | 0 | 0 | 0 | 0 | 0 | 0 | 0 | 0 | 0 | 0 | 0 | 0 | 0 | 0 | 0 | 0 | 0 | 0 | 0 | 0 | 0 | 0 | 0 | 0 | 0 | 0 | 0
Residential_CZ1 - Single Family_Existing_Space Heating_Natural Gas_Furnace - Direct Fuel_E2_Baseline Forecast | Residential | CZ1 - Single Family | Existing | Space Heating | Natural Gas | Furnace - Direct Fuel | E2 | AFUE 90% | Baseline Forecast | 0 | 696.2433 | 1372.9136 | 2031.7796 | 2674.5082 | 2670.229 | 2665.9566 | 2661.6911 | 2657.4324 | 2653.1805 | 2648.9354 | 2644.6971 | 2600.2252 | 2519.0785 | 2404.4992 | 2259.4372 | 2123.1266 | 1995.0397 | 1874.6801 | 1761.5817 | 1655.3066 | 1555.4429 | 0 | 0 | 0 | 0 | 0 | 0 | 0 | 0 | 0 | 0 | 0 | 0 | 0 | 0 | 0 | 0 | 0 | 0 | 0 | 0 | 0 | 0 | 0 | 0 | 0 | 0 | 0 | 0 | 0
Residential_CZ1 - Single Family_Existing_Space Heating_Natural Gas_Furnace - Direct Fuel_E3_Baseline Forecast | Residential | CZ1 - Single Family | Existing | Space Heating | Natural Gas | Furnace - Direct Fuel | E3 | AFUE 92% | Baseline Forecast | 0 | 223.2971 | 437.3721 | 643.5299 | 842.9329 | 2690.1521 | 4502.2159 | 6267.8307 | 7990.1918 | 9671.4065 | 11297.1867 | 12887.0429 | 14477.1068 | 16065.826 | 17651.2872 | 19231.3685 | 20708.455 | 22088.7095 | 23377.7955 | 24580.9911 | 25703.0855 | 26749.4387 | 0 | 0 | 0 | 0 | 0 | 0 | 0 | 0 | 0 | 0 | 0 | 0 | 0 | 0 | 0 | 0 | 0 | 0 | 0 | 0 | 0 | 0 | 0 | 0 | 0 | 0 | 0 | 0 | 0
Residential_CZ1 - Single Family_Existing_Space Heating_Natural Gas_Furnace - Direct Fuel_E4_Baseline Forecast | Residential | CZ1 - Single Family | Existing | Space Heating | Natural Gas | Furnace - Direct Fuel | E4 | AFUE 95% | Baseline Forecast | 0 | 133.9783 | 262.4233 | 386.118 | 505.7598 | 621.4748 | 735.1544 | 845.5985 | 952.6888 | 1056.8191 | 1168.1578 | 1276.5152 | 1379.3058 | 1476.2778 | 1568.2506 | 1655.8761 | 1739.8472 | 1820.7345 | 1898.8306 | 1974.4366 | 2047.8163 | 2118.8227 | 0 | 0 | 0 | 0 | 0 | 0 | 0 | 0 | 0 | 0 | 0 | 0 | 0 | 0 | 0 | 0 | 0 | 0 | 0 | 0 | 0 | 0 | 0 | 0 | 0 | 0 | 0 | 0 | 0
Residential_CZ1 - Single Family_Existing_Space Heating_Natural Gas_Furnace - Direct Fuel_E5_Baseline Forecast | Residential | CZ1 - Single Family | Existing | Space Heating | Natural Gas | Furnace - Direct Fuel | E5 | AFUE 98% | Baseline Forecast | 0 | 89.3188 | 174.9488 | 257.412 | 337.1732 | 414.3165 | 490.1029 | 563.7324 | 635.1259 | 704.5461 | 778.7718 | 851.0102 | 919.5372 | 984.1852 | 1045.5004 | 1103.9174 | 1159.8981 | 1213.823 | 1265.8871 | 1316.291 | 1365.2109 | 1412.5485 | 0 | 0 | 0 | 0 | 0 | 0 | 0 | 0 | 0 | 0 | 0 | 0 | 0 | 0 | 0 | 0 | 0 | 0 | 0 | 0 | 0 | 0 | 0 | 0 | 0 | 0 | 0 | 0 | 0
Residential_CZ1 - Single Family_Existing_Space Heating_Natural Gas_Furnace - Direct Fuel_E6_Baseline Forecast | Residential | CZ1 - Single Family | Existing | Space Heating | Natural Gas | Furnace - Direct Fuel | E6 | Convert to NG Heat Pump | Baseline Forecast | 0 | 9.5753 | 19.0306 | 28.3067 | 37.4864 | 46.542 | 55.3688 | 63.885 | 72.0116 | 79.7288 | 86.9561 | 93.5897 | 99.6982 | 106.114 | 112.319 | 118.352 | 124.2318 | 129.4429 | 134.0337 | 138.0502 | 141.7377 | 145.1251 | 0 | 0 | 0 | 0 | 0 | 0 | 0 | 0 | 0 | 0 | 0 | 0 | 0 | 0 | 0 | 0 | 0 | 0 | 0 | 0 | 0 | 0 | 0 | 0 | 0 | 0 | 0 | 0 | 0
Residential_CZ1 - Single Family_Existing_Space Heating_Natural Gas_Furnace - Direct Fuel_E7_Baseline Forecast | Residential | CZ1 - Single Family | Existing | Space Heating | Natural Gas | Furnace - Direct Fuel | E7 |  | Baseline Forecast | 0 | 0 | 0 | 0 | 0 | 0 | 0 | 0 | 0 | 0 | 0 | 0 | 0 | 0 | 0 | 0 | 0 | 0 | 0 | 0 | 0 | 0 | 0 | 0 | 0 | 0 | 0 | 0 | 0 | 0 | 0 | 0 | 0 | 0 | 0 | 0 | 0 | 0 | 0 | 0 | 0 | 0 | 0 | 0 | 0 | 0 | 0 | 0 | 0 | 0 | 0
Residential_CZ1 - Single Family_Existing_Space Heating_Natural Gas_Furnace - Direct Fuel_E8_Baseline Forecast | Residential | CZ1 - Single Family | Existing | Space Heating | Natural Gas | Furnace - Direct Fuel | E8 |  | Baseline Forecast | 0 | 0 | 0 | 0 | 0 | 0 | 0 | 0 | 0 | 0 | 0 | 0 | 0 | 0 | 0 | 0 | 0 | 0 | 0 | 0 | 0 | 0 | 0 | 0 | 0 | 0 | 0 | 0 | 0 | 0 | 0 | 0 | 0 | 0 | 0 | 0 | 0 | 0 | 0 | 0 | 0 | 0 | 0 | 0 | 0 | 0 | 0 | 0 | 0 | 0 | 0
Residential_CZ1 - Single Family_Existing_Space Heating_Natural Gas_Furnace - Direct Fuel_E9_Baseline Forecast | Residential | CZ1 - Single Family | Existing | Space Heating | Natural Gas | Furnace - Direct Fuel | E9 |  | Baseline Forecast | 0 | 0 | 0 | 0 | 0 | 0 | 0 | 0 | 0 | 0 | 0 | 0 | 0 | 0 | 0 | 0 | 0 | 0 | 0 | 0 | 0 | 0 | 0 | 0 | 0 | 0 | 0 | 0 | 0 | 0 | 0 | 0 | 0 | 0 | 0 | 0 | 0 | 0 | 0 | 0 | 0 | 0 | 0 | 0 | 0 | 0 | 0 | 0 | 0 | 0 | 0
Residential_CZ1 - Single Family_Existing_Space Heating_Natural Gas_Furnace - Direct Fuel_E10_Baseline Forecast | Residential | CZ1 - Single Family | Existing | Space Heating | Natural Gas | Furnace - Direct Fuel | E10 |  | Baseline Forecast | 0 | 0 | 0 | 0 | 0 | 0 | 0 | 0 | 0 | 0 | 0 | 0 | 0 | 0 | 0 | 0 | 0 | 0 | 0 | 0 | 0 | 0 | 0 | 0 | 0 | 0 | 0 | 0 | 0 | 0 | 0 | 0 | 0 | 0 | 0 | 0 | 0 | 0 | 0 | 0 | 0 | 0 | 0 | 0 | 0 | 0 | 0 | 0 | 0 | 0 | 0
Residential_CZ1 - Single Family_Existing_Space Heating_Natural Gas_Furnace - Direct Fuel_Vintage_Baseline Forecast | Residential | CZ1 - Single Family | Existing | Space Heating | Natural Gas | Furnace - Direct Fuel | Vintage | Vintage | Baseline Forecast | 51569.5847 | 49270.4992 | 47019.9579 | 44815.3184 | 42654.0974 | 40533.9605 | 38452.7134 | 36423.7321 | 34444.0969 | 32511.064 | 30622.0542 | 28774.6437 | 27038.6863 | 25407.4583 | 23874.6413 | 22434.2982 | 21080.8502 | 19809.0549 | 18613.9863 | 17491.0154 | 16435.7928 | 15444.2311 | 0 | 0 | 0 | 0 | 0 | 0 | 0 | 0 | 0 | 0 | 0 | 0 | 0 | 0 | 0 | 0 | 0 | 0 | 0 | 0 | 0 | 0 | 0 | 0 | 0 | 0 | 0 | 0 | 0
Residential_CZ1 - Single Family_Existing_Space Heating_Natural Gas_Boiler - Direct Fuel_E1_Baseline Forecast | Residential | CZ1 - Single Family | Existing | Space Heating | Natural Gas | Boiler - Direct Fuel | E1 | AFUE 82% | Baseline Forecast | 0 | 17.3721 | 17.3443 | 17.3165 | 17.2888 | 17.2612 | 17.2335 | 17.206 | 17.1784 | 17.151 | 17.1235 | 17.0961 | 16.256 | 15.4571 | 14.6975 | 13.9752 | 13.2884 | 12.6354 | 12.0145 | 11.424 | 10.8626 | 10.3288 | 0 | 0 | 0 | 0 | 0 | 0 | 0 | 0 | 0 | 0 | 0 | 0 | 0 | 0 | 0 | 0 | 0 | 0 | 0 | 0 | 0 | 0 | 0 | 0 | 0 | 0 | 0 | 0 | 0
Residential_CZ1 - Single Family_Existing_Space Heating_Natural Gas_Boiler - Direct Fuel_E2_Baseline Forecast | Residential | CZ1 - Single Family | Existing | Space Heating | Natural Gas | Boiler - Direct Fuel | E2 | AFUE 84% | Baseline Forecast | 0 | 0 | 14.7485 | 29.4652 | 44.1255 | 58.7373 | 73.2046 | 87.4545 | 101.5207 | 115.4029 | 128.6356 | 141.74 | 154.8711 | 167.3503 | 179.2029 | 190.4573 | 201.134 | 211.2698 | 220.8727 | 229.9498 | 238.5018 | 246.5452 | 0 | 0 | 0 | 0 | 0 | 0 | 0 | 0 | 0 | 0 | 0 | 0 | 0 | 0 | 0 | 0 | 0 | 0 | 0 | 0 | 0 | 0 | 0 | 0 | 0 | 0 | 0 | 0 | 0
Residential_CZ1 - Single Family_Existing_Space Heating_Natural Gas_Boiler - Direct Fuel_E3_Baseline Forecast | Residential | CZ1 - Single Family | Existing | Space Heating | Natural Gas | Boiler - Direct Fuel | E3 | AFUE 85% | Baseline Forecast | 0 | 17.9629 | 36.8053 | 55.4285 | 73.8455 | 92.062 | 110.1059 | 127.8458 | 145.2898 | 162.4523 | 179.3156 | 195.9124 | 211.6721 | 226.5919 | 240.7197 | 254.0965 | 266.7609 | 278.7487 | 290.0971 | 300.8423 | 311.0165 | 320.6531 | 0 | 0 | 0 | 0 | 0 | 0 | 0 | 0 | 0 | 0 | 0 | 0 | 0 | 0 | 0 | 0 | 0 | 0 | 0 | 0 | 0 | 0 | 0 | 0 | 0 | 0 | 0 | 0 | 0
Residential_CZ1 - Single Family_Existing_Space Heating_Natural Gas_Boiler - Direct Fuel_E4_Baseline Forecast | Residential | CZ1 - Single Family | Existing | Space Heating | Natural Gas | Boiler - Direct Fuel | E4 | AFUE 90% | Baseline Forecast | 0 | 17.9629 | 36.8053 | 55.4285 | 73.8455 | 92.062 | 110.1059 | 127.8458 | 145.2898 | 162.4523 | 179.3156 | 195.9124 | 211.6721 | 226.5919 | 240.7197 | 254.0965 | 266.7609 | 278.7487 | 290.0971 | 300.8423 | 311.0165 | 320.6531 | 0 | 0 | 0 | 0 | 0 | 0 | 0 | 0 | 0 | 0 | 0 | 0 | 0 | 0 | 0 | 0 | 0 | 0 | 0 | 0 | 0 | 0 | 0 | 0 | 0 | 0 | 0 | 0 | 0
Residential_CZ1 - Single Family_Existing_Space Heating_Natural Gas_Boiler - Direct Fuel_E5_Baseline Forecast | Residential | CZ1 - Single Family | Existing | Space Heating | Natural Gas | Boiler - Direct Fuel | E5 | AFUE 95% | Baseline Forecast | 0 | 4.5541 | 9.2754 | 13.8985 | 18.4361 | 22.8906 | 27.305 | 31.6372 | 35.883 | 40.0496 | 44.4993 | 48.8647 | 53.0585 | 57.0401 | 60.8248 | 64.4208 | 67.8408 | 71.0974 | 74.2054 | 77.1786 | 80.0325 | 82.7723 | 0 | 0 | 0 | 0 | 0 | 0 | 0 | 0 | 0 | 0 | 0 | 0 | 0 | 0 | 0 | 0 | 0 | 0 | 0 | 0 | 0 | 0 | 0 | 0 | 0 | 0 | 0 | 0 | 0
Residential_CZ1 - Single Family_Existing_Space Heating_Natural Gas_Boiler - Direct Fuel_E6_Baseline Forecast | Residential | CZ1 - Single Family | Existing | Space Heating | Natural Gas | Boiler - Direct Fuel | E6 | AFUE 96% | Baseline Forecast | 0 | 2.2431 | 4.5685 | 6.8455 | 9.0805 | 11.2745 | 13.4487 | 15.5825 | 17.6737 | 19.7259 | 21.9175 | 24.0677 | 26.1333 | 28.0944 | 29.9585 | 31.7296 | 33.4141 | 35.0181 | 36.5489 | 38.0133 | 39.419 | 40.7684 | 0 | 0 | 0 | 0 | 0 | 0 | 0 | 0 | 0 | 0 | 0 | 0 | 0 | 0 | 0 | 0 | 0 | 0 | 0 | 0 | 0 | 0 | 0 | 0 | 0 | 0 | 0 | 0 | 0
Residential_CZ1 - Single Family_Existing_Space Heating_Natural Gas_Boiler - Direct Fuel_E7_Baseline Forecast | Residential | CZ1 - Single Family | Existing | Space Heating | Natural Gas | Boiler - Direct Fuel | E7 | Convert to NG Heat Pump | Baseline Forecast | 0 | 0.26073 | 0.52113 | 0.77941 | 1.0377 | 1.295 | 1.5483 | 1.795 | 2.0327 | 2.2604 | 2.4754 | 2.6745 | 2.8563 | 3.0462 | 3.23 | 3.4089 | 3.5833 | 3.7383 | 3.8751 | 3.9953 | 4.1059 | 4.2078 | 0 | 0 | 0 | 0 | 0 | 0 | 0 | 0 | 0 | 0 | 0 | 0 | 0 | 0 | 0 | 0 | 0 | 0 | 0 | 0 | 0 | 0 | 0 | 0 | 0 | 0 | 0 | 0 | 0
Residential_CZ1 - Single Family_Existing_Space Heating_Natural Gas_Boiler - Direct Fuel_E8_Baseline Forecast | Residential | CZ1 - Single Family | Existing | Space Heating | Natural Gas | Boiler - Direct Fuel | E8 |  | Baseline Forecast | 0 | 0 | 0 | 0 | 0 | 0 | 0 | 0 | 0 | 0 | 0 | 0 | 0 | 0 | 0 | 0 | 0 | 0 | 0 | 0 | 0 | 0 | 0 | 0 | 0 | 0 | 0 | 0 | 0 | 0 | 0 | 0 | 0 | 0 | 0 | 0 | 0 | 0 | 0 | 0 | 0 | 0 | 0 | 0 | 0 | 0 | 0 | 0 | 0 | 0 | 0
Residential_CZ1 - Single Family_Existing_Space Heating_Natural Gas_Boiler - Direct Fuel_E9_Baseline Forecast | Residential | CZ1 - Single Family | Existing | Space Heating | Natural Gas | Boiler - Direct Fuel | E9 |  | Baseline Forecast | 0 | 0 | 0 | 0 | 0 | 0 | 0 | 0 | 0 | 0 | 0 | 0 | 0 | 0 | 0 | 0 | 0 | 0 | 0 | 0 | 0 | 0 | 0 | 0 | 0 | 0 | 0 | 0 | 0 | 0 | 0 | 0 | 0 | 0 | 0 | 0 | 0 | 0 | 0 | 0 | 0 | 0 | 0 | 0 | 0 | 0 | 0 | 0 | 0 | 0 | 0
Residential_CZ1 - Single Family_Existing_Space Heating_Natural Gas_Boiler - Direct Fuel_E10_Baseline Forecast | Residential | CZ1 - Single Family | Existing | Space Heating | Natural Gas | Boiler - Direct Fuel | E10 |  | Baseline Forecast | 0 | 0 | 0 | 0 | 0 | 0 | 0 | 0 | 0 | 0 | 0 | 0 | 0 | 0 | 0 | 0 | 0 | 0 | 0 | 0 | 0 | 0 | 0 | 0 | 0 | 0 | 0 | 0 | 0 | 0 | 0 | 0 | 0 | 0 | 0 | 0 | 0 | 0 | 0 | 0 | 0 | 0 | 0 | 0 | 0 | 0 | 0 | 0 | 0 | 0 | 0
Residential_CZ1 - Single Family_Existing_Space Heating_Natural Gas_Boiler - Direct Fuel_Vintage_Baseline Forecast | Residential | CZ1 - Single Family | Existing | Space Heating | Natural Gas | Boiler - Direct Fuel | Vintage | Vintage | Baseline Forecast | 1734.6047 | 1671.4736 | 1608.99 | 1547.1298 | 1485.8702 | 1425.1896 | 1365.067 | 1305.9033 | 1247.6577 | 1190.2914 | 1133.7675 | 1078.0509 | 1025.0724 | 974.6974 | 926.798 | 881.2525 | 837.9452 | 796.7662 | 757.6108 | 720.3797 | 684.9782 | 651.3164 | 0 | 0 | 0 | 0 | 0 | 0 | 0 | 0 | 0 | 0 | 0 | 0 | 0 | 0 | 0 | 0 | 0 | 0 | 0 | 0 | 0 | 0 | 0 | 0 | 0 | 0 | 0 | 0 | 0
Residential_CZ1 - Single Family_Existing_Secondary Heating_Natural Gas_Fireplace_E1_Baseline Forecast | Residential | CZ1 - Single Family | Existing | Secondary Heating | Natural Gas | Fireplace | E1 | Baseline (50% to 60% FE Rating) | Baseline Forecast | 0 | 1043.5077 | 2053.5683 | 3033.0671 | 3984.6233 | 4910.6148 | 5797.9631 | 6650.0841 | 7470.0785 | 8260.7611 | 9024.687 | 9821.7448 | 10648.5386 | 11501.9869 | 12401.6968 | 13342.9902 | 14321.6224 | 15206.3269 | 16005.7848 | 16727.8756 | 17379.7507 | 17967.9012 | 0 | 0 | 0 | 0 | 0 | 0 | 0 | 0 | 0 | 0 | 0 | 0 | 0 | 0 | 0 | 0 | 0 | 0 | 0 | 0 | 0 | 0 | 0 | 0 | 0 | 0 | 0 | 0 | 0
Residential_CZ1 - Single Family_Existing_Secondary Heating_Natural Gas_Fireplace_E2_Baseline Forecast | Residential | CZ1 - Single Family | Existing | Secondary Heating | Natural Gas | Fireplace | E2 | Tier 1 (70% FE Rating) | Baseline Forecast | 0 | 0 | 0 | 0 | 0 | 0 | 0 | 0 | 0 | 0 | 0 | 0 | 0 | 0 | 0 | 0 | 0 | 0 | 0 | 0 | 0 | 0 | 0 | 0 | 0 | 0 | 0 | 0 | 0 | 0 | 0 | 0 | 0 | 0 | 0 | 0 | 0 | 0 | 0 | 0 | 0 | 0 | 0 | 0 | 0 | 0 | 0 | 0 | 0 | 0 | 0
Residential_CZ1 - Single Family_Existing_Secondary Heating_Natural Gas_Fireplace_E3_Baseline Forecast | Residential | CZ1 - Single Family | Existing | Secondary Heating | Natural Gas | Fireplace | E3 | Tier 2 (77%+ FE Rating) | Baseline Forecast | 0 | 0 | 0 | 0 | 0 | 0 | 0 | 0 | 0 | 0 | 0 | 0 | 0 | 0 | 0 | 0 | 0 | 0 | 0 | 0 | 0 | 0 | 0 | 0 | 0 | 0 | 0 | 0 | 0 | 0 | 0 | 0 | 0 | 0 | 0 | 0 | 0 | 0 | 0 | 0 | 0 | 0 | 0 | 0 | 0 | 0 | 0 | 0 | 0 | 0 | 0
Residential_CZ1 - Single Family_Existing_Secondary Heating_Natural Gas_Fireplace_E4_Baseline Forecast | Residential | CZ1 - Single Family | Existing | Secondary Heating | Natural Gas | Fireplace | E4 |  | Baseline Forecast | 0 | 0 | 0 | 0 | 0 | 0 | 0 | 0 | 0 | 0 | 0 | 0 | 0 | 0 | 0 | 0 | 0 | 0 | 0 | 0 | 0 | 0 | 0 | 0 | 0 | 0 | 0 | 0 | 0 | 0 | 0 | 0 | 0 | 0 | 0 | 0 | 0 | 0 | 0 | 0 | 0 | 0 | 0 | 0 | 0 | 0 | 0 | 0 | 0 | 0 | 0
Residential_CZ1 - Single Family_Existing_Secondary Heating_Natural Gas_Fireplace_E5_Baseline Forecast | Residential | CZ1 - Single Family | Existing | Secondary Heating | Natural Gas | Fireplace | E5 |  | Baseline Forecast | 0 | 0 | 0 | 0 | 0 | 0 | 0 | 0 | 0 | 0 | 0 | 0 | 0 | 0 | 0 | 0 | 0 | 0 | 0 | 0 | 0 | 0 | 0 | 0 | 0 | 0 | 0 | 0 | 0 | 0 | 0 | 0 | 0 | 0 | 0 | 0 | 0 | 0 | 0 | 0 | 0 | 0 | 0 | 0 | 0 | 0 | 0 | 0 | 0 | 0 | 0
Residential_CZ1 - Single Family_Existing_Secondary Heating_Natural Gas_Fireplace_E6_Baseline Forecast | Residential | CZ1 - Single Family | Existing | Secondary Heating | Natural Gas | Fireplace | E6 |  | Baseline Forecast | 0 | 0 | 0 | 0 | 0 | 0 | 0 | 0 | 0 | 0 | 0 | 0 | 0 | 0 | 0 | 0 | 0 | 0 | 0 | 0 | 0 | 0 | 0 | 0 | 0 | 0 | 0 | 0 | 0 | 0 | 0 | 0 | 0 | 0 | 0 | 0 | 0 | 0 | 0 | 0 | 0 | 0 | 0 | 0 | 0 | 0 | 0 | 0 | 0 | 0 | 0
Residential_CZ1 - Single Family_Existing_Secondary Heating_Natural Gas_Fireplace_E7_Baseline Forecast | Residential | CZ1 - Single Family | Existing | Secondary Heating | Natural Gas | Fireplace | E7 |  | Baseline Forecast | 0 | 0 | 0 | 0 | 0 | 0 | 0 | 0 | 0 | 0 | 0 | 0 | 0 | 0 | 0 | 0 | 0 | 0 | 0 | 0 | 0 | 0 | 0 | 0 | 0 | 0 | 0 | 0 | 0 | 0 | 0 | 0 | 0 | 0 | 0 | 0 | 0 | 0 | 0 | 0 | 0 | 0 | 0 | 0 | 0 | 0 | 0 | 0 | 0 | 0 | 0
Residential_CZ1 - Single Family_Existing_Secondary Heating_Natural Gas_Fireplace_E8_Baseline Forecast | Residential | CZ1 - Single Family | Existing | Secondary Heating | Natural Gas | Fireplace | E8 |  | Baseline Forecast | 0 | 0 | 0 | 0 | 0 | 0 | 0 | 0 | 0 | 0 | 0 | 0 | 0 | 0 | 0 | 0 | 0 | 0 | 0 | 0 | 0 | 0 | 0 | 0 | 0 | 0 | 0 | 0 | 0 | 0 | 0 | 0 | 0 | 0 | 0 | 0 | 0 | 0 | 0 | 0 | 0 | 0 | 0 | 0 | 0 | 0 | 0 | 0 | 0 | 0 | 0
Residential_CZ1 - Single Family_Existing_Secondary Heating_Natural Gas_Fireplace_E9_Baseline Forecast | Residential | CZ1 - Single Family | Existing | Secondary Heating | Natural Gas | Fireplace | E9 |  | Baseline Forecast | 0 | 0 | 0 | 0 | 0 | 0 | 0 | 0 | 0 | 0 | 0 | 0 | 0 | 0 | 0 | 0 | 0 | 0 | 0 | 0 | 0 | 0 | 0 | 0 | 0 | 0 | 0 | 0 | 0 | 0 | 0 | 0 | 0 | 0 | 0 | 0 | 0 | 0 | 0 | 0 | 0 | 0 | 0 | 0 | 0 | 0 | 0 | 0 | 0 | 0 | 0
Residential_CZ1 - Single Family_Existing_Secondary Heating_Natural Gas_Fireplace_E10_Baseline Forecast | Residential | CZ1 - Single Family | Existing | Secondary Heating | Natural Gas | Fireplace | E10 |  | Baseline Forecast | 0 | 0 | 0 | 0 | 0 | 0 | 0 | 0 | 0 | 0 | 0 | 0 | 0 | 0 | 0 | 0 | 0 | 0 | 0 | 0 | 0 | 0 | 0 | 0 | 0 | 0 | 0 | 0 | 0 | 0 | 0 | 0 | 0 | 0 | 0 | 0 | 0 | 0 | 0 | 0 | 0 | 0 | 0 | 0 | 0 | 0 | 0 | 0 | 0 | 0 | 0
Residential_CZ1 - Single Family_Existing_Secondary Heating_Natural Gas_Fireplace_Vintage_Baseline Forecast | Residential | CZ1 - Single Family | Existing | Secondary Heating | Natural Gas | Fireplace | Vintage | Vintage | Baseline Forecast | 24952.6104 | 23869.1786 | 22819.2576 | 21799.9623 | 20808.6732 | 19843.0125 | 18916.0584 | 18024.395 | 17164.9214 | 16334.8228 | 15531.5439 | 14695.1962 | 13829.1753 | 12936.5626 | 11997.7511 | 11017.4186 | 9999.8097 | 9076.1909 | 8237.8809 | 7477.0003 | 6786.3974 | 6159.581 | 0 | 0 | 0 | 0 | 0 | 0 | 0 | 0 | 0 | 0 | 0 | 0 | 0 | 0 | 0 | 0 | 0 | 0 | 0 | 0 | 0 | 0 | 0 | 0 | 0 | 0 | 0 | 0 | 0
Residential_CZ1 - Single Family_Existing_Water Heating_Natural Gas_Water Heater <= 55 gal._E1_Baseline Forecast | Residential | CZ1 - Single Family | Existing | Water Heating | Natural Gas | Water Heater <= 55 gal. | E1 | Baseline (UEF 0.58) | Baseline Forecast | 0 | 394.0864 | 802.0257 | 1220.9157 | 1648.091 | 2083.156 | 2515.391 | 2939.9409 | 3359.4244 | 3773.4123 | 4145.5532 | 4514.2523 | 4819.3081 | 5071.4912 | 5277.544 | 5443.6789 | 5574.8503 | 5676.6277 | 5753.718 | 5799.1745 | 5826.0881 | 5842.502 | 0 | 0 | 0 | 0 | 0 | 0 | 0 | 0 | 0 | 0 | 0 | 0 | 0 | 0 | 0 | 0 | 0 | 0 | 0 | 0 | 0 | 0 | 0 | 0 | 0 | 0 | 0 | 0 | 0
Residential_CZ1 - Single Family_Existing_Water Heating_Natural Gas_Water Heater <= 55 gal._E2_Baseline Forecast | Residential | CZ1 - Single Family | Existing | Water Heating | Natural Gas | Water Heater <= 55 gal. | E2 | ENERGY STAR (UEF 0.64) | Baseline Forecast | 0 | 2335.8208 | 4697.6259 | 7081.1749 | 9483.0307 | 11898.3627 | 14333.4277 | 16745.2053 | 19134.3109 | 21503.9412 | 23892.8172 | 26264.5654 | 28293.8536 | 30028.4954 | 31511.8912 | 32780.733 | 33866.7872 | 34795.9113 | 35590.2856 | 36279.8693 | 36871.2639 | 37373.284 | 0 | 0 | 0 | 0 | 0 | 0 | 0 | 0 | 0 | 0 | 0 | 0 | 0 | 0 | 0 | 0 | 0 | 0 | 0 | 0 | 0 | 0 | 0 | 0 | 0 | 0 | 0 | 0 | 0
Residential_CZ1 - Single Family_Existing_Water Heating_Natural Gas_Water Heater <= 55 gal._E3_Baseline Forecast | Residential | CZ1 - Single Family | Existing | Water Heating | Natural Gas | Water Heater <= 55 gal. | E3 | Condensing (UEF 0.81) | Baseline Forecast | 0 | 113.7436 | 229.1463 | 345.9136 | 463.7866 | 582.551 | 702.0175 | 820.1976 | 937.2215 | 1053.2038 | 1168.2448 | 1282.4291 | 1379.6899 | 1462.4738 | 1532.8662 | 1592.6579 | 1643.3773 | 1686.3299 | 1722.6397 | 1753.2656 | 1779.0292 | 1800.628 | 0 | 0 | 0 | 0 | 0 | 0 | 0 | 0 | 0 | 0 | 0 | 0 | 0 | 0 | 0 | 0 | 0 | 0 | 0 | 0 | 0 | 0 | 0 | 0 | 0 | 0 | 0 | 0 | 0
Residential_CZ1 - Single Family_Existing_Water Heating_Natural Gas_Water Heater <= 55 gal._E4_Baseline Forecast | Residential | CZ1 - Single Family | Existing | Water Heating | Natural Gas | Water Heater <= 55 gal. | E4 | Instantaneous - ENERGY STAR (UEF 0.87) | Baseline Forecast | 0 | 0 | 0 | 0 | 0 | 0 | 0 | 0 | 0 | 0 | 0 | 0 | 0 | 0 | 0 | 0 | 0 | 0 | 0 | 0 | 0 | 0 | 0 | 0 | 0 | 0 | 0 | 0 | 0 | 0 | 0 | 0 | 0 | 0 | 0 | 0 | 0 | 0 | 0 | 0 | 0 | 0 | 0 | 0 | 0 | 0 | 0 | 0 | 0 | 0 | 0
Residential_CZ1 - Single Family_Existing_Water Heating_Natural Gas_Water Heater <= 55 gal._E5_Baseline Forecast | Residential | CZ1 - Single Family | Existing | Water Heating | Natural Gas | Water Heater <= 55 gal. | E5 | Instantaneous - Condensing (UEF 0.92) | Baseline Forecast | 0 | 0 | 0 | 0 | 0 | 0 | 0 | 0 | 0 | 0 | 0 | 0 | 0 | 0 | 0 | 0 | 0 | 0 | 0 | 0 | 0 | 0 | 0 | 0 | 0 | 0 | 0 | 0 | 0 | 0 | 0 | 0 | 0 | 0 | 0 | 0 | 0 | 0 | 0 | 0 | 0 | 0 | 0 | 0 | 0 | 0 | 0 | 0 | 0 | 0 | 0
Residential_CZ1 - Single Family_Existing_Water Heating_Natural Gas_Water Heater <= 55 gal._E6_Baseline Forecast | Residential | CZ1 - Single Family | Existing | Water Heating | Natural Gas | Water Heater <= 55 gal. | E6 | NEEA Gas-Fired Absorption HPWH (EF 1.2) | Baseline Forecast | 0 | 0 | 0 | 0 | 0 | 0 | 0 | 0 | 0 | 0 | 0 | 0 | 0 | 0 | 0 | 0 | 0 | 0 | 0 | 0 | 0 | 0 | 0 | 0 | 0 | 0 | 0 | 0 | 0 | 0 | 0 | 0 | 0 | 0 | 0 | 0 | 0 | 0 | 0 | 0 | 0 | 0 | 0 | 0 | 0 | 0 | 0 | 0 | 0 | 0 | 0
Residential_CZ1 - Single Family_Existing_Water Heating_Natural Gas_Water Heater <= 55 gal._E7_Baseline Forecast | Residential | CZ1 - Single Family | Existing | Water Heating | Natural Gas | Water Heater <= 55 gal. | E7 | NEEA Gas-Fired Absorption HPWH (EF 1.7) | Baseline Forecast | 0 | 0 | 0 | 0 | 0 | 0 | 0 | 0 | 0 | 0 | 0 | 0 | 0 | 0 | 0 | 0 | 0 | 0 | 0 | 0 | 0 | 0 | 0 | 0 | 0 | 0 | 0 | 0 | 0 | 0 | 0 | 0 | 0 | 0 | 0 | 0 | 0 | 0 | 0 | 0 | 0 | 0 | 0 | 0 | 0 | 0 | 0 | 0 | 0 | 0 | 0
Residential_CZ1 - Single Family_Existing_Water Heating_Natural Gas_Water Heater <= 55 gal._E8_Baseline Forecast | Residential | CZ1 - Single Family | Existing | Water Heating | Natural Gas | Water Heater <= 55 gal. | E8 |  | Baseline Forecast | 0 | 0 | 0 | 0 | 0 | 0 | 0 | 0 | 0 | 0 | 0 | 0 | 0 | 0 | 0 | 0 | 0 | 0 | 0 | 0 | 0 | 0 | 0 | 0 | 0 | 0 | 0 | 0 | 0 | 0 | 0 | 0 | 0 | 0 | 0 | 0 | 0 | 0 | 0 | 0 | 0 | 0 | 0 | 0 | 0 | 0 | 0 | 0 | 0 | 0 | 0
Residential_CZ1 - Single Family_Existing_Water Heating_Natural Gas_Water Heater <= 55 gal._E9_Baseline Forecast | Residential | CZ1 - Single Family | Existing | Water Heating | Natural Gas | Water Heater <= 55 gal. | E9 |  | Baseline Forecast | 0 | 0 | 0 | 0 | 0 | 0 | 0 | 0 | 0 | 0 | 0 | 0 | 0 | 0 | 0 | 0 | 0 | 0 | 0 | 0 | 0 | 0 | 0 | 0 | 0 | 0 | 0 | 0 | 0 | 0 | 0 | 0 | 0 | 0 | 0 | 0 | 0 | 0 | 0 | 0 | 0 | 0 | 0 | 0 | 0 | 0 | 0 | 0 | 0 | 0 | 0
Residential_CZ1 - Single Family_Existing_Water Heating_Natural Gas_Water Heater <= 55 gal._E10_Baseline Forecast | Residential | CZ1 - Single Family | Existing | Water Heating | Natural Gas | Water Heater <= 55 gal. | E10 |  | Baseline Forecast | 0 | 0 | 0 | 0 | 0 | 0 | 0 | 0 | 0 | 0 | 0 | 0 | 0 | 0 | 0 | 0 | 0 | 0 | 0 | 0 | 0 | 0 | 0 | 0 | 0 | 0 | 0 | 0 | 0 | 0 | 0 | 0 | 0 | 0 | 0 | 0 | 0 | 0 | 0 | 0 | 0 | 0 | 0 | 0 | 0 | 0 | 0 | 0 | 0 | 0 | 0
Residential_CZ1 - Single Family_Existing_Water Heating_Natural Gas_Water Heater <= 55 gal._Vintage_Baseline Forecast | Residential | CZ1 - Single Family | Existing | Water Heating | Natural Gas | Water Heater <= 55 gal. | Vintage | Vintage | Baseline Forecast | 50348.4984 | 47424.29 | 44458.7141 | 41459.2078 | 38432.1322 | 35382.9276 | 32316.2458 | 29281.9509 | 26276.6782 | 23297.5455 | 20342.0827 | 17408.1732 | 14897.4172 | 12748.784 | 10910.0451 | 9336.5049 | 7989.9141 | 6837.5402 | 5851.3716 | 5007.4366 | 4285.2212 | 3667.1699 | 0 | 0 | 0 | 0 | 0 | 0 | 0 | 0 | 0 | 0 | 0 | 0 | 0 | 0 | 0 | 0 | 0 | 0 | 0 | 0 | 0 | 0 | 0 | 0 | 0 | 0 | 0 | 0 | 0
Residential_CZ1 - Single Family_Existing_Water Heating_Natural Gas_Water Heater > 55 gal._E1_Baseline Forecast | Residential | CZ1 - Single Family | Existing | Water Heating | Natural Gas | Water Heater > 55 gal. | E1 | Standard (UEF 0.77) | Baseline Forecast | 0 | 56.961 | 163.5834 | 312.5628 | 496.9864 | 711.5602 | 946.1552 | 1197.1314 | 1461.865 | 1736.6307 | 1993.7234 | 2259.8557 | 2515.25 | 2752.0274 | 2963.8069 | 3147.4028 | 3301.4575 | 3426.7265 | 3525.1443 | 3585.2846 | 3615.4243 | 3625.5212 | 0 | 0 | 0 | 0 | 0 | 0 | 0 | 0 | 0 | 0 | 0 | 0 | 0 | 0 | 0 | 0 | 0 | 0 | 0 | 0 | 0 | 0 | 0 | 0 | 0 | 0 | 0 | 0 | 0
Residential_CZ1 - Single Family_Existing_Water Heating_Natural Gas_Water Heater > 55 gal._E2_Baseline Forecast | Residential | CZ1 - Single Family | Existing | Water Heating | Natural Gas | Water Heater > 55 gal. | E2 | ENERGY STAR (3.2) - UEF 0.78 | Baseline Forecast | 0 | 337.6184 | 617.8508 | 849.2817 | 1039.9098 | 1195.9171 | 1328.1832 | 1434.3837 | 1518.6609 | 1586.0227 | 1665.1969 | 1729.2967 | 1742.6639 | 1723.4393 | 1686.3976 | 1641.538 | 1595.7833 | 1552.9667 | 1517.1422 | 1503.6907 | 1507.4983 | 1521.2804 | 0 | 0 | 0 | 0 | 0 | 0 | 0 | 0 | 0 | 0 | 0 | 0 | 0 | 0 | 0 | 0 | 0 | 0 | 0 | 0 | 0 | 0 | 0 | 0 | 0 | 0 | 0 | 0 | 0
Residential_CZ1 - Single Family_Existing_Water Heating_Natural Gas_Water Heater > 55 gal._E3_Baseline Forecast | Residential | CZ1 - Single Family | Existing | Water Heating | Natural Gas | Water Heater > 55 gal. | E3 | Condensing (UEF 0.82) | Baseline Forecast | 0 | 16.4404 | 46.6035 | 88.1336 | 139.0259 | 197.606 | 262.4507 | 332.3171 | 406.1729 | 483.1521 | 562.5892 | 644.9641 | 727.6656 | 809.253 | 888.8817 | 966.1985 | 1041.1667 | 1113.9285 | 1182.5445 | 1246.5247 | 1305.6713 | 1359.8483 | 0 | 0 | 0 | 0 | 0 | 0 | 0 | 0 | 0 | 0 | 0 | 0 | 0 | 0 | 0 | 0 | 0 | 0 | 0 | 0 | 0 | 0 | 0 | 0 | 0 | 0 | 0 | 0 | 0
Residential_CZ1 - Single Family_Existing_Water Heating_Natural Gas_Water Heater > 55 gal._E4_Baseline Forecast | Residential | CZ1 - Single Family | Existing | Water Heating | Natural Gas | Water Heater > 55 gal. | E4 | Instantaneous - ENERGY STAR (UEF 0.87) | Baseline Forecast | 0 | 0 | 0 | 0 | 0 | 0 | 0 | 0 | 0 | 0 | 0 | 0 | 0 | 0 | 0 | 0 | 0 | 0 | 0 | 0 | 0 | 0 | 0 | 0 | 0 | 0 | 0 | 0 | 0 | 0 | 0 | 0 | 0 | 0 | 0 | 0 | 0 | 0 | 0 | 0 | 0 | 0 | 0 | 0 | 0 | 0 | 0 | 0 | 0 | 0 | 0
Residential_CZ1 - Single Family_Existing_Water Heating_Natural Gas_Water Heater > 55 gal._E5_Baseline Forecast | Residential | CZ1 - Single Family | Existing | Water Heating | Natural Gas | Water Heater > 55 gal. | E5 | Instantaneous - Condensing (UEF 0.92) | Baseline Forecast | 0 | 0 | 0 | 0 | 0 | 0 | 0 | 0 | 0 | 0 | 0 | 0 | 0 | 0 | 0 | 0 | 0 | 0 | 0 | 0 | 0 | 0 | 0 | 0 | 0 | 0 | 0 | 0 | 0 | 0 | 0 | 0 | 0 | 0 | 0 | 0 | 0 | 0 | 0 | 0 | 0 | 0 | 0 | 0 | 0 | 0 | 0 | 0 | 0 | 0 | 0
Residential_CZ1 - Single Family_Existing_Water Heating_Natural Gas_Water Heater > 55 gal._E6_Baseline Forecast | Residential | CZ1 - Single Family | Existing | Water Heating | Natural Gas | Water Heater > 55 gal. | E6 | NEEA Gas-Fired Absorption HPWH (EF 1.3) | Baseline Forecast | 0 | 0 | 0 | 0 | 0 | 0 | 0 | 0 | 0 | 0 | 0 | 0 | 0 | 0 | 0 | 0 | 0 | 0 | 0 | 0 | 0 | 0 | 0 | 0 | 0 | 0 | 0 | 0 | 0 | 0 | 0 | 0 | 0 | 0 | 0 | 0 | 0 | 0 | 0 | 0 | 0 | 0 | 0 | 0 | 0 | 0 | 0 | 0 | 0 | 0 | 0
Residential_CZ1 - Single Family_Existing_Water Heating_Natural Gas_Water Heater > 55 gal._E7_Baseline Forecast | Residential | CZ1 - Single Family | Existing | Water Heating | Natural Gas | Water Heater > 55 gal. | E7 | NEEA Gas-Fired Absorption HPWH (EF 1.7) | Baseline Forecast | 0 | 0 | 0 | 0 | 0 | 0 | 0 | 0 | 0 | 0 | 0 | 0 | 0 | 0 | 0 | 0 | 0 | 0 | 0 | 0 | 0 | 0 | 0 | 0 | 0 | 0 | 0 | 0 | 0 | 0 | 0 | 0 | 0 | 0 | 0 | 0 | 0 | 0 | 0 | 0 | 0 | 0 | 0 | 0 | 0 | 0 | 0 | 0 | 0 | 0 | 0
Residential_CZ1 - Single Family_Existing_Water Heating_Natural Gas_Water Heater > 55 gal._E8_Baseline Forecast | Residential | CZ1 - Single Family | Existing | Water Heating | Natural Gas | Water Heater > 55 gal. | E8 |  | Baseline Forecast | 0 | 0 | 0 | 0 | 0 | 0 | 0 | 0 | 0 | 0 | 0 | 0 | 0 | 0 | 0 | 0 | 0 | 0 | 0 | 0 | 0 | 0 | 0 | 0 | 0 | 0 | 0 | 0 | 0 | 0 | 0 | 0 | 0 | 0 | 0 | 0 | 0 | 0 | 0 | 0 | 0 | 0 | 0 | 0 | 0 | 0 | 0 | 0 | 0 | 0 | 0
Residential_CZ1 - Single Family_Existing_Water Heating_Natural Gas_Water Heater > 55 gal._E9_Baseline Forecast | Residential | CZ1 - Single Family | Existing | Water Heating | Natural Gas | Water Heater > 55 gal. | E9 |  | Baseline Forecast | 0 | 0 | 0 | 0 | 0 | 0 | 0 | 0 | 0 | 0 | 0 | 0 | 0 | 0 | 0 | 0 | 0 | 0 | 0 | 0 | 0 | 0 | 0 | 0 | 0 | 0 | 0 | 0 | 0 | 0 | 0 | 0 | 0 | 0 | 0 | 0 | 0 | 0 | 0 | 0 | 0 | 0 | 0 | 0 | 0 | 0 | 0 | 0 | 0 | 0 | 0
Residential_CZ1 - Single Family_Existing_Water Heating_Natural Gas_Water Heater > 55 gal._E10_Baseline Forecast | Residential | CZ1 - Single Family | Existing | Water Heating | Natural Gas | Water Heater > 55 gal. | E10 |  | Baseline Forecast | 0 | 0 | 0 | 0 | 0 | 0 | 0 | 0 | 0 | 0 | 0 | 0 | 0 | 0 | 0 | 0 | 0 | 0 | 0 | 0 | 0 | 0 | 0 | 0 | 0 | 0 | 0 | 0 | 0 | 0 | 0 | 0 | 0 | 0 | 0 | 0 | 0 | 0 | 0 | 0 | 0 | 0 | 0 | 0 | 0 | 0 | 0 | 0 | 0 | 0 | 0
Residential_CZ1 - Single Family_Existing_Water Heating_Natural Gas_Water Heater > 55 gal._Vintage_Baseline Forecast | Residential | CZ1 - Single Family | Existing | Water Heating | Natural Gas | Water Heater > 55 gal. | Vintage | Vintage | Baseline Forecast | 7277.3467 | 6854.6831 | 6426.0402 | 5992.4931 | 5554.9611 | 5114.2306 | 4670.9739 | 4232.3985 | 3798.0179 | 3367.4155 | 2940.2344 | 2516.1686 | 2153.2652 | 1842.7028 | 1576.9324 | 1349.4937 | 1154.8582 | 988.2946 | 845.7543 | 723.7724 | 619.3837 | 530.0509 | 0 | 0 | 0 | 0 | 0 | 0 | 0 | 0 | 0 | 0 | 0 | 0 | 0 | 0 | 0 | 0 | 0 | 0 | 0 | 0 | 0 | 0 | 0 | 0 | 0 | 0 | 0 | 0 | 0
Residential_CZ1 - Single Family_Existing_Appliances_Natural Gas_Clothes Dryer_E1_Baseline Forecast | Residential | CZ1 - Single Family | Existing | Appliances | Natural Gas | Clothes Dryer | E1 | Standard | Baseline Forecast | 0 | 209.1298 | 434.1274 | 673.6371 | 926.4075 | 1191.3071 | 1467.1606 | 1736.0752 | 1998.5736 | 2255.0983 | 2500.7188 | 2741.7525 | 2961.9452 | 3163.4819 | 3347.8259 | 3516.3552 | 3670.2776 | 3810.7015 | 3938.7075 | 4055.3424 | 4161.4903 | 4258.3029 | 0 | 0 | 0 | 0 | 0 | 0 | 0 | 0 | 0 | 0 | 0 | 0 | 0 | 0 | 0 | 0 | 0 | 0 | 0 | 0 | 0 | 0 | 0 | 0 | 0 | 0 | 0 | 0 | 0
Residential_CZ1 - Single Family_Existing_Appliances_Natural Gas_Clothes Dryer_E2_Baseline Forecast | Residential | CZ1 - Single Family | Existing | Appliances | Natural Gas | Clothes Dryer | E2 | NEEA/ENERGY STAR (CE >60%) | Baseline Forecast | 0 | 167.2863 | 347.0979 | 538.3784 | 740.1565 | 951.5154 | 1171.7439 | 1386.5095 | 1596.1755 | 1801.116 | 2007.0143 | 2208.2467 | 2394.3735 | 2566.0297 | 2724.3513 | 2870.3557 | 3005.0426 | 3129.3381 | 3244.0366 | 3349.8192 | 3447.3945 | 3537.0783 | 0 | 0 | 0 | 0 | 0 | 0 | 0 | 0 | 0 | 0 | 0 | 0 | 0 | 0 | 0 | 0 | 0 | 0 | 0 | 0 | 0 | 0 | 0 | 0 | 0 | 0 | 0 | 0 | 0
Residential_CZ1 - Single Family_Existing_Appliances_Natural Gas_Clothes Dryer_E3_Baseline Forecast | Residential | CZ1 - Single Family | Existing | Appliances | Natural Gas | Clothes Dryer | E3 |  | Baseline Forecast | 0 | 0 | 0 | 0 | 0 | 0 | 0 | 0 | 0 | 0 | 0 | 0 | 0 | 0 | 0 | 0 | 0 | 0 | 0 | 0 | 0 | 0 | 0 | 0 | 0 | 0 | 0 | 0 | 0 | 0 | 0 | 0 | 0 | 0 | 0 | 0 | 0 | 0 | 0 | 0 | 0 | 0 | 0 | 0 | 0 | 0 | 0 | 0 | 0 | 0 | 0
Residential_CZ1 - Single Family_Existing_Appliances_Natural Gas_Clothes Dryer_E4_Baseline Forecast | Residential | CZ1 - Single Family | Existing | Appliances | Natural Gas | Clothes Dryer | E4 |  | Baseline Forecast | 0 | 0 | 0 | 0 | 0 | 0 | 0 | 0 | 0 | 0 | 0 | 0 | 0 | 0 | 0 | 0 | 0 | 0 | 0 | 0 | 0 | 0 | 0 | 0 | 0 | 0 | 0 | 0 | 0 | 0 | 0 | 0 | 0 | 0 | 0 | 0 | 0 | 0 | 0 | 0 | 0 | 0 | 0 | 0 | 0 | 0 | 0 | 0 | 0 | 0 | 0
Residential_CZ1 - Single Family_Existing_Appliances_Natural Gas_Clothes Dryer_E5_Baseline Forecast | Residential | CZ1 - Single Family | Existing | Appliances | Natural Gas | Clothes Dryer | E5 |  | Baseline Forecast | 0 | 0 | 0 | 0 | 0 | 0 | 0 | 0 | 0 | 0 | 0 | 0 | 0 | 0 | 0 | 0 | 0 | 0 | 0 | 0 | 0 | 0 | 0 | 0 | 0 | 0 | 0 | 0 | 0 | 0 | 0 | 0 | 0 | 0 | 0 | 0 | 0 | 0 | 0 | 0 | 0 | 0 | 0 | 0 | 0 | 0 | 0 | 0 | 0 | 0 | 0
Residential_CZ1 - Single Family_Existing_Appliances_Natural Gas_Clothes Dryer_E6_Baseline Forecast | Residential | CZ1 - Single Family | Existing | Appliances | Natural Gas | Clothes Dryer | E6 |  | Baseline Forecast | 0 | 0 | 0 | 0 | 0 | 0 | 0 | 0 | 0 | 0 | 0 | 0 | 0 | 0 | 0 | 0 | 0 | 0 | 0 | 0 | 0 | 0 | 0 | 0 | 0 | 0 | 0 | 0 | 0 | 0 | 0 | 0 | 0 | 0 | 0 | 0 | 0 | 0 | 0 | 0 | 0 | 0 | 0 | 0 | 0 | 0 | 0 | 0 | 0 | 0 | 0
Residential_CZ1 - Single Family_Existing_Appliances_Natural Gas_Clothes Dryer_E7_Baseline Forecast | Residential | CZ1 - Single Family | Existing | Appliances | Natural Gas | Clothes Dryer | E7 |  | Baseline Forecast | 0 | 0 | 0 | 0 | 0 | 0 | 0 | 0 | 0 | 0 | 0 | 0 | 0 | 0 | 0 | 0 | 0 | 0 | 0 | 0 | 0 | 0 | 0 | 0 | 0 | 0 | 0 | 0 | 0 | 0 | 0 | 0 | 0 | 0 | 0 | 0 | 0 | 0 | 0 | 0 | 0 | 0 | 0 | 0 | 0 | 0 | 0 | 0 | 0 | 0 | 0
Residential_CZ1 - Single Family_Existing_Appliances_Natural Gas_Clothes Dryer_E8_Baseline Forecast | Residential | CZ1 - Single Family | Existing | Appliances | Natural Gas | Clothes Dryer | E8 |  | Baseline Forecast | 0 | 0 | 0 | 0 | 0 | 0 | 0 | 0 | 0 | 0 | 0 | 0 | 0 | 0 | 0 | 0 | 0 | 0 | 0 | 0 | 0 | 0 | 0 | 0 | 0 | 0 | 0 | 0 | 0 | 0 | 0 | 0 | 0 | 0 | 0 | 0 | 0 | 0 | 0 | 0 | 0 | 0 | 0 | 0 | 0 | 0 | 0 | 0 | 0 | 0 | 0
Residential_CZ1 - Single Family_Existing_Appliances_Natural Gas_Clothes Dryer_E9_Baseline Forecast | Residential | CZ1 - Single Family | Existing | Appliances | Natural Gas | Clothes Dryer | E9 |  | Baseline Forecast | 0 | 0 | 0 | 0 | 0 | 0 | 0 | 0 | 0 | 0 | 0 | 0 | 0 | 0 | 0 | 0 | 0 | 0 | 0 | 0 | 0 | 0 | 0 | 0 | 0 | 0 | 0 | 0 | 0 | 0 | 0 | 0 | 0 | 0 | 0 | 0 | 0 | 0 | 0 | 0 | 0 | 0 | 0 | 0 | 0 | 0 | 0 | 0 | 0 | 0 | 0
Residential_CZ1 - Single Family_Existing_Appliances_Natural Gas_Clothes Dryer_E10_Baseline Forecast | Residential | CZ1 - Single Family | Existing | Appliances | Natural Gas | Clothes Dryer | E10 |  | Baseline Forecast | 0 | 0 | 0 | 0 | 0 | 0 | 0 | 0 | 0 | 0 | 0 | 0 | 0 | 0 | 0 | 0 | 0 | 0 | 0 | 0 | 0 | 0 | 0 | 0 | 0 | 0 | 0 | 0 | 0 | 0 | 0 | 0 | 0 | 0 | 0 | 0 | 0 | 0 | 0 | 0 | 0 | 0 | 0 | 0 | 0 | 0 | 0 | 0 | 0 | 0 | 0
Residential_CZ1 - Single Family_Existing_Appliances_Natural Gas_Clothes Dryer_Vintage_Baseline Forecast | Residential | CZ1 - Single Family | Existing | Appliances | Natural Gas | Clothes Dryer | Vintage | Vintage | Baseline Forecast | 10527.5517 | 10134.2916 | 9712.6652 | 9265.0848 | 8793.773 | 8300.7778 | 7787.9862 | 7287.6229 | 6798.8021 | 6320.7073 | 5852.5855 | 5393.7428 | 4970.8733 | 4581.1569 | 4221.9942 | 3890.9898 | 3585.9362 | 3304.7988 | 3045.7026 | 2806.9195 | 2586.857 | 2384.0474 | 0 | 0 | 0 | 0 | 0 | 0 | 0 | 0 | 0 | 0 | 0 | 0 | 0 | 0 | 0 | 0 | 0 | 0 | 0 | 0 | 0 | 0 | 0 | 0 | 0 | 0 | 0 | 0 | 0
Residential_CZ1 - Single Family_Existing_Appliances_Natural Gas_Stove/Oven_E1_Baseline Forecast | Residential | CZ1 - Single Family | Existing | Appliances | Natural Gas | Stove/Oven | E1 | Typical - (914 + 1915 IAEC) | Baseline Forecast | 0 | 1164.6823 | 2285.1019 | 3367.0917 | 4415.6652 | 5432.1562 | 6419.982 | 7383.04 | 8324.6647 | 9247.4818 | 10135.8939 | 10888.9449 | 11523.2186 | 12057.6647 | 12506.7666 | 12883.0507 | 13197.1473 | 13458.0596 | 13664.4591 | 13833.5967 | 13973.3976 | 14087.7868 | 0 | 0 | 0 | 0 | 0 | 0 | 0 | 0 | 0 | 0 | 0 | 0 | 0 | 0 | 0 | 0 | 0 | 0 | 0 | 0 | 0 | 0 | 0 | 0 | 0 | 0 | 0 | 0 | 0
Residential_CZ1 - Single Family_Existing_Appliances_Natural Gas_Stove/Oven_E2_Baseline Forecast | Residential | CZ1 - Single Family | Existing | Appliances | Natural Gas | Stove/Oven | E2 | High Efficiency (730 + 1660 IAEC) | Baseline Forecast | 0 | 499.9315 | 979.671 | 1442.1154 | 1889.7236 | 2323.0687 | 2744.87 | 3156.4829 | 3559.0694 | 3953.8529 | 4359.7264 | 4709.1708 | 5013.272 | 5276.7595 | 5505.4135 | 5704.049 | 5876.8757 | 6027.5901 | 6168.3888 | 6291.3214 | 6396.4217 | 6486.5759 | 0 | 0 | 0 | 0 | 0 | 0 | 0 | 0 | 0 | 0 | 0 | 0 | 0 | 0 | 0 | 0 | 0 | 0 | 0 | 0 | 0 | 0 | 0 | 0 | 0 | 0 | 0 | 0 | 0
Residential_CZ1 - Single Family_Existing_Appliances_Natural Gas_Stove/Oven_E3_Baseline Forecast | Residential | CZ1 - Single Family | Existing | Appliances | Natural Gas | Stove/Oven | E3 |  | Baseline Forecast | 0 | 0 | 0 | 0 | 0 | 0 | 0 | 0 | 0 | 0 | 0 | 0 | 0 | 0 | 0 | 0 | 0 | 0 | 0 | 0 | 0 | 0 | 0 | 0 | 0 | 0 | 0 | 0 | 0 | 0 | 0 | 0 | 0 | 0 | 0 | 0 | 0 | 0 | 0 | 0 | 0 | 0 | 0 | 0 | 0 | 0 | 0 | 0 | 0 | 0 | 0
Residential_CZ1 - Single Family_Existing_Appliances_Natural Gas_Stove/Oven_E4_Baseline Forecast | Residential | CZ1 - Single Family | Existing | Appliances | Natural Gas | Stove/Oven | E4 |  | Baseline Forecast | 0 | 0 | 0 | 0 | 0 | 0 | 0 | 0 | 0 | 0 | 0 | 0 | 0 | 0 | 0 | 0 | 0 | 0 | 0 | 0 | 0 | 0 | 0 | 0 | 0 | 0 | 0 | 0 | 0 | 0 | 0 | 0 | 0 | 0 | 0 | 0 | 0 | 0 | 0 | 0 | 0 | 0 | 0 | 0 | 0 | 0 | 0 | 0 | 0 | 0 | 0
Residential_CZ1 - Single Family_Existing_Appliances_Natural Gas_Stove/Oven_E5_Baseline Forecast | Residential | CZ1 - Single Family | Existing | Appliances | Natural Gas | Stove/Oven | E5 |  | Baseline Forecast | 0 | 0 | 0 | 0 | 0 | 0 | 0 | 0 | 0 | 0 | 0 | 0 | 0 | 0 | 0 | 0 | 0 | 0 | 0 | 0 | 0 | 0 | 0 | 0 | 0 | 0 | 0 | 0 | 0 | 0 | 0 | 0 | 0 | 0 | 0 | 0 | 0 | 0 | 0 | 0 | 0 | 0 | 0 | 0 | 0 | 0 | 0 | 0 | 0 | 0 | 0
Residential_CZ1 - Single Family_Existing_Appliances_Natural Gas_Stove/Oven_E6_Baseline Forecast | Residential | CZ1 - Single Family | Existing | Appliances | Natural Gas | Stove/Oven | E6 |  | Baseline Forecast | 0 | 0 | 0 | 0 | 0 | 0 | 0 | 0 | 0 | 0 | 0 | 0 | 0 | 0 | 0 | 0 | 0 | 0 | 0 | 0 | 0 | 0 | 0 | 0 | 0 | 0 | 0 | 0 | 0 | 0 | 0 | 0 | 0 | 0 | 0 | 0 | 0 | 0 | 0 | 0 | 0 | 0 | 0 | 0 | 0 | 0 | 0 | 0 | 0 | 0 | 0
Residential_CZ1 - Single Family_Existing_Appliances_Natural Gas_Stove/Oven_E7_Baseline Forecast | Residential | CZ1 - Single Family | Existing | Appliances | Natural Gas | Stove/Oven | E7 |  | Baseline Forecast | 0 | 0 | 0 | 0 | 0 | 0 | 0 | 0 | 0 | 0 | 0 | 0 | 0 | 0 | 0 | 0 | 0 | 0 | 0 | 0 | 0 | 0 | 0 | 0 | 0 | 0 | 0 | 0 | 0 | 0 | 0 | 0 | 0 | 0 | 0 | 0 | 0 | 0 | 0 | 0 | 0 | 0 | 0 | 0 | 0 | 0 | 0 | 0 | 0 | 0 | 0
Residential_CZ1 - Single Family_Existing_Appliances_Natural Gas_Stove/Oven_E8_Baseline Forecast | Residential | CZ1 - Single Family | Existing | Appliances | Natural Gas | Stove/Oven | E8 |  | Baseline Forecast | 0 | 0 | 0 | 0 | 0 | 0 | 0 | 0 | 0 | 0 | 0 | 0 | 0 | 0 | 0 | 0 | 0 | 0 | 0 | 0 | 0 | 0 | 0 | 0 | 0 | 0 | 0 | 0 | 0 | 0 | 0 | 0 | 0 | 0 | 0 | 0 | 0 | 0 | 0 | 0 | 0 | 0 | 0 | 0 | 0 | 0 | 0 | 0 | 0 | 0 | 0
Residential_CZ1 - Single Family_Existing_Appliances_Natural Gas_Stove/Oven_E9_Baseline Forecast | Residential | CZ1 - Single Family | Existing | Appliances | Natural Gas | Stove/Oven | E9 |  | Baseline Forecast | 0 | 0 | 0 | 0 | 0 | 0 | 0 | 0 | 0 | 0 | 0 | 0 | 0 | 0 | 0 | 0 | 0 | 0 | 0 | 0 | 0 | 0 | 0 | 0 | 0 | 0 | 0 | 0 | 0 | 0 | 0 | 0 | 0 | 0 | 0 | 0 | 0 | 0 | 0 | 0 | 0 | 0 | 0 | 0 | 0 | 0 | 0 | 0 | 0 | 0 | 0
Residential_CZ1 - Single Family_Existing_Appliances_Natural Gas_Stove/Oven_E10_Baseline Forecast | Residential | CZ1 - Single Family | Existing | Appliances | Natural Gas | Stove/Oven | E10 |  | Baseline Forecast | 0 | 0 | 0 | 0 | 0 | 0 | 0 | 0 | 0 | 0 | 0 | 0 | 0 | 0 | 0 | 0 | 0 | 0 | 0 | 0 | 0 | 0 | 0 | 0 | 0 | 0 | 0 | 0 | 0 | 0 | 0 | 0 | 0 | 0 | 0 | 0 | 0 | 0 | 0 | 0 | 0 | 0 | 0 | 0 | 0 | 0 | 0 | 0 | 0 | 0 | 0
Residential_CZ1 - Single Family_Existing_Appliances_Natural Gas_Stove/Oven_Vintage_Baseline Forecast | Residential | CZ1 - Single Family | Existing | Appliances | Natural Gas | Stove/Oven | Vintage | Vintage | Baseline Forecast | 22749.4482 | 21048.4353 | 19411.9354 | 17831.2184 | 16298.812 | 14812.8092 | 13367.0732 | 11956.3512 | 10576.1467 | 9222.6103 | 7892.4464 | 6754.1301 | 5779.9916 | 4946.3516 | 4232.9464 | 3622.4346 | 3099.976 | 2652.8709 | 2270.2511 | 1942.8161 | 1662.6065 | 1422.8111 | 0 | 0 | 0 | 0 | 0 | 0 | 0 | 0 | 0 | 0 | 0 | 0 | 0 | 0 | 0 | 0 | 0 | 0 | 0 | 0 | 0 | 0 | 0 | 0 | 0 | 0 | 0 | 0 | 0
Residential_CZ1 - Single Family_Existing_Miscellaneous_Natural Gas_Pool Heater_E1_Baseline Forecast | Residential | CZ1 - Single Family | Existing | Miscellaneous | Natural Gas | Pool Heater | E1 | Standard (EF 0.82) | Baseline Forecast | 0 | 23.5392 | 45.4757 | 65.9556 | 85.1117 | 103.0642 | 119.9225 | 135.1815 | 148.9889 | 161.479 | 172.7735 | 182.9828 | 192.2073 | 200.538 | 208.0575 | 214.8408 | 220.956 | 226.4648 | 231.4233 | 235.8825 | 239.8884 | 243.4831 | 0 | 0 | 0 | 0 | 0 | 0 | 0 | 0 | 0 | 0 | 0 | 0 | 0 | 0 | 0 | 0 | 0 | 0 | 0 | 0 | 0 | 0 | 0 | 0 | 0 | 0 | 0 | 0 | 0
Residential_CZ1 - Single Family_Existing_Miscellaneous_Natural Gas_Pool Heater_E2_Baseline Forecast | Residential | CZ1 - Single Family | Existing | Miscellaneous | Natural Gas | Pool Heater | E2 | High Efficiency (EF 0.84) | Baseline Forecast | 0 | 1.2389 | 2.3935 | 3.4713 | 4.4796 | 5.4244 | 6.3117 | 7.1148 | 7.8415 | 8.4989 | 9.0933 | 9.6307 | 10.1162 | 10.5546 | 10.9504 | 11.3074 | 11.6293 | 11.9192 | 12.1802 | 12.4149 | 12.6257 | 12.8149 | 0 | 0 | 0 | 0 | 0 | 0 | 0 | 0 | 0 | 0 | 0 | 0 | 0 | 0 | 0 | 0 | 0 | 0 | 0 | 0 | 0 | 0 | 0 | 0 | 0 | 0 | 0 | 0 | 0
Residential_CZ1 - Single Family_Existing_Miscellaneous_Natural Gas_Pool Heater_E3_Baseline Forecast | Residential | CZ1 - Single Family | Existing | Miscellaneous | Natural Gas | Pool Heater | E3 | Condensing (EF .94) | Baseline Forecast | 0 | 0 | 0 | 0 | 0 | 0 | 0 | 0 | 0 | 0 | 0 | 0 | 0 | 0 | 0 | 0 | 0 | 0 | 0 | 0 | 0 | 0 | 0 | 0 | 0 | 0 | 0 | 0 | 0 | 0 | 0 | 0 | 0 | 0 | 0 | 0 | 0 | 0 | 0 | 0 | 0 | 0 | 0 | 0 | 0 | 0 | 0 | 0 | 0 | 0 | 0
Residential_CZ1 - Single Family_Existing_Miscellaneous_Natural Gas_Pool Heater_E4_Baseline Forecast | Residential | CZ1 - Single Family | Existing | Miscellaneous | Natural Gas | Pool Heater | E4 | Condensing w/Imp. HX (EF 0.95) | Baseline Forecast | 0 | 0 | 0 | 0 | 0 | 0 | 0 | 0 | 0 | 0 | 0 | 0 | 0 | 0 | 0 | 0 | 0 | 0 | 0 | 0 | 0 | 0 | 0 | 0 | 0 | 0 | 0 | 0 | 0 | 0 | 0 | 0 | 0 | 0 | 0 | 0 | 0 | 0 | 0 | 0 | 0 | 0 | 0 | 0 | 0 | 0 | 0 | 0 | 0 | 0 | 0
Residential_CZ1 - Single Family_Existing_Miscellaneous_Natural Gas_Pool Heater_E5_Baseline Forecast | Residential | CZ1 - Single Family | Existing | Miscellaneous | Natural Gas | Pool Heater | E5 |  | Baseline Forecast | 0 | 0 | 0 | 0 | 0 | 0 | 0 | 0 | 0 | 0 | 0 | 0 | 0 | 0 | 0 | 0 | 0 | 0 | 0 | 0 | 0 | 0 | 0 | 0 | 0 | 0 | 0 | 0 | 0 | 0 | 0 | 0 | 0 | 0 | 0 | 0 | 0 | 0 | 0 | 0 | 0 | 0 | 0 | 0 | 0 | 0 | 0 | 0 | 0 | 0 | 0
Residential_CZ1 - Single Family_Existing_Miscellaneous_Natural Gas_Pool Heater_E6_Baseline Forecast | Residential | CZ1 - Single Family | Existing | Miscellaneous | Natural Gas | Pool Heater | E6 |  | Baseline Forecast | 0 | 0 | 0 | 0 | 0 | 0 | 0 | 0 | 0 | 0 | 0 | 0 | 0 | 0 | 0 | 0 | 0 | 0 | 0 | 0 | 0 | 0 | 0 | 0 | 0 | 0 | 0 | 0 | 0 | 0 | 0 | 0 | 0 | 0 | 0 | 0 | 0 | 0 | 0 | 0 | 0 | 0 | 0 | 0 | 0 | 0 | 0 | 0 | 0 | 0 | 0
Residential_CZ1 - Single Family_Existing_Miscellaneous_Natural Gas_Pool Heater_E7_Baseline Forecast | Residential | CZ1 - Single Family | Existing | Miscellaneous | Natural Gas | Pool Heater | E7 |  | Baseline Forecast | 0 | 0 | 0 | 0 | 0 | 0 | 0 | 0 | 0 | 0 | 0 | 0 | 0 | 0 | 0 | 0 | 0 | 0 | 0 | 0 | 0 | 0 | 0 | 0 | 0 | 0 | 0 | 0 | 0 | 0 | 0 | 0 | 0 | 0 | 0 | 0 | 0 | 0 | 0 | 0 | 0 | 0 | 0 | 0 | 0 | 0 | 0 | 0 | 0 | 0 | 0
Residential_CZ1 - Single Family_Existing_Miscellaneous_Natural Gas_Pool Heater_E8_Baseline Forecast | Residential | CZ1 - Single Family | Existing | Miscellaneous | Natural Gas | Pool Heater | E8 |  | Baseline Forecast | 0 | 0 | 0 | 0 | 0 | 0 | 0 | 0 | 0 | 0 | 0 | 0 | 0 | 0 | 0 | 0 | 0 | 0 | 0 | 0 | 0 | 0 | 0 | 0 | 0 | 0 | 0 | 0 | 0 | 0 | 0 | 0 | 0 | 0 | 0 | 0 | 0 | 0 | 0 | 0 | 0 | 0 | 0 | 0 | 0 | 0 | 0 | 0 | 0 | 0 | 0
Residential_CZ1 - Single Family_Existing_Miscellaneous_Natural Gas_Pool Heater_E9_Baseline Forecast | Residential | CZ1 - Single Family | Existing | Miscellaneous | Natural Gas | Pool Heater | E9 |  | Baseline Forecast | 0 | 0 | 0 | 0 | 0 | 0 | 0 | 0 | 0 | 0 | 0 | 0 | 0 | 0 | 0 | 0 | 0 | 0 | 0 | 0 | 0 | 0 | 0 | 0 | 0 | 0 | 0 | 0 | 0 | 0 | 0 | 0 | 0 | 0 | 0 | 0 | 0 | 0 | 0 | 0 | 0 | 0 | 0 | 0 | 0 | 0 | 0 | 0 | 0 | 0 | 0
Residential_CZ1 - Single Family_Existing_Miscellaneous_Natural Gas_Pool Heater_E10_Baseline Forecast | Residential | CZ1 - Single Family | Existing | Miscellaneous | Natural Gas | Pool Heater | E10 |  | Baseline Forecast | 0 | 0 | 0 | 0 | 0 | 0 | 0 | 0 | 0 | 0 | 0 | 0 | 0 | 0 | 0 | 0 | 0 | 0 | 0 | 0 | 0 | 0 | 0 | 0 | 0 | 0 | 0 | 0 | 0 | 0 | 0 | 0 | 0 | 0 | 0 | 0 | 0 | 0 | 0 | 0 | 0 | 0 | 0 | 0 | 0 | 0 | 0 | 0 | 0 | 0 | 0
Residential_CZ1 - Single Family_Existing_Miscellaneous_Natural Gas_Pool Heater_Vintage_Baseline Forecast | Residential | CZ1 - Single Family | Existing | Miscellaneous | Natural Gas | Pool Heater | Vintage | Vintage | Baseline Forecast | 308.3742 | 283.1027 | 259.519 | 237.4693 | 216.8141 | 197.4265 | 179.1914 | 162.6407 | 147.6186 | 133.984 | 121.6087 | 110.3765 | 100.1817 | 90.9286 | 82.5301 | 74.9073 | 67.9886 | 61.7089 | 56.0093 | 50.836 | 46.1406 | 41.8789 | 0 | 0 | 0 | 0 | 0 | 0 | 0 | 0 | 0 | 0 | 0 | 0 | 0 | 0 | 0 | 0 | 0 | 0 | 0 | 0 | 0 | 0 | 0 | 0 | 0 | 0 | 0 | 0 | 0
Residential_CZ1 - Single Family_Existing_Miscellaneous_Natural Gas_Miscellaneous_E1_Baseline Forecast | Residential | CZ1 - Single Family | Existing | Miscellaneous | Natural Gas | Miscellaneous | E1 | Default | Baseline Forecast | 0 | 0 | 2378.7006 | 6728.8682 | 12711.7028 | 20045.3409 | 28495.2906 | 35506.7406 | 41321.3891 | 46140.329 | 50130.8696 | 53432.2119 | 56160.1714 | 58411.1064 | 60265.1869 | 61789.1145 | 63038.3847 | 64059.1698 | 64889.885 | 65562.4917 | 66103.582 | 66535.2802 | 0 | 0 | 0 | 0 | 0 | 0 | 0 | 0 | 0 | 0 | 0 | 0 | 0 | 0 | 0 | 0 | 0 | 0 | 0 | 0 | 0 | 0 | 0 | 0 | 0 | 0 | 0 | 0 | 0
Residential_CZ1 - Single Family_Existing_Miscellaneous_Natural Gas_Miscellaneous_E2_Baseline Forecast | Residential | CZ1 - Single Family | Existing | Miscellaneous | Natural Gas | Miscellaneous | E2 |  | Baseline Forecast | 0 | 0 | 0 | 0 | 0 | 0 | 0 | 0 | 0 | 0 | 0 | 0 | 0 | 0 | 0 | 0 | 0 | 0 | 0 | 0 | 0 | 0 | 0 | 0 | 0 | 0 | 0 | 0 | 0 | 0 | 0 | 0 | 0 | 0 | 0 | 0 | 0 | 0 | 0 | 0 | 0 | 0 | 0 | 0 | 0 | 0 | 0 | 0 | 0 | 0 | 0
Residential_CZ1 - Single Family_Existing_Miscellaneous_Natural Gas_Miscellaneous_E3_Baseline Forecast | Residential | CZ1 - Single Family | Existing | Miscellaneous | Natural Gas | Miscellaneous | E3 |  | Baseline Forecast | 0 | 0 | 0 | 0 | 0 | 0 | 0 | 0 | 0 | 0 | 0 | 0 | 0 | 0 | 0 | 0 | 0 | 0 | 0 | 0 | 0 | 0 | 0 | 0 | 0 | 0 | 0 | 0 | 0 | 0 | 0 | 0 | 0 | 0 | 0 | 0 | 0 | 0 | 0 | 0 | 0 | 0 | 0 | 0 | 0 | 0 | 0 | 0 | 0 | 0 | 0
Residential_CZ1 - Single Family_Existing_Miscellaneous_Natural Gas_Miscellaneous_E4_Baseline Forecast | Residential | CZ1 - Single Family | Existing | Miscellaneous | Natural Gas | Miscellaneous | E4 |  | Baseline Forecast | 0 | 0 | 0 | 0 | 0 | 0 | 0 | 0 | 0 | 0 | 0 | 0 | 0 | 0 | 0 | 0 | 0 | 0 | 0 | 0 | 0 | 0 | 0 | 0 | 0 | 0 | 0 | 0 | 0 | 0 | 0 | 0 | 0 | 0 | 0 | 0 | 0 | 0 | 0 | 0 | 0 | 0 | 0 | 0 | 0 | 0 | 0 | 0 | 0 | 0 | 0
Residential_CZ1 - Single Family_Existing_Miscellaneous_Natural Gas_Miscellaneous_E5_Baseline Forecast | Residential | CZ1 - Single Family | Existing | Miscellaneous | Natural Gas | Miscellaneous | E5 |  | Baseline Forecast | 0 | 0 | 0 | 0 | 0 | 0 | 0 | 0 | 0 | 0 | 0 | 0 | 0 | 0 | 0 | 0 | 0 | 0 | 0 | 0 | 0 | 0 | 0 | 0 | 0 | 0 | 0 | 0 | 0 | 0 | 0 | 0 | 0 | 0 | 0 | 0 | 0 | 0 | 0 | 0 | 0 | 0 | 0 | 0 | 0 | 0 | 0 | 0 | 0 | 0 | 0
Residential_CZ1 - Single Family_Existing_Miscellaneous_Natural Gas_Miscellaneous_E6_Baseline Forecast | Residential | CZ1 - Single Family | Existing | Miscellaneous | Natural Gas | Miscellaneous | E6 |  | Baseline Forecast | 0 | 0 | 0 | 0 | 0 | 0 | 0 | 0 | 0 | 0 | 0 | 0 | 0 | 0 | 0 | 0 | 0 | 0 | 0 | 0 | 0 | 0 | 0 | 0 | 0 | 0 | 0 | 0 | 0 | 0 | 0 | 0 | 0 | 0 | 0 | 0 | 0 | 0 | 0 | 0 | 0 | 0 | 0 | 0 | 0 | 0 | 0 | 0 | 0 | 0 | 0
Residential_CZ1 - Single Family_Existing_Miscellaneous_Natural Gas_Miscellaneous_E7_Baseline Forecast | Residential | CZ1 - Single Family | Existing | Miscellaneous | Natural Gas | Miscellaneous | E7 |  | Baseline Forecast | 0 | 0 | 0 | 0 | 0 | 0 | 0 | 0 | 0 | 0 | 0 | 0 | 0 | 0 | 0 | 0 | 0 | 0 | 0 | 0 | 0 | 0 | 0 | 0 | 0 | 0 | 0 | 0 | 0 | 0 | 0 | 0 | 0 | 0 | 0 | 0 | 0 | 0 | 0 | 0 | 0 | 0 | 0 | 0 | 0 | 0 | 0 | 0 | 0 | 0 | 0
Residential_CZ1 - Single Family_Existing_Miscellaneous_Natural Gas_Miscellaneous_E8_Baseline Forecast | Residential | CZ1 - Single Family | Existing | Miscellaneous | Natural Gas | Miscellaneous | E8 |  | Baseline Forecast | 0 | 0 | 0 | 0 | 0 | 0 | 0 | 0 | 0 | 0 | 0 | 0 | 0 | 0 | 0 | 0 | 0 | 0 | 0 | 0 | 0 | 0 | 0 | 0 | 0 | 0 | 0 | 0 | 0 | 0 | 0 | 0 | 0 | 0 | 0 | 0 | 0 | 0 | 0 | 0 | 0 | 0 | 0 | 0 | 0 | 0 | 0 | 0 | 0 | 0 | 0
Residential_CZ1 - Single Family_Existing_Miscellaneous_Natural Gas_Miscellaneous_E9_Baseline Forecast | Residential | CZ1 - Single Family | Existing | Miscellaneous | Natural Gas | Miscellaneous | E9 |  | Baseline Forecast | 0 | 0 | 0 | 0 | 0 | 0 | 0 | 0 | 0 | 0 | 0 | 0 | 0 | 0 | 0 | 0 | 0 | 0 | 0 | 0 | 0 | 0 | 0 | 0 | 0 | 0 | 0 | 0 | 0 | 0 | 0 | 0 | 0 | 0 | 0 | 0 | 0 | 0 | 0 | 0 | 0 | 0 | 0 | 0 | 0 | 0 | 0 | 0 | 0 | 0 | 0
Residential_CZ1 - Single Family_Existing_Miscellaneous_Natural Gas_Miscellaneous_E10_Baseline Forecast | Residential | CZ1 - Single Family | Existing | Miscellaneous | Natural Gas | Miscellaneous | E10 |  | Baseline Forecast | 0 | 0 | 0 | 0 | 0 | 0 | 0 | 0 | 0 | 0 | 0 | 0 | 0 | 0 | 0 | 0 | 0 | 0 | 0 | 0 | 0 | 0 | 0 | 0 | 0 | 0 | 0 | 0 | 0 | 0 | 0 | 0 | 0 | 0 | 0 | 0 | 0 | 0 | 0 | 0 | 0 | 0 | 0 | 0 | 0 | 0 | 0 | 0 | 0 | 0 | 0
Residential_CZ1 - Single Family_Existing_Miscellaneous_Natural Gas_Miscellaneous_Vintage_Baseline Forecast | Residential | CZ1 - Single Family | Existing | Miscellaneous | Natural Gas | Miscellaneous | Vintage | Vintage | Baseline Forecast | 71589.9215 | 71475.3776 | 68982.3165 | 64517.9712 | 58421.1417 | 50973.691 | 42410.1109 | 35285.2122 | 29357.2966 | 24425.2708 | 20321.8253 | 16907.7586 | 14067.2552 | 11703.9563 | 9737.6916 | 8101.7595 | 6740.6639 | 5608.2323 | 4666.0493 | 3882.153 | 3229.9513 | 2687.3195 | 0 | 0 | 0 | 0 | 0 | 0 | 0 | 0 | 0 | 0 | 0 | 0 | 0 | 0 | 0 | 0 | 0 | 0 | 0 | 0 | 0 | 0 | 0 | 0 | 0 | 0 | 0 | 0 | 0
Residential_CZ1 - Single Family_New_Space Heating_Natural Gas_Furnace - Direct Fuel_E1_Baseline Forecast | Residential | CZ1 - Single Family | New | Space Heating | Natural Gas | Furnace - Direct Fuel | E1 | AFUE 80% | Baseline Forecast | 0 | 914.0234 | 1827.2814 | 2638.8632 | 3430.0308 | 3430.0308 | 3430.0308 | 3430.0308 | 3430.0308 | 3430.0308 | 3430.0308 | 3430.0308 | 3376.2647 | 3271.9403 | 3126.0124 | 2942.1294 | 2769.0629 | 2606.1769 | 2452.8724 | 2308.5857 | 2172.7866 | 2044.9756 | 0 | 0 | 0 | 0 | 0 | 0 | 0 | 0 | 0 | 0 | 0 | 0 | 0 | 0 | 0 | 0 | 0 | 0 | 0 | 0 | 0 | 0 | 0 | 0 | 0 | 0 | 0 | 0 | 0
Residential_CZ1 - Single Family_New_Space Heating_Natural Gas_Furnace - Direct Fuel_E2_Baseline Forecast | Residential | CZ1 - Single Family | New | Space Heating | Natural Gas | Furnace - Direct Fuel | E2 | AFUE 90% | Baseline Forecast | 0 | 14.0665 | 28.7107 | 42.045 | 58.7769 | 58.7769 | 58.7769 | 58.7769 | 58.7769 | 58.7769 | 58.7769 | 58.7769 | 57.9494 | 56.3092 | 53.9812 | 50.8058 | 47.8172 | 45.0044 | 42.3571 | 39.8655 | 37.5205 | 35.3134 | 0 | 0 | 0 | 0 | 0 | 0 | 0 | 0 | 0 | 0 | 0 | 0 | 0 | 0 | 0 | 0 | 0 | 0 | 0 | 0 | 0 | 0 | 0 | 0 | 0 | 0 | 0 | 0 | 0
Residential_CZ1 - Single Family_New_Space Heating_Natural Gas_Furnace - Direct Fuel_E3_Baseline Forecast | Residential | CZ1 - Single Family | New | Space Heating | Natural Gas | Furnace - Direct Fuel | E3 | AFUE 92% | Baseline Forecast | 0 | 0.76291 | 1.5451 | 2.2531 | 3.1381 | 815.4323 | 1630.7541 | 2451.2893 | 3267.8477 | 4081.8234 | 4894.5976 | 5706.2165 | 6569.1709 | 7477.9833 | 8424.868 | 9403.6039 | 10370.1389 | 11322.6242 | 12261.8692 | 13190.1783 | 14107.4222 | 15077.7279 | 0 | 0 | 0 | 0 | 0 | 0 | 0 | 0 | 0 | 0 | 0 | 0 | 0 | 0 | 0 | 0 | 0 | 0 | 0 | 0 | 0 | 0 | 0 | 0 | 0 | 0 | 0 | 0 | 0
Residential_CZ1 - Single Family_New_Space Heating_Natural Gas_Furnace - Direct Fuel_E4_Baseline Forecast | Residential | CZ1 - Single Family | New | Space Heating | Natural Gas | Furnace - Direct Fuel | E4 | AFUE 95% | Baseline Forecast | 0 | 0.3416 | 0.69183 | 1.0088 | 1.4051 | 1.8181 | 2.2591 | 2.7296 | 3.2292 | 3.7668 | 4.4355 | 5.1555 | 5.9773 | 6.8978 | 7.9283 | 9.0683 | 10.3357 | 11.7344 | 13.2775 | 14.9755 | 16.8374 | 18.9974 | 0 | 0 | 0 | 0 | 0 | 0 | 0 | 0 | 0 | 0 | 0 | 0 | 0 | 0 | 0 | 0 | 0 | 0 | 0 | 0 | 0 | 0 | 0 | 0 | 0 | 0 | 0 | 0 | 0
Residential_CZ1 - Single Family_New_Space Heating_Natural Gas_Furnace - Direct Fuel_E5_Baseline Forecast | Residential | CZ1 - Single Family | New | Space Heating | Natural Gas | Furnace - Direct Fuel | E5 | AFUE 98% | Baseline Forecast | 0 | 0.22773 | 0.46122 | 0.67256 | 0.93675 | 1.2121 | 1.5061 | 1.8197 | 2.1528 | 2.5112 | 2.957 | 3.437 | 3.9848 | 4.5985 | 5.2855 | 6.0455 | 6.8904 | 7.823 | 8.8517 | 9.9837 | 11.2249 | 12.6649 | 0 | 0 | 0 | 0 | 0 | 0 | 0 | 0 | 0 | 0 | 0 | 0 | 0 | 0 | 0 | 0 | 0 | 0 | 0 | 0 | 0 | 0 | 0 | 0 | 0 | 0 | 0 | 0 | 0
Residential_CZ1 - Single Family_New_Space Heating_Natural Gas_Furnace - Direct Fuel_E6_Baseline Forecast | Residential | CZ1 - Single Family | New | Space Heating | Natural Gas | Furnace - Direct Fuel | E6 | Convert to NG Heat Pump | Baseline Forecast | 0 | 0 | 0 | 0 | 0 | 0 | 0 | 0 | 0 | 0 | 0 | 0 | 0 | 0 | 0 | 0 | 0 | 0 | 0 | 0 | 0 | 0 | 0 | 0 | 0 | 0 | 0 | 0 | 0 | 0 | 0 | 0 | 0 | 0 | 0 | 0 | 0 | 0 | 0 | 0 | 0 | 0 | 0 | 0 | 0 | 0 | 0 | 0 | 0 | 0 | 0
Residential_CZ1 - Single Family_New_Space Heating_Natural Gas_Furnace - Direct Fuel_E7_Baseline Forecast | Residential | CZ1 - Single Family | New | Space Heating | Natural Gas | Furnace - Direct Fuel | E7 |  | Baseline Forecast | 0 | 0 | 0 | 0 | 0 | 0 | 0 | 0 | 0 | 0 | 0 | 0 | 0 | 0 | 0 | 0 | 0 | 0 | 0 | 0 | 0 | 0 | 0 | 0 | 0 | 0 | 0 | 0 | 0 | 0 | 0 | 0 | 0 | 0 | 0 | 0 | 0 | 0 | 0 | 0 | 0 | 0 | 0 | 0 | 0 | 0 | 0 | 0 | 0 | 0 | 0
Residential_CZ1 - Single Family_New_Space Heating_Natural Gas_Furnace - Direct Fuel_E8_Baseline Forecast | Residential | CZ1 - Single Family | New | Space Heating | Natural Gas | Furnace - Direct Fuel | E8 |  | Baseline Forecast | 0 | 0 | 0 | 0 | 0 | 0 | 0 | 0 | 0 | 0 | 0 | 0 | 0 | 0 | 0 | 0 | 0 | 0 | 0 | 0 | 0 | 0 | 0 | 0 | 0 | 0 | 0 | 0 | 0 | 0 | 0 | 0 | 0 | 0 | 0 | 0 | 0 | 0 | 0 | 0 | 0 | 0 | 0 | 0 | 0 | 0 | 0 | 0 | 0 | 0 | 0
Residential_CZ1 - Single Family_New_Space Heating_Natural Gas_Furnace - Direct Fuel_E9_Baseline Forecast | Residential | CZ1 - Single Family | New | Space Heating | Natural Gas | Furnace - Direct Fuel | E9 |  | Baseline Forecast | 0 | 0 | 0 | 0 | 0 | 0 | 0 | 0 | 0 | 0 | 0 | 0 | 0 | 0 | 0 | 0 | 0 | 0 | 0 | 0 | 0 | 0 | 0 | 0 | 0 | 0 | 0 | 0 | 0 | 0 | 0 | 0 | 0 | 0 | 0 | 0 | 0 | 0 | 0 | 0 | 0 | 0 | 0 | 0 | 0 | 0 | 0 | 0 | 0 | 0 | 0
Residential_CZ1 - Single Family_New_Space Heating_Natural Gas_Furnace - Direct Fuel_E10_Baseline Forecast | Residential | CZ1 - Single Family | New | Space Heating | Natural Gas | Furnace - Direct Fuel | E10 |  | Baseline Forecast | 0 | 0 | 0 | 0 | 0 | 0 | 0 | 0 | 0 | 0 | 0 | 0 | 0 | 0 | 0 | 0 | 0 | 0 | 0 | 0 | 0 | 0 | 0 | 0 | 0 | 0 | 0 | 0 | 0 | 0 | 0 | 0 | 0 | 0 | 0 | 0 | 0 | 0 | 0 | 0 | 0 | 0 | 0 | 0 | 0 | 0 | 0 | 0 | 0 | 0 | 0
Residential_CZ1 - Single Family_New_Space Heating_Natural Gas_Furnace - Direct Fuel_Vintage_Baseline Forecast | Residential | CZ1 - Single Family | New | Space Heating | Natural Gas | Furnace - Direct Fuel | Vintage | Vintage | Baseline Forecast | 0 | 0 | 0 | 0 | 0 | 0 | 0 | 0 | 0 | 0 | 0 | 0 | 0 | 0 | 0 | 0 | 0 | 0 | 0 | 0 | 0 | 0 | 0 | 0 | 0 | 0 | 0 | 0 | 0 | 0 | 0 | 0 | 0 | 0 | 0 | 0 | 0 | 0 | 0 | 0 | 0 | 0 | 0 | 0 | 0 | 0 | 0 | 0 | 0 | 0 | 0
Residential_CZ1 - Single Family_New_Space Heating_Natural Gas_Boiler - Direct Fuel_E1_Baseline Forecast | Residential | CZ1 - Single Family | New | Space Heating | Natural Gas | Boiler - Direct Fuel | E1 | AFUE 82% | Baseline Forecast | 0 | 0 | 0 | 0 | 0 | 0 | 0 | 0 | 0 | 0 | 0 | 0 | 0 | 0 | 0 | 0 | 0 | 0 | 0 | 0 | 0 | 0 | 0 | 0 | 0 | 0 | 0 | 0 | 0 | 0 | 0 | 0 | 0 | 0 | 0 | 0 | 0 | 0 | 0 | 0 | 0 | 0 | 0 | 0 | 0 | 0 | 0 | 0 | 0 | 0 | 0
Residential_CZ1 - Single Family_New_Space Heating_Natural Gas_Boiler - Direct Fuel_E2_Baseline Forecast | Residential | CZ1 - Single Family | New | Space Heating | Natural Gas | Boiler - Direct Fuel | E2 | AFUE 84% | Baseline Forecast | 0 | 0 | 22.2076 | 41.9496 | 61.2187 | 80.4998 | 99.8557 | 119.3291 | 138.6227 | 157.8503 | 176.988 | 196.0432 | 214.9745 | 233.6592 | 252.1536 | 270.4082 | 288.4735 | 306.2565 | 323.8443 | 341.2765 | 358.5205 | 376.9325 | 0 | 0 | 0 | 0 | 0 | 0 | 0 | 0 | 0 | 0 | 0 | 0 | 0 | 0 | 0 | 0 | 0 | 0 | 0 | 0 | 0 | 0 | 0 | 0 | 0 | 0 | 0 | 0 | 0
Residential_CZ1 - Single Family_New_Space Heating_Natural Gas_Boiler - Direct Fuel_E3_Baseline Forecast | Residential | CZ1 - Single Family | New | Space Heating | Natural Gas | Boiler - Direct Fuel | E3 | AFUE 85% | Baseline Forecast | 0 | 0.15646 | 0.35474 | 0.53164 | 0.74185 | 0.98904 | 1.2363 | 1.4887 | 1.7833 | 2.0802 | 2.4102 | 2.7684 | 3.1509 | 3.5917 | 4.0786 | 4.6031 | 5.2102 | 5.874 | 6.5946 | 7.3733 | 8.2182 | 9.2257 | 0 | 0 | 0 | 0 | 0 | 0 | 0 | 0 | 0 | 0 | 0 | 0 | 0 | 0 | 0 | 0 | 0 | 0 | 0 | 0 | 0 | 0 | 0 | 0 | 0 | 0 | 0 | 0 | 0
Residential_CZ1 - Single Family_New_Space Heating_Natural Gas_Boiler - Direct Fuel_E4_Baseline Forecast | Residential | CZ1 - Single Family | New | Space Heating | Natural Gas | Boiler - Direct Fuel | E4 | AFUE 90% | Baseline Forecast | 0 | 0.15646 | 0.35474 | 0.53164 | 0.74185 | 0.98904 | 1.2363 | 1.4887 | 1.7833 | 2.0802 | 2.4102 | 2.7684 | 3.1509 | 3.5917 | 4.0786 | 4.6031 | 5.2102 | 5.874 | 6.5946 | 7.3733 | 8.2182 | 9.2257 | 0 | 0 | 0 | 0 | 0 | 0 | 0 | 0 | 0 | 0 | 0 | 0 | 0 | 0 | 0 | 0 | 0 | 0 | 0 | 0 | 0 | 0 | 0 | 0 | 0 | 0 | 0 | 0 | 0
Residential_CZ1 - Single Family_New_Space Heating_Natural Gas_Boiler - Direct Fuel_E5_Baseline Forecast | Residential | CZ1 - Single Family | New | Space Heating | Natural Gas | Boiler - Direct Fuel | E5 | AFUE 95% | Baseline Forecast | 0 | 0 | 0 | 0 | 0 | 0 | 0 | 0 | 0 | 0 | 0 | 0 | 0 | 0 | 0 | 0 | 0 | 0.056499 | 0.11479 | 0.17489 | 0.23714 | 0.30434 | 0 | 0 | 0 | 0 | 0 | 0 | 0 | 0 | 0 | 0 | 0 | 0 | 0 | 0 | 0 | 0 | 0 | 0 | 0 | 0 | 0 | 0 | 0 | 0 | 0 | 0 | 0 | 0 | 0
Residential_CZ1 - Single Family_New_Space Heating_Natural Gas_Boiler - Direct Fuel_E6_Baseline Forecast | Residential | CZ1 - Single Family | New | Space Heating | Natural Gas | Boiler - Direct Fuel | E6 | AFUE 96% | Baseline Forecast | 0 | 0 | 0 | 0 | 0 | 0 | 0 | 0 | 0 | 0 | 0 | 0 | 0 | 0 | 0 | 0 | 0 | 0.027828 | 0.056538 | 0.086141 | 0.1168 | 0.1499 | 0 | 0 | 0 | 0 | 0 | 0 | 0 | 0 | 0 | 0 | 0 | 0 | 0 | 0 | 0 | 0 | 0 | 0 | 0 | 0 | 0 | 0 | 0 | 0 | 0 | 0 | 0 | 0 | 0
Residential_CZ1 - Single Family_New_Space Heating_Natural Gas_Boiler - Direct Fuel_E7_Baseline Forecast | Residential | CZ1 - Single Family | New | Space Heating | Natural Gas | Boiler - Direct Fuel | E7 | Convert to NG Heat Pump | Baseline Forecast | 0 | 0 | 0 | 0 | 0 | 0 | 0 | 0 | 0 | 0 | 0 | 0 | 0 | 0 | 0 | 0 | 0 | 0 | 0 | 0 | 0 | 0 | 0 | 0 | 0 | 0 | 0 | 0 | 0 | 0 | 0 | 0 | 0 | 0 | 0 | 0 | 0 | 0 | 0 | 0 | 0 | 0 | 0 | 0 | 0 | 0 | 0 | 0 | 0 | 0 | 0
Residential_CZ1 - Single Family_New_Space Heating_Natural Gas_Boiler - Direct Fuel_E8_Baseline Forecast | Residential | CZ1 - Single Family | New | Space Heating | Natural Gas | Boiler - Direct Fuel | E8 |  | Baseline Forecast | 0 | 0 | 0 | 0 | 0 | 0 | 0 | 0 | 0 | 0 | 0 | 0 | 0 | 0 | 0 | 0 | 0 | 0 | 0 | 0 | 0 | 0 | 0 | 0 | 0 | 0 | 0 | 0 | 0 | 0 | 0 | 0 | 0 | 0 | 0 | 0 | 0 | 0 | 0 | 0 | 0 | 0 | 0 | 0 | 0 | 0 | 0 | 0 | 0 | 0 | 0
Residential_CZ1 - Single Family_New_Space Heating_Natural Gas_Boiler - Direct Fuel_E9_Baseline Forecast | Residential | CZ1 - Single Family | New | Space Heating | Natural Gas | Boiler - Direct Fuel | E9 |  | Baseline Forecast | 0 | 0 | 0 | 0 | 0 | 0 | 0 | 0 | 0 | 0 | 0 | 0 | 0 | 0 | 0 | 0 | 0 | 0 | 0 | 0 | 0 | 0 | 0 | 0 | 0 | 0 | 0 | 0 | 0 | 0 | 0 | 0 | 0 | 0 | 0 | 0 | 0 | 0 | 0 | 0 | 0 | 0 | 0 | 0 | 0 | 0 | 0 | 0 | 0 | 0 | 0
Residential_CZ1 - Single Family_New_Space Heating_Natural Gas_Boiler - Direct Fuel_E10_Baseline Forecast | Residential | CZ1 - Single Family | New | Space Heating | Natural Gas | Boiler - Direct Fuel | E10 |  | Baseline Forecast | 0 | 0 | 0 | 0 | 0 | 0 | 0 | 0 | 0 | 0 | 0 | 0 | 0 | 0 | 0 | 0 | 0 | 0 | 0 | 0 | 0 | 0 | 0 | 0 | 0 | 0 | 0 | 0 | 0 | 0 | 0 | 0 | 0 | 0 | 0 | 0 | 0 | 0 | 0 | 0 | 0 | 0 | 0 | 0 | 0 | 0 | 0 | 0 | 0 | 0 | 0
Residential_CZ1 - Single Family_New_Space Heating_Natural Gas_Boiler - Direct Fuel_Vintage_Baseline Forecast | Residential | CZ1 - Single Family | New | Space Heating | Natural Gas | Boiler - Direct Fuel | Vintage | Vintage | Baseline Forecast | 0 | 0 | 0 | 0 | 0 | 0 | 0 | 0 | 0 | 0 | 0 | 0 | 0 | 0 | 0 | 0 | 0 | 0 | 0 | 0 | 0 | 0 | 0 | 0 | 0 | 0 | 0 | 0 | 0 | 0 | 0 | 0 | 0 | 0 | 0 | 0 | 0 | 0 | 0 | 0 | 0 | 0 | 0 | 0 | 0 | 0 | 0 | 0 | 0 | 0 | 0
Residential_CZ1 - Single Family_New_Secondary Heating_Natural Gas_Fireplace_E1_Baseline Forecast | Residential | CZ1 - Single Family | New | Secondary Heating | Natural Gas | Fireplace | E1 | Baseline (50% to 60% FE Rating) | Baseline Forecast | 0 | 771.4261 | 1542.7244 | 2228.4359 | 2900.2802 | 3575.0607 | 4252.3929 | 4934.0929 | 5612.5326 | 6288.8811 | 6964.4138 | 7639.0584 | 8311.1397 | 8978.7818 | 9643.074 | 10301.7482 | 10959.6047 | 11614.5773 | 12266.85 | 12917.8744 | 13567.1076 | 14267.5395 | 0 | 0 | 0 | 0 | 0 | 0 | 0 | 0 | 0 | 0 | 0 | 0 | 0 | 0 | 0 | 0 | 0 | 0 | 0 | 0 | 0 | 0 | 0 | 0 | 0 | 0 | 0 | 0 | 0
Residential_CZ1 - Single Family_New_Secondary Heating_Natural Gas_Fireplace_E2_Baseline Forecast | Residential | CZ1 - Single Family | New | Secondary Heating | Natural Gas | Fireplace | E2 | Tier 1 (70% FE Rating) | Baseline Forecast | 0 | 0 | 0 | 0 | 0 | 0 | 0 | 0 | 0 | 0 | 0 | 0 | 0 | 0 | 0 | 0 | 0 | 0 | 0 | 0 | 0 | 0 | 0 | 0 | 0 | 0 | 0 | 0 | 0 | 0 | 0 | 0 | 0 | 0 | 0 | 0 | 0 | 0 | 0 | 0 | 0 | 0 | 0 | 0 | 0 | 0 | 0 | 0 | 0 | 0 | 0
Residential_CZ1 - Single Family_New_Secondary Heating_Natural Gas_Fireplace_E3_Baseline Forecast | Residential | CZ1 - Single Family | New | Secondary Heating | Natural Gas | Fireplace | E3 | Tier 2 (77%+ FE Rating) | Baseline Forecast | 0 | 0 | 0 | 0 | 0 | 0 | 0 | 0 | 0 | 0 | 0 | 0 | 0 | 0 | 0 | 0 | 0 | 0 | 0 | 0 | 0 | 0 | 0 | 0 | 0 | 0 | 0 | 0 | 0 | 0 | 0 | 0 | 0 | 0 | 0 | 0 | 0 | 0 | 0 | 0 | 0 | 0 | 0 | 0 | 0 | 0 | 0 | 0 | 0 | 0 | 0
Residential_CZ1 - Single Family_New_Secondary Heating_Natural Gas_Fireplace_E4_Baseline Forecast | Residential | CZ1 - Single Family | New | Secondary Heating | Natural Gas | Fireplace | E4 |  | Baseline Forecast | 0 | 0 | 0 | 0 | 0 | 0 | 0 | 0 | 0 | 0 | 0 | 0 | 0 | 0 | 0 | 0 | 0 | 0 | 0 | 0 | 0 | 0 | 0 | 0 | 0 | 0 | 0 | 0 | 0 | 0 | 0 | 0 | 0 | 0 | 0 | 0 | 0 | 0 | 0 | 0 | 0 | 0 | 0 | 0 | 0 | 0 | 0 | 0 | 0 | 0 | 0
Residential_CZ1 - Single Family_New_Secondary Heating_Natural Gas_Fireplace_E5_Baseline Forecast | Residential | CZ1 - Single Family | New | Secondary Heating | Natural Gas | Fireplace | E5 |  | Baseline Forecast | 0 | 0 | 0 | 0 | 0 | 0 | 0 | 0 | 0 | 0 | 0 | 0 | 0 | 0 | 0 | 0 | 0 | 0 | 0 | 0 | 0 | 0 | 0 | 0 | 0 | 0 | 0 | 0 | 0 | 0 | 0 | 0 | 0 | 0 | 0 | 0 | 0 | 0 | 0 | 0 | 0 | 0 | 0 | 0 | 0 | 0 | 0 | 0 | 0 | 0 | 0
Residential_CZ1 - Single Family_New_Secondary Heating_Natural Gas_Fireplace_E6_Baseline Forecast | Residential | CZ1 - Single Family | New | Secondary Heating | Natural Gas | Fireplace | E6 |  | Baseline Forecast | 0 | 0 | 0 | 0 | 0 | 0 | 0 | 0 | 0 | 0 | 0 | 0 | 0 | 0 | 0 | 0 | 0 | 0 | 0 | 0 | 0 | 0 | 0 | 0 | 0 | 0 | 0 | 0 | 0 | 0 | 0 | 0 | 0 | 0 | 0 | 0 | 0 | 0 | 0 | 0 | 0 | 0 | 0 | 0 | 0 | 0 | 0 | 0 | 0 | 0 | 0
Residential_CZ1 - Single Family_New_Secondary Heating_Natural Gas_Fireplace_E7_Baseline Forecast | Residential | CZ1 - Single Family | New | Secondary Heating | Natural Gas | Fireplace | E7 |  | Baseline Forecast | 0 | 0 | 0 | 0 | 0 | 0 | 0 | 0 | 0 | 0 | 0 | 0 | 0 | 0 | 0 | 0 | 0 | 0 | 0 | 0 | 0 | 0 | 0 | 0 | 0 | 0 | 0 | 0 | 0 | 0 | 0 | 0 | 0 | 0 | 0 | 0 | 0 | 0 | 0 | 0 | 0 | 0 | 0 | 0 | 0 | 0 | 0 | 0 | 0 | 0 | 0
Residential_CZ1 - Single Family_New_Secondary Heating_Natural Gas_Fireplace_E8_Baseline Forecast | Residential | CZ1 - Single Family | New | Secondary Heating | Natural Gas | Fireplace | E8 |  | Baseline Forecast | 0 | 0 | 0 | 0 | 0 | 0 | 0 | 0 | 0 | 0 | 0 | 0 | 0 | 0 | 0 | 0 | 0 | 0 | 0 | 0 | 0 | 0 | 0 | 0 | 0 | 0 | 0 | 0 | 0 | 0 | 0 | 0 | 0 | 0 | 0 | 0 | 0 | 0 | 0 | 0 | 0 | 0 | 0 | 0 | 0 | 0 | 0 | 0 | 0 | 0 | 0
Residential_CZ1 - Single Family_New_Secondary Heating_Natural Gas_Fireplace_E9_Baseline Forecast | Residential | CZ1 - Single Family | New | Secondary Heating | Natural Gas | Fireplace | E9 |  | Baseline Forecast | 0 | 0 | 0 | 0 | 0 | 0 | 0 | 0 | 0 | 0 | 0 | 0 | 0 | 0 | 0 | 0 | 0 | 0 | 0 | 0 | 0 | 0 | 0 | 0 | 0 | 0 | 0 | 0 | 0 | 0 | 0 | 0 | 0 | 0 | 0 | 0 | 0 | 0 | 0 | 0 | 0 | 0 | 0 | 0 | 0 | 0 | 0 | 0 | 0 | 0 | 0
Residential_CZ1 - Single Family_New_Secondary Heating_Natural Gas_Fireplace_E10_Baseline Forecast | Residential | CZ1 - Single Family | New | Secondary Heating | Natural Gas | Fireplace | E10 |  | Baseline Forecast | 0 | 0 | 0 | 0 | 0 | 0 | 0 | 0 | 0 | 0 | 0 | 0 | 0 | 0 | 0 | 0 | 0 | 0 | 0 | 0 | 0 | 0 | 0 | 0 | 0 | 0 | 0 | 0 | 0 | 0 | 0 | 0 | 0 | 0 | 0 | 0 | 0 | 0 | 0 | 0 | 0 | 0 | 0 | 0 | 0 | 0 | 0 | 0 | 0 | 0 | 0
Residential_CZ1 - Single Family_New_Secondary Heating_Natural Gas_Fireplace_Vintage_Baseline Forecast | Residential | CZ1 - Single Family | New | Secondary Heating | Natural Gas | Fireplace | Vintage | Vintage | Baseline Forecast | 0 | 0 | 0 | 0 | 0 | 0 | 0 | 0 | 0 | 0 | 0 | 0 | 0 | 0 | 0 | 0 | 0 | 0 | 0 | 0 | 0 | 0 | 0 | 0 | 0 | 0 | 0 | 0 | 0 | 0 | 0 | 0 | 0 | 0 | 0 | 0 | 0 | 0 | 0 | 0 | 0 | 0 | 0 | 0 | 0 | 0 | 0 | 0 | 0 | 0 | 0
Residential_CZ1 - Single Family_New_Water Heating_Natural Gas_Water Heater <= 55 gal._E1_Baseline Forecast | Residential | CZ1 - Single Family | New | Water Heating | Natural Gas | Water Heater <= 55 gal. | E1 | Baseline (UEF 0.58) | Baseline Forecast | 0 | 121.9244 | 246.2649 | 358.4088 | 469.3702 | 581.9763 | 693.5895 | 805.0898 | 915.7711 | 1025.5879 | 1125.0916 | 1224.2134 | 1320.1187 | 1413.1871 | 1503.7993 | 1591.8231 | 1677.9531 | 1762.2391 | 1844.9754 | 1923.056 | 1999.9217 | 2085.0872 | 0 | 0 | 0 | 0 | 0 | 0 | 0 | 0 | 0 | 0 | 0 | 0 | 0 | 0 | 0 | 0 | 0 | 0 | 0 | 0 | 0 | 0 | 0 | 0 | 0 | 0 | 0 | 0 | 0
Residential_CZ1 - Single Family_New_Water Heating_Natural Gas_Water Heater <= 55 gal._E2_Baseline Forecast | Residential | CZ1 - Single Family | New | Water Heating | Natural Gas | Water Heater <= 55 gal. | E2 | ENERGY STAR (UEF 0.64) | Baseline Forecast | 0 | 719.1986 | 1435.8473 | 2071.37 | 2692.9585 | 3316.1008 | 3943.0181 | 4574.8081 | 5203.8642 | 5831.5071 | 6468.5709 | 7105.0491 | 7741.9494 | 8376.8454 | 9010.5497 | 9640.7104 | 10271.8729 | 10901.7349 | 11530.2092 | 12161.9827 | 12793.0161 | 13471.5634 | 0 | 0 | 0 | 0 | 0 | 0 | 0 | 0 | 0 | 0 | 0 | 0 | 0 | 0 | 0 | 0 | 0 | 0 | 0 | 0 | 0 | 0 | 0 | 0 | 0 | 0 | 0 | 0 | 0
Residential_CZ1 - Single Family_New_Water Heating_Natural Gas_Water Heater <= 55 gal._E3_Baseline Forecast | Residential | CZ1 - Single Family | New | Water Heating | Natural Gas | Water Heater <= 55 gal. | E3 | Condensing (UEF 0.81) | Baseline Forecast | 0 | 35.0471 | 70.083 | 101.2337 | 131.751 | 162.4045 | 193.1743 | 224.145 | 254.9659 | 285.6891 | 316.3779 | 347.0256 | 377.5564 | 407.8863 | 438.0596 | 467.9838 | 497.8714 | 527.628 | 557.2556 | 586.8219 | 616.3087 | 648.1323 | 0 | 0 | 0 | 0 | 0 | 0 | 0 | 0 | 0 | 0 | 0 | 0 | 0 | 0 | 0 | 0 | 0 | 0 | 0 | 0 | 0 | 0 | 0 | 0 | 0 | 0 | 0 | 0 | 0
Residential_CZ1 - Single Family_New_Water Heating_Natural Gas_Water Heater <= 55 gal._E4_Baseline Forecast | Residential | CZ1 - Single Family | New | Water Heating | Natural Gas | Water Heater <= 55 gal. | E4 | Instantaneous - ENERGY STAR (UEF 0.87) | Baseline Forecast | 0 | 0 | 0 | 0 | 0 | 0 | 0 | 0 | 0 | 0 | 0 | 0 | 0 | 0 | 0 | 0 | 0 | 0 | 0 | 0 | 0 | 0 | 0 | 0 | 0 | 0 | 0 | 0 | 0 | 0 | 0 | 0 | 0 | 0 | 0 | 0 | 0 | 0 | 0 | 0 | 0 | 0 | 0 | 0 | 0 | 0 | 0 | 0 | 0 | 0 | 0
Residential_CZ1 - Single Family_New_Water Heating_Natural Gas_Water Heater <= 55 gal._E5_Baseline Forecast | Residential | CZ1 - Single Family | New | Water Heating | Natural Gas | Water Heater <= 55 gal. | E5 | Instantaneous - Condensing (UEF 0.92) | Baseline Forecast | 0 | 0 | 0 | 0 | 0 | 0 | 0 | 0 | 0 | 0 | 0 | 0 | 0 | 0 | 0 | 0 | 0 | 0 | 0 | 0 | 0 | 0 | 0 | 0 | 0 | 0 | 0 | 0 | 0 | 0 | 0 | 0 | 0 | 0 | 0 | 0 | 0 | 0 | 0 | 0 | 0 | 0 | 0 | 0 | 0 | 0 | 0 | 0 | 0 | 0 | 0
Residential_CZ1 - Single Family_New_Water Heating_Natural Gas_Water Heater <= 55 gal._E6_Baseline Forecast | Residential | CZ1 - Single Family | New | Water Heating | Natural Gas | Water Heater <= 55 gal. | E6 | NEEA Gas-Fired Absorption HPWH (EF 1.2) | Baseline Forecast | 0 | 0 | 0 | 0 | 0 | 0 | 0 | 0 | 0 | 0 | 0 | 0 | 0 | 0 | 0 | 0 | 0 | 0 | 0 | 0 | 0 | 0 | 0 | 0 | 0 | 0 | 0 | 0 | 0 | 0 | 0 | 0 | 0 | 0 | 0 | 0 | 0 | 0 | 0 | 0 | 0 | 0 | 0 | 0 | 0 | 0 | 0 | 0 | 0 | 0 | 0
Residential_CZ1 - Single Family_New_Water Heating_Natural Gas_Water Heater <= 55 gal._E7_Baseline Forecast | Residential | CZ1 - Single Family | New | Water Heating | Natural Gas | Water Heater <= 55 gal. | E7 | NEEA Gas-Fired Absorption HPWH (EF 1.7) | Baseline Forecast | 0 | 0 | 0 | 0 | 0 | 0 | 0 | 0 | 0 | 0 | 0 | 0 | 0 | 0 | 0 | 0 | 0 | 0 | 0 | 0 | 0 | 0 | 0 | 0 | 0 | 0 | 0 | 0 | 0 | 0 | 0 | 0 | 0 | 0 | 0 | 0 | 0 | 0 | 0 | 0 | 0 | 0 | 0 | 0 | 0 | 0 | 0 | 0 | 0 | 0 | 0
Residential_CZ1 - Single Family_New_Water Heating_Natural Gas_Water Heater <= 55 gal._E8_Baseline Forecast | Residential | CZ1 - Single Family | New | Water Heating | Natural Gas | Water Heater <= 55 gal. | E8 |  | Baseline Forecast | 0 | 0 | 0 | 0 | 0 | 0 | 0 | 0 | 0 | 0 | 0 | 0 | 0 | 0 | 0 | 0 | 0 | 0 | 0 | 0 | 0 | 0 | 0 | 0 | 0 | 0 | 0 | 0 | 0 | 0 | 0 | 0 | 0 | 0 | 0 | 0 | 0 | 0 | 0 | 0 | 0 | 0 | 0 | 0 | 0 | 0 | 0 | 0 | 0 | 0 | 0
Residential_CZ1 - Single Family_New_Water Heating_Natural Gas_Water Heater <= 55 gal._E9_Baseline Forecast | Residential | CZ1 - Single Family | New | Water Heating | Natural Gas | Water Heater <= 55 gal. | E9 |  | Baseline Forecast | 0 | 0 | 0 | 0 | 0 | 0 | 0 | 0 | 0 | 0 | 0 | 0 | 0 | 0 | 0 | 0 | 0 | 0 | 0 | 0 | 0 | 0 | 0 | 0 | 0 | 0 | 0 | 0 | 0 | 0 | 0 | 0 | 0 | 0 | 0 | 0 | 0 | 0 | 0 | 0 | 0 | 0 | 0 | 0 | 0 | 0 | 0 | 0 | 0 | 0 | 0
Residential_CZ1 - Single Family_New_Water Heating_Natural Gas_Water Heater <= 55 gal._E10_Baseline Forecast | Residential | CZ1 - Single Family | New | Water Heating | Natural Gas | Water Heater <= 55 gal. | E10 |  | Baseline Forecast | 0 | 0 | 0 | 0 | 0 | 0 | 0 | 0 | 0 | 0 | 0 | 0 | 0 | 0 | 0 | 0 | 0 | 0 | 0 | 0 | 0 | 0 | 0 | 0 | 0 | 0 | 0 | 0 | 0 | 0 | 0 | 0 | 0 | 0 | 0 | 0 | 0 | 0 | 0 | 0 | 0 | 0 | 0 | 0 | 0 | 0 | 0 | 0 | 0 | 0 | 0
Residential_CZ1 - Single Family_New_Water Heating_Natural Gas_Water Heater <= 55 gal._Vintage_Baseline Forecast | Residential | CZ1 - Single Family | New | Water Heating | Natural Gas | Water Heater <= 55 gal. | Vintage | Vintage | Baseline Forecast | 0 | 0 | 0 | 0 | 0 | 0 | 0 | 0 | 0 | 0 | 0 | 0 | 0 | 0 | 0 | 0 | 0 | 0 | 0 | 0 | 0 | 0 | 0 | 0 | 0 | 0 | 0 | 0 | 0 | 0 | 0 | 0 | 0 | 0 | 0 | 0 | 0 | 0 | 0 | 0 | 0 | 0 | 0 | 0 | 0 | 0 | 0 | 0 | 0 | 0 | 0
Residential_CZ1 - Single Family_New_Water Heating_Natural Gas_Water Heater > 55 gal._E1_Baseline Forecast | Residential | CZ1 - Single Family | New | Water Heating | Natural Gas | Water Heater > 55 gal. | E1 | Standard (UEF 0.77) | Baseline Forecast | 0 | 17.6229 | 50.3497 | 93.7195 | 145.4975 | 204.3904 | 267.8063 | 335.2183 | 406.0819 | 479.531 | 548.3546 | 619.6824 | 689.9742 | 758.2442 | 823.824 | 886.4966 | 946.3064 | 1003.5677 | 1058.7188 | 1107.8512 | 1153.2526 | 1199.0474 | 0 | 0 | 0 | 0 | 0 | 0 | 0 | 0 | 0 | 0 | 0 | 0 | 0 | 0 | 0 | 0 | 0 | 0 | 0 | 0 | 0 | 0 | 0 | 0 | 0 | 0 | 0 | 0 | 0
Residential_CZ1 - Single Family_New_Water Heating_Natural Gas_Water Heater > 55 gal._E2_Baseline Forecast | Residential | CZ1 - Single Family | New | Water Heating | Natural Gas | Water Heater > 55 gal. | E2 | ENERGY STAR (3.2) - UEF 0.78 | Baseline Forecast | 0 | 103.9526 | 188.6244 | 245.7775 | 290.0525 | 325.9032 | 356.1989 | 381.9737 | 402.7531 | 419.7881 | 440.6369 | 458.0082 | 475.216 | 492.8849 | 511.8031 | 531.7562 | 553.4097 | 576.0636 | 599.9765 | 629.51 | 662.3592 | 702.8413 | 0 | 0 | 0 | 0 | 0 | 0 | 0 | 0 | 0 | 0 | 0 | 0 | 0 | 0 | 0 | 0 | 0 | 0 | 0 | 0 | 0 | 0 | 0 | 0 | 0 | 0 | 0 | 0 | 0
Residential_CZ1 - Single Family_New_Water Heating_Natural Gas_Water Heater > 55 gal._E3_Baseline Forecast | Residential | CZ1 - Single Family | New | Water Heating | Natural Gas | Water Heater > 55 gal. | E3 | Condensing (UEF 0.82) | Baseline Forecast | 0 | 5.0657 | 14.2872 | 26.3342 | 40.5746 | 56.6064 | 74.089 | 92.8136 | 112.5466 | 133.0953 | 154.3218 | 176.3758 | 199.2084 | 222.873 | 247.4285 | 272.9341 | 299.4678 | 327.0762 | 355.0927 | 383.3022 | 411.633 | 440.3425 | 0 | 0 | 0 | 0 | 0 | 0 | 0 | 0 | 0 | 0 | 0 | 0 | 0 | 0 | 0 | 0 | 0 | 0 | 0 | 0 | 0 | 0 | 0 | 0 | 0 | 0 | 0 | 0 | 0
Residential_CZ1 - Single Family_New_Water Heating_Natural Gas_Water Heater > 55 gal._E4_Baseline Forecast | Residential | CZ1 - Single Family | New | Water Heating | Natural Gas | Water Heater > 55 gal. | E4 | Instantaneous - ENERGY STAR (UEF 0.87) | Baseline Forecast | 0 | 0 | 0 | 0 | 0 | 0 | 0 | 0 | 0 | 0 | 0 | 0 | 0 | 0 | 0 | 0 | 0 | 0 | 0 | 0 | 0 | 0 | 0 | 0 | 0 | 0 | 0 | 0 | 0 | 0 | 0 | 0 | 0 | 0 | 0 | 0 | 0 | 0 | 0 | 0 | 0 | 0 | 0 | 0 | 0 | 0 | 0 | 0 | 0 | 0 | 0
Residential_CZ1 - Single Family_New_Water Heating_Natural Gas_Water Heater > 55 gal._E5_Baseline Forecast | Residential | CZ1 - Single Family | New | Water Heating | Natural Gas | Water Heater > 55 gal. | E5 | Instantaneous - Condensing (UEF 0.92) | Baseline Forecast | 0 | 0 | 0 | 0 | 0 | 0 | 0 | 0 | 0 | 0 | 0 | 0 | 0 | 0 | 0 | 0 | 0 | 0 | 0 | 0 | 0 | 0 | 0 | 0 | 0 | 0 | 0 | 0 | 0 | 0 | 0 | 0 | 0 | 0 | 0 | 0 | 0 | 0 | 0 | 0 | 0 | 0 | 0 | 0 | 0 | 0 | 0 | 0 | 0 | 0 | 0
Residential_CZ1 - Single Family_New_Water Heating_Natural Gas_Water Heater > 55 gal._E6_Baseline Forecast | Residential | CZ1 - Single Family | New | Water Heating | Natural Gas | Water Heater > 55 gal. | E6 | NEEA Gas-Fired Absorption HPWH (EF 1.3) | Baseline Forecast | 0 | 0 | 0 | 0 | 0 | 0 | 0 | 0 | 0 | 0 | 0 | 0 | 0 | 0 | 0 | 0 | 0 | 0 | 0 | 0 | 0 | 0 | 0 | 0 | 0 | 0 | 0 | 0 | 0 | 0 | 0 | 0 | 0 | 0 | 0 | 0 | 0 | 0 | 0 | 0 | 0 | 0 | 0 | 0 | 0 | 0 | 0 | 0 | 0 | 0 | 0
Residential_CZ1 - Single Family_New_Water Heating_Natural Gas_Water Heater > 55 gal._E7_Baseline Forecast | Residential | CZ1 - Single Family | New | Water Heating | Natural Gas | Water Heater > 55 gal. | E7 | NEEA Gas-Fired Absorption HPWH (EF 1.7) | Baseline Forecast | 0 | 0 | 0 | 0 | 0 | 0 | 0 | 0 | 0 | 0 | 0 | 0 | 0 | 0 | 0 | 0 | 0 | 0 | 0 | 0 | 0 | 0 | 0 | 0 | 0 | 0 | 0 | 0 | 0 | 0 | 0 | 0 | 0 | 0 | 0 | 0 | 0 | 0 | 0 | 0 | 0 | 0 | 0 | 0 | 0 | 0 | 0 | 0 | 0 | 0 | 0
Residential_CZ1 - Single Family_New_Water Heating_Natural Gas_Water Heater > 55 gal._E8_Baseline Forecast | Residential | CZ1 - Single Family | New | Water Heating | Natural Gas | Water Heater > 55 gal. | E8 |  | Baseline Forecast | 0 | 0 | 0 | 0 | 0 | 0 | 0 | 0 | 0 | 0 | 0 | 0 | 0 | 0 | 0 | 0 | 0 | 0 | 0 | 0 | 0 | 0 | 0 | 0 | 0 | 0 | 0 | 0 | 0 | 0 | 0 | 0 | 0 | 0 | 0 | 0 | 0 | 0 | 0 | 0 | 0 | 0 | 0 | 0 | 0 | 0 | 0 | 0 | 0 | 0 | 0
Residential_CZ1 - Single Family_New_Water Heating_Natural Gas_Water Heater > 55 gal._E9_Baseline Forecast | Residential | CZ1 - Single Family | New | Water Heating | Natural Gas | Water Heater > 55 gal. | E9 |  | Baseline Forecast | 0 | 0 | 0 | 0 | 0 | 0 | 0 | 0 | 0 | 0 | 0 | 0 | 0 | 0 | 0 | 0 | 0 | 0 | 0 | 0 | 0 | 0 | 0 | 0 | 0 | 0 | 0 | 0 | 0 | 0 | 0 | 0 | 0 | 0 | 0 | 0 | 0 | 0 | 0 | 0 | 0 | 0 | 0 | 0 | 0 | 0 | 0 | 0 | 0 | 0 | 0
Residential_CZ1 - Single Family_New_Water Heating_Natural Gas_Water Heater > 55 gal._E10_Baseline Forecast | Residential | CZ1 - Single Family | New | Water Heating | Natural Gas | Water Heater > 55 gal. | E10 |  | Baseline Forecast | 0 | 0 | 0 | 0 | 0 | 0 | 0 | 0 | 0 | 0 | 0 | 0 | 0 | 0 | 0 | 0 | 0 | 0 | 0 | 0 | 0 | 0 | 0 | 0 | 0 | 0 | 0 | 0 | 0 | 0 | 0 | 0 | 0 | 0 | 0 | 0 | 0 | 0 | 0 | 0 | 0 | 0 | 0 | 0 | 0 | 0 | 0 | 0 | 0 | 0 | 0
Residential_CZ1 - Single Family_New_Water Heating_Natural Gas_Water Heater > 55 gal._Vintage_Baseline Forecast | Residential | CZ1 - Single Family | New | Water Heating | Natural Gas | Water Heater > 55 gal. | Vintage | Vintage | Baseline Forecast | 0 | 0 | 0 | 0 | 0 | 0 | 0 | 0 | 0 | 0 | 0 | 0 | 0 | 0 | 0 | 0 | 0 | 0 | 0 | 0 | 0 | 0 | 0 | 0 | 0 | 0 | 0 | 0 | 0 | 0 | 0 | 0 | 0 | 0 | 0 | 0 | 0 | 0 | 0 | 0 | 0 | 0 | 0 | 0 | 0 | 0 | 0 | 0 | 0 | 0 | 0
Residential_CZ1 - Single Family_New_Appliances_Natural Gas_Clothes Dryer_E1_Baseline Forecast | Residential | CZ1 - Single Family | New | Appliances | Natural Gas | Clothes Dryer | E1 | Standard | Baseline Forecast | 0 | 107.7371 | 215.497 | 311.3289 | 405.2436 | 499.586 | 594.2627 | 689.5364 | 784.3464 | 878.856 | 971.2587 | 1063.7079 | 1155.2571 | 1245.8875 | 1335.7892 | 1424.6981 | 1513.2745 | 1601.239 | 1688.625 | 1775.6822 | 1862.3313 | 1955.8714 | 0 | 0 | 0 | 0 | 0 | 0 | 0 | 0 | 0 | 0 | 0 | 0 | 0 | 0 | 0 | 0 | 0 | 0 | 0 | 0 | 0 | 0 | 0 | 0 | 0 | 0 | 0 | 0 | 0
Residential_CZ1 - Single Family_New_Appliances_Natural Gas_Clothes Dryer_E2_Baseline Forecast | Residential | CZ1 - Single Family | New | Appliances | Natural Gas | Clothes Dryer | E2 | NEEA/ENERGY STAR (CE >60%) | Baseline Forecast | 0 | 86.1735 | 172.292 | 248.8249 | 323.7892 | 399.0639 | 474.6457 | 550.7285 | 626.4554 | 701.9571 | 779.3606 | 856.4943 | 933.8837 | 1011.0761 | 1088.1551 | 1164.8147 | 1241.6012 | 1318.2748 | 1394.8482 | 1471.4367 | 1547.9829 | 1630.5078 | 0 | 0 | 0 | 0 | 0 | 0 | 0 | 0 | 0 | 0 | 0 | 0 | 0 | 0 | 0 | 0 | 0 | 0 | 0 | 0 | 0 | 0 | 0 | 0 | 0 | 0 | 0 | 0 | 0
Residential_CZ1 - Single Family_New_Appliances_Natural Gas_Clothes Dryer_E3_Baseline Forecast | Residential | CZ1 - Single Family | New | Appliances | Natural Gas | Clothes Dryer | E3 |  | Baseline Forecast | 0 | 0 | 0 | 0 | 0 | 0 | 0 | 0 | 0 | 0 | 0 | 0 | 0 | 0 | 0 | 0 | 0 | 0 | 0 | 0 | 0 | 0 | 0 | 0 | 0 | 0 | 0 | 0 | 0 | 0 | 0 | 0 | 0 | 0 | 0 | 0 | 0 | 0 | 0 | 0 | 0 | 0 | 0 | 0 | 0 | 0 | 0 | 0 | 0 | 0 | 0
Residential_CZ1 - Single Family_New_Appliances_Natural Gas_Clothes Dryer_E4_Baseline Forecast | Residential | CZ1 - Single Family | New | Appliances | Natural Gas | Clothes Dryer | E4 |  | Baseline Forecast | 0 | 0 | 0 | 0 | 0 | 0 | 0 | 0 | 0 | 0 | 0 | 0 | 0 | 0 | 0 | 0 | 0 | 0 | 0 | 0 | 0 | 0 | 0 | 0 | 0 | 0 | 0 | 0 | 0 | 0 | 0 | 0 | 0 | 0 | 0 | 0 | 0 | 0 | 0 | 0 | 0 | 0 | 0 | 0 | 0 | 0 | 0 | 0 | 0 | 0 | 0
Residential_CZ1 - Single Family_New_Appliances_Natural Gas_Clothes Dryer_E5_Baseline Forecast | Residential | CZ1 - Single Family | New | Appliances | Natural Gas | Clothes Dryer | E5 |  | Baseline Forecast | 0 | 0 | 0 | 0 | 0 | 0 | 0 | 0 | 0 | 0 | 0 | 0 | 0 | 0 | 0 | 0 | 0 | 0 | 0 | 0 | 0 | 0 | 0 | 0 | 0 | 0 | 0 | 0 | 0 | 0 | 0 | 0 | 0 | 0 | 0 | 0 | 0 | 0 | 0 | 0 | 0 | 0 | 0 | 0 | 0 | 0 | 0 | 0 | 0 | 0 | 0
Residential_CZ1 - Single Family_New_Appliances_Natural Gas_Clothes Dryer_E6_Baseline Forecast | Residential | CZ1 - Single Family | New | Appliances | Natural Gas | Clothes Dryer | E6 |  | Baseline Forecast | 0 | 0 | 0 | 0 | 0 | 0 | 0 | 0 | 0 | 0 | 0 | 0 | 0 | 0 | 0 | 0 | 0 | 0 | 0 | 0 | 0 | 0 | 0 | 0 | 0 | 0 | 0 | 0 | 0 | 0 | 0 | 0 | 0 | 0 | 0 | 0 | 0 | 0 | 0 | 0 | 0 | 0 | 0 | 0 | 0 | 0 | 0 | 0 | 0 | 0 | 0
Residential_CZ1 - Single Family_New_Appliances_Natural Gas_Clothes Dryer_E7_Baseline Forecast | Residential | CZ1 - Single Family | New | Appliances | Natural Gas | Clothes Dryer | E7 |  | Baseline Forecast | 0 | 0 | 0 | 0 | 0 | 0 | 0 | 0 | 0 | 0 | 0 | 0 | 0 | 0 | 0 | 0 | 0 | 0 | 0 | 0 | 0 | 0 | 0 | 0 | 0 | 0 | 0 | 0 | 0 | 0 | 0 | 0 | 0 | 0 | 0 | 0 | 0 | 0 | 0 | 0 | 0 | 0 | 0 | 0 | 0 | 0 | 0 | 0 | 0 | 0 | 0
Residential_CZ1 - Single Family_New_Appliances_Natural Gas_Clothes Dryer_E8_Baseline Forecast | Residential | CZ1 - Single Family | New | Appliances | Natural Gas | Clothes Dryer | E8 |  | Baseline Forecast | 0 | 0 | 0 | 0 | 0 | 0 | 0 | 0 | 0 | 0 | 0 | 0 | 0 | 0 | 0 | 0 | 0 | 0 | 0 | 0 | 0 | 0 | 0 | 0 | 0 | 0 | 0 | 0 | 0 | 0 | 0 | 0 | 0 | 0 | 0 | 0 | 0 | 0 | 0 | 0 | 0 | 0 | 0 | 0 | 0 | 0 | 0 | 0 | 0 | 0 | 0
Residential_CZ1 - Single Family_New_Appliances_Natural Gas_Clothes Dryer_E9_Baseline Forecast | Residential | CZ1 - Single Family | New | Appliances | Natural Gas | Clothes Dryer | E9 |  | Baseline Forecast | 0 | 0 | 0 | 0 | 0 | 0 | 0 | 0 | 0 | 0 | 0 | 0 | 0 | 0 | 0 | 0 | 0 | 0 | 0 | 0 | 0 | 0 | 0 | 0 | 0 | 0 | 0 | 0 | 0 | 0 | 0 | 0 | 0 | 0 | 0 | 0 | 0 | 0 | 0 | 0 | 0 | 0 | 0 | 0 | 0 | 0 | 0 | 0 | 0 | 0 | 0
Residential_CZ1 - Single Family_New_Appliances_Natural Gas_Clothes Dryer_E10_Baseline Forecast | Residential | CZ1 - Single Family | New | Appliances | Natural Gas | Clothes Dryer | E10 |  | Baseline Forecast | 0 | 0 | 0 | 0 | 0 | 0 | 0 | 0 | 0 | 0 | 0 | 0 | 0 | 0 | 0 | 0 | 0 | 0 | 0 | 0 | 0 | 0 | 0 | 0 | 0 | 0 | 0 | 0 | 0 | 0 | 0 | 0 | 0 | 0 | 0 | 0 | 0 | 0 | 0 | 0 | 0 | 0 | 0 | 0 | 0 | 0 | 0 | 0 | 0 | 0 | 0
Residential_CZ1 - Single Family_New_Appliances_Natural Gas_Clothes Dryer_Vintage_Baseline Forecast | Residential | CZ1 - Single Family | New | Appliances | Natural Gas | Clothes Dryer | Vintage | Vintage | Baseline Forecast | 0 | 0 | 0 | 0 | 0 | 0 | 0 | 0 | 0 | 0 | 0 | 0 | 0 | 0 | 0 | 0 | 0 | 0 | 0 | 0 | 0 | 0 | 0 | 0 | 0 | 0 | 0 | 0 | 0 | 0 | 0 | 0 | 0 | 0 | 0 | 0 | 0 | 0 | 0 | 0 | 0 | 0 | 0 | 0 | 0 | 0 | 0 | 0 | 0 | 0 | 0
Residential_CZ1 - Single Family_New_Appliances_Natural Gas_Stove/Oven_E1_Baseline Forecast | Residential | CZ1 - Single Family | New | Appliances | Natural Gas | Stove/Oven | E1 | Typical - (914 + 1915 IAEC) | Baseline Forecast | 0 | 255.7919 | 511.7303 | 739.3943 | 962.5376 | 1186.7404 | 1411.6838 | 1638.0155 | 1863.2439 | 2087.7343 | 2307.5584 | 2526.2441 | 2742.426 | 2956.2467 | 3168.1689 | 3377.593 | 3586.133 | 3793.1627 | 3996.7634 | 4199.8123 | 4402.9911 | 4622.8914 | 0 | 0 | 0 | 0 | 0 | 0 | 0 | 0 | 0 | 0 | 0 | 0 | 0 | 0 | 0 | 0 | 0 | 0 | 0 | 0 | 0 | 0 | 0 | 0 | 0 | 0 | 0 | 0 | 0
Residential_CZ1 - Single Family_New_Appliances_Natural Gas_Stove/Oven_E2_Baseline Forecast | Residential | CZ1 - Single Family | New | Appliances | Natural Gas | Stove/Oven | E2 | High Efficiency (730 + 1660 IAEC) | Baseline Forecast | 0 | 109.7959 | 219.3847 | 316.6874 | 411.9388 | 507.5223 | 603.5745 | 700.3084 | 796.6004 | 892.6394 | 992.958 | 1093.9943 | 1196.3195 | 1298.9021 | 1401.7957 | 1504.5249 | 1607.7507 | 1711.1201 | 1816.639 | 1922.1182 | 2026.6185 | 2138.6611 | 0 | 0 | 0 | 0 | 0 | 0 | 0 | 0 | 0 | 0 | 0 | 0 | 0 | 0 | 0 | 0 | 0 | 0 | 0 | 0 | 0 | 0 | 0 | 0 | 0 | 0 | 0 | 0 | 0
Residential_CZ1 - Single Family_New_Appliances_Natural Gas_Stove/Oven_E3_Baseline Forecast | Residential | CZ1 - Single Family | New | Appliances | Natural Gas | Stove/Oven | E3 |  | Baseline Forecast | 0 | 0 | 0 | 0 | 0 | 0 | 0 | 0 | 0 | 0 | 0 | 0 | 0 | 0 | 0 | 0 | 0 | 0 | 0 | 0 | 0 | 0 | 0 | 0 | 0 | 0 | 0 | 0 | 0 | 0 | 0 | 0 | 0 | 0 | 0 | 0 | 0 | 0 | 0 | 0 | 0 | 0 | 0 | 0 | 0 | 0 | 0 | 0 | 0 | 0 | 0
Residential_CZ1 - Single Family_New_Appliances_Natural Gas_Stove/Oven_E4_Baseline Forecast | Residential | CZ1 - Single Family | New | Appliances | Natural Gas | Stove/Oven | E4 |  | Baseline Forecast | 0 | 0 | 0 | 0 | 0 | 0 | 0 | 0 | 0 | 0 | 0 | 0 | 0 | 0 | 0 | 0 | 0 | 0 | 0 | 0 | 0 | 0 | 0 | 0 | 0 | 0 | 0 | 0 | 0 | 0 | 0 | 0 | 0 | 0 | 0 | 0 | 0 | 0 | 0 | 0 | 0 | 0 | 0 | 0 | 0 | 0 | 0 | 0 | 0 | 0 | 0
Residential_CZ1 - Single Family_New_Appliances_Natural Gas_Stove/Oven_E5_Baseline Forecast | Residential | CZ1 - Single Family | New | Appliances | Natural Gas | Stove/Oven | E5 |  | Baseline Forecast | 0 | 0 | 0 | 0 | 0 | 0 | 0 | 0 | 0 | 0 | 0 | 0 | 0 | 0 | 0 | 0 | 0 | 0 | 0 | 0 | 0 | 0 | 0 | 0 | 0 | 0 | 0 | 0 | 0 | 0 | 0 | 0 | 0 | 0 | 0 | 0 | 0 | 0 | 0 | 0 | 0 | 0 | 0 | 0 | 0 | 0 | 0 | 0 | 0 | 0 | 0
Residential_CZ1 - Single Family_New_Appliances_Natural Gas_Stove/Oven_E6_Baseline Forecast | Residential | CZ1 - Single Family | New | Appliances | Natural Gas | Stove/Oven | E6 |  | Baseline Forecast | 0 | 0 | 0 | 0 | 0 | 0 | 0 | 0 | 0 | 0 | 0 | 0 | 0 | 0 | 0 | 0 | 0 | 0 | 0 | 0 | 0 | 0 | 0 | 0 | 0 | 0 | 0 | 0 | 0 | 0 | 0 | 0 | 0 | 0 | 0 | 0 | 0 | 0 | 0 | 0 | 0 | 0 | 0 | 0 | 0 | 0 | 0 | 0 | 0 | 0 | 0
Residential_CZ1 - Single Family_New_Appliances_Natural Gas_Stove/Oven_E7_Baseline Forecast | Residential | CZ1 - Single Family | New | Appliances | Natural Gas | Stove/Oven | E7 |  | Baseline Forecast | 0 | 0 | 0 | 0 | 0 | 0 | 0 | 0 | 0 | 0 | 0 | 0 | 0 | 0 | 0 | 0 | 0 | 0 | 0 | 0 | 0 | 0 | 0 | 0 | 0 | 0 | 0 | 0 | 0 | 0 | 0 | 0 | 0 | 0 | 0 | 0 | 0 | 0 | 0 | 0 | 0 | 0 | 0 | 0 | 0 | 0 | 0 | 0 | 0 | 0 | 0
Residential_CZ1 - Single Family_New_Appliances_Natural Gas_Stove/Oven_E8_Baseline Forecast | Residential | CZ1 - Single Family | New | Appliances | Natural Gas | Stove/Oven | E8 |  | Baseline Forecast | 0 | 0 | 0 | 0 | 0 | 0 | 0 | 0 | 0 | 0 | 0 | 0 | 0 | 0 | 0 | 0 | 0 | 0 | 0 | 0 | 0 | 0 | 0 | 0 | 0 | 0 | 0 | 0 | 0 | 0 | 0 | 0 | 0 | 0 | 0 | 0 | 0 | 0 | 0 | 0 | 0 | 0 | 0 | 0 | 0 | 0 | 0 | 0 | 0 | 0 | 0
Residential_CZ1 - Single Family_New_Appliances_Natural Gas_Stove/Oven_E9_Baseline Forecast | Residential | CZ1 - Single Family | New | Appliances | Natural Gas | Stove/Oven | E9 |  | Baseline Forecast | 0 | 0 | 0 | 0 | 0 | 0 | 0 | 0 | 0 | 0 | 0 | 0 | 0 | 0 | 0 | 0 | 0 | 0 | 0 | 0 | 0 | 0 | 0 | 0 | 0 | 0 | 0 | 0 | 0 | 0 | 0 | 0 | 0 | 0 | 0 | 0 | 0 | 0 | 0 | 0 | 0 | 0 | 0 | 0 | 0 | 0 | 0 | 0 | 0 | 0 | 0
Residential_CZ1 - Single Family_New_Appliances_Natural Gas_Stove/Oven_E10_Baseline Forecast | Residential | CZ1 - Single Family | New | Appliances | Natural Gas | Stove/Oven | E10 |  | Baseline Forecast | 0 | 0 | 0 | 0 | 0 | 0 | 0 | 0 | 0 | 0 | 0 | 0 | 0 | 0 | 0 | 0 | 0 | 0 | 0 | 0 | 0 | 0 | 0 | 0 | 0 | 0 | 0 | 0 | 0 | 0 | 0 | 0 | 0 | 0 | 0 | 0 | 0 | 0 | 0 | 0 | 0 | 0 | 0 | 0 | 0 | 0 | 0 | 0 | 0 | 0 | 0
Residential_CZ1 - Single Family_New_Appliances_Natural Gas_Stove/Oven_Vintage_Baseline Forecast | Residential | CZ1 - Single Family | New | Appliances | Natural Gas | Stove/Oven | Vintage | Vintage | Baseline Forecast | 0 | 0 | 0 | 0 | 0 | 0 | 0 | 0 | 0 | 0 | 0 | 0 | 0 | 0 | 0 | 0 | 0 | 0 | 0 | 0 | 0 | 0 | 0 | 0 | 0 | 0 | 0 | 0 | 0 | 0 | 0 | 0 | 0 | 0 | 0 | 0 | 0 | 0 | 0 | 0 | 0 | 0 | 0 | 0 | 0 | 0 | 0 | 0 | 0 | 0 | 0
Residential_CZ1 - Single Family_New_Miscellaneous_Natural Gas_Pool Heater_E1_Baseline Forecast | Residential | CZ1 - Single Family | New | Miscellaneous | Natural Gas | Pool Heater | E1 | Standard (EF 0.82) | Baseline Forecast | 0 | 6.2378 | 12.4746 | 18.0193 | 23.4518 | 28.9082 | 34.3851 | 39.8974 | 45.3833 | 50.8523 | 56.3147 | 61.7699 | 67.2044 | 72.603 | 77.9745 | 83.3006 | 88.62 | 93.9162 | 99.1905 | 104.4547 | 109.7045 | 115.3682 | 0 | 0 | 0 | 0 | 0 | 0 | 0 | 0 | 0 | 0 | 0 | 0 | 0 | 0 | 0 | 0 | 0 | 0 | 0 | 0 | 0 | 0 | 0 | 0 | 0 | 0 | 0 | 0 | 0
Residential_CZ1 - Single Family_New_Miscellaneous_Natural Gas_Pool Heater_E2_Baseline Forecast | Residential | CZ1 - Single Family | New | Miscellaneous | Natural Gas | Pool Heater | E2 | High Efficiency (EF 0.84) | Baseline Forecast | 0 | 0.32831 | 0.65656 | 0.94838 | 1.2343 | 1.5215 | 1.8097 | 2.0999 | 2.3886 | 2.6764 | 2.9639 | 3.251 | 3.5371 | 3.8212 | 4.1039 | 4.3842 | 4.6642 | 4.943 | 5.2206 | 5.4976 | 5.7739 | 6.072 | 0 | 0 | 0 | 0 | 0 | 0 | 0 | 0 | 0 | 0 | 0 | 0 | 0 | 0 | 0 | 0 | 0 | 0 | 0 | 0 | 0 | 0 | 0 | 0 | 0 | 0 | 0 | 0 | 0
Residential_CZ1 - Single Family_New_Miscellaneous_Natural Gas_Pool Heater_E3_Baseline Forecast | Residential | CZ1 - Single Family | New | Miscellaneous | Natural Gas | Pool Heater | E3 | Condensing (EF .94) | Baseline Forecast | 0 | 0 | 0 | 0 | 0 | 0 | 0 | 0 | 0 | 0 | 0 | 0 | 0 | 0 | 0 | 0 | 0 | 0 | 0 | 0 | 0 | 0 | 0 | 0 | 0 | 0 | 0 | 0 | 0 | 0 | 0 | 0 | 0 | 0 | 0 | 0 | 0 | 0 | 0 | 0 | 0 | 0 | 0 | 0 | 0 | 0 | 0 | 0 | 0 | 0 | 0
Residential_CZ1 - Single Family_New_Miscellaneous_Natural Gas_Pool Heater_E4_Baseline Forecast | Residential | CZ1 - Single Family | New | Miscellaneous | Natural Gas | Pool Heater | E4 | Condensing w/Imp. HX (EF 0.95) | Baseline Forecast | 0 | 0 | 0 | 0 | 0 | 0 | 0 | 0 | 0 | 0 | 0 | 0 | 0 | 0 | 0 | 0 | 0 | 0 | 0 | 0 | 0 | 0 | 0 | 0 | 0 | 0 | 0 | 0 | 0 | 0 | 0 | 0 | 0 | 0 | 0 | 0 | 0 | 0 | 0 | 0 | 0 | 0 | 0 | 0 | 0 | 0 | 0 | 0 | 0 | 0 | 0
Residential_CZ1 - Single Family_New_Miscellaneous_Natural Gas_Pool Heater_E5_Baseline Forecast | Residential | CZ1 - Single Family | New | Miscellaneous | Natural Gas | Pool Heater | E5 |  | Baseline Forecast | 0 | 0 | 0 | 0 | 0 | 0 | 0 | 0 | 0 | 0 | 0 | 0 | 0 | 0 | 0 | 0 | 0 | 0 | 0 | 0 | 0 | 0 | 0 | 0 | 0 | 0 | 0 | 0 | 0 | 0 | 0 | 0 | 0 | 0 | 0 | 0 | 0 | 0 | 0 | 0 | 0 | 0 | 0 | 0 | 0 | 0 | 0 | 0 | 0 | 0 | 0
Residential_CZ1 - Single Family_New_Miscellaneous_Natural Gas_Pool Heater_E6_Baseline Forecast | Residential | CZ1 - Single Family | New | Miscellaneous | Natural Gas | Pool Heater | E6 |  | Baseline Forecast | 0 | 0 | 0 | 0 | 0 | 0 | 0 | 0 | 0 | 0 | 0 | 0 | 0 | 0 | 0 | 0 | 0 | 0 | 0 | 0 | 0 | 0 | 0 | 0 | 0 | 0 | 0 | 0 | 0 | 0 | 0 | 0 | 0 | 0 | 0 | 0 | 0 | 0 | 0 | 0 | 0 | 0 | 0 | 0 | 0 | 0 | 0 | 0 | 0 | 0 | 0
Residential_CZ1 - Single Family_New_Miscellaneous_Natural Gas_Pool Heater_E7_Baseline Forecast | Residential | CZ1 - Single Family | New | Miscellaneous | Natural Gas | Pool Heater | E7 |  | Baseline Forecast | 0 | 0 | 0 | 0 | 0 | 0 | 0 | 0 | 0 | 0 | 0 | 0 | 0 | 0 | 0 | 0 | 0 | 0 | 0 | 0 | 0 | 0 | 0 | 0 | 0 | 0 | 0 | 0 | 0 | 0 | 0 | 0 | 0 | 0 | 0 | 0 | 0 | 0 | 0 | 0 | 0 | 0 | 0 | 0 | 0 | 0 | 0 | 0 | 0 | 0 | 0
Residential_CZ1 - Single Family_New_Miscellaneous_Natural Gas_Pool Heater_E8_Baseline Forecast | Residential | CZ1 - Single Family | New | Miscellaneous | Natural Gas | Pool Heater | E8 |  | Baseline Forecast | 0 | 0 | 0 | 0 | 0 | 0 | 0 | 0 | 0 | 0 | 0 | 0 | 0 | 0 | 0 | 0 | 0 | 0 | 0 | 0 | 0 | 0 | 0 | 0 | 0 | 0 | 0 | 0 | 0 | 0 | 0 | 0 | 0 | 0 | 0 | 0 | 0 | 0 | 0 | 0 | 0 | 0 | 0 | 0 | 0 | 0 | 0 | 0 | 0 | 0 | 0
Residential_CZ1 - Single Family_New_Miscellaneous_Natural Gas_Pool Heater_E9_Baseline Forecast | Residential | CZ1 - Single Family | New | Miscellaneous | Natural Gas | Pool Heater | E9 |  | Baseline Forecast | 0 | 0 | 0 | 0 | 0 | 0 | 0 | 0 | 0 | 0 | 0 | 0 | 0 | 0 | 0 | 0 | 0 | 0 | 0 | 0 | 0 | 0 | 0 | 0 | 0 | 0 | 0 | 0 | 0 | 0 | 0 | 0 | 0 | 0 | 0 | 0 | 0 | 0 | 0 | 0 | 0 | 0 | 0 | 0 | 0 | 0 | 0 | 0 | 0 | 0 | 0
Residential_CZ1 - Single Family_New_Miscellaneous_Natural Gas_Pool Heater_E10_Baseline Forecast | Residential | CZ1 - Single Family | New | Miscellaneous | Natural Gas | Pool Heater | E10 |  | Baseline Forecast | 0 | 0 | 0 | 0 | 0 | 0 | 0 | 0 | 0 | 0 | 0 | 0 | 0 | 0 | 0 | 0 | 0 | 0 | 0 | 0 | 0 | 0 | 0 | 0 | 0 | 0 | 0 | 0 | 0 | 0 | 0 | 0 | 0 | 0 | 0 | 0 | 0 | 0 | 0 | 0 | 0 | 0 | 0 | 0 | 0 | 0 | 0 | 0 | 0 | 0 | 0
Residential_CZ1 - Single Family_New_Miscellaneous_Natural Gas_Pool Heater_Vintage_Baseline Forecast | Residential | CZ1 - Single Family | New | Miscellaneous | Natural Gas | Pool Heater | Vintage | Vintage | Baseline Forecast | 0 | 0 | 0 | 0 | 0 | 0 | 0 | 0 | 0 | 0 | 0 | 0 | 0 | 0 | 0 | 0 | 0 | 0 | 0 | 0 | 0 | 0 | 0 | 0 | 0 | 0 | 0 | 0 | 0 | 0 | 0 | 0 | 0 | 0 | 0 | 0 | 0 | 0 | 0 | 0 | 0 | 0 | 0 | 0 | 0 | 0 | 0 | 0 | 0 | 0 | 0
Residential_CZ1 - Single Family_New_Miscellaneous_Natural Gas_Miscellaneous_E1_Baseline Forecast | Residential | CZ1 - Single Family | New | Miscellaneous | Natural Gas | Miscellaneous | E1 | Default | Baseline Forecast | 0 | 1106.6243 | 2213.0654 | 3196.7308 | 4160.5032 | 5128.4877 | 6100.1328 | 7078.0435 | 8051.2773 | 9021.5112 | 9990.5747 | 10958.3644 | 11922.4769 | 12880.2212 | 13833.1602 | 14778.04 | 15721.7466 | 16661.3164 | 17597.0131 | 18530.9192 | 19462.2557 | 20467.0377 | 0 | 0 | 0 | 0 | 0 | 0 | 0 | 0 | 0 | 0 | 0 | 0 | 0 | 0 | 0 | 0 | 0 | 0 | 0 | 0 | 0 | 0 | 0 | 0 | 0 | 0 | 0 | 0 | 0
Residential_CZ1 - Single Family_New_Miscellaneous_Natural Gas_Miscellaneous_E2_Baseline Forecast | Residential | CZ1 - Single Family | New | Miscellaneous | Natural Gas | Miscellaneous | E2 |  | Baseline Forecast | 0 | 0 | 0 | 0 | 0 | 0 | 0 | 0 | 0 | 0 | 0 | 0 | 0 | 0 | 0 | 0 | 0 | 0 | 0 | 0 | 0 | 0 | 0 | 0 | 0 | 0 | 0 | 0 | 0 | 0 | 0 | 0 | 0 | 0 | 0 | 0 | 0 | 0 | 0 | 0 | 0 | 0 | 0 | 0 | 0 | 0 | 0 | 0 | 0 | 0 | 0
Residential_CZ1 - Single Family_New_Miscellaneous_Natural Gas_Miscellaneous_E3_Baseline Forecast | Residential | CZ1 - Single Family | New | Miscellaneous | Natural Gas | Miscellaneous | E3 |  | Baseline Forecast | 0 | 0 | 0 | 0 | 0 | 0 | 0 | 0 | 0 | 0 | 0 | 0 | 0 | 0 | 0 | 0 | 0 | 0 | 0 | 0 | 0 | 0 | 0 | 0 | 0 | 0 | 0 | 0 | 0 | 0 | 0 | 0 | 0 | 0 | 0 | 0 | 0 | 0 | 0 | 0 | 0 | 0 | 0 | 0 | 0 | 0 | 0 | 0 | 0 | 0 | 0
Residential_CZ1 - Single Family_New_Miscellaneous_Natural Gas_Miscellaneous_E4_Baseline Forecast | Residential | CZ1 - Single Family | New | Miscellaneous | Natural Gas | Miscellaneous | E4 |  | Baseline Forecast | 0 | 0 | 0 | 0 | 0 | 0 | 0 | 0 | 0 | 0 | 0 | 0 | 0 | 0 | 0 | 0 | 0 | 0 | 0 | 0 | 0 | 0 | 0 | 0 | 0 | 0 | 0 | 0 | 0 | 0 | 0 | 0 | 0 | 0 | 0 | 0 | 0 | 0 | 0 | 0 | 0 | 0 | 0 | 0 | 0 | 0 | 0 | 0 | 0 | 0 | 0
Residential_CZ1 - Single Family_New_Miscellaneous_Natural Gas_Miscellaneous_E5_Baseline Forecast | Residential | CZ1 - Single Family | New | Miscellaneous | Natural Gas | Miscellaneous | E5 |  | Baseline Forecast | 0 | 0 | 0 | 0 | 0 | 0 | 0 | 0 | 0 | 0 | 0 | 0 | 0 | 0 | 0 | 0 | 0 | 0 | 0 | 0 | 0 | 0 | 0 | 0 | 0 | 0 | 0 | 0 | 0 | 0 | 0 | 0 | 0 | 0 | 0 | 0 | 0 | 0 | 0 | 0 | 0 | 0 | 0 | 0 | 0 | 0 | 0 | 0 | 0 | 0 | 0
Residential_CZ1 - Single Family_New_Miscellaneous_Natural Gas_Miscellaneous_E6_Baseline Forecast | Residential | CZ1 - Single Family | New | Miscellaneous | Natural Gas | Miscellaneous | E6 |  | Baseline Forecast | 0 | 0 | 0 | 0 | 0 | 0 | 0 | 0 | 0 | 0 | 0 | 0 | 0 | 0 | 0 | 0 | 0 | 0 | 0 | 0 | 0 | 0 | 0 | 0 | 0 | 0 | 0 | 0 | 0 | 0 | 0 | 0 | 0 | 0 | 0 | 0 | 0 | 0 | 0 | 0 | 0 | 0 | 0 | 0 | 0 | 0 | 0 | 0 | 0 | 0 | 0
Residential_CZ1 - Single Family_New_Miscellaneous_Natural Gas_Miscellaneous_E7_Baseline Forecast | Residential | CZ1 - Single Family | New | Miscellaneous | Natural Gas | Miscellaneous | E7 |  | Baseline Forecast | 0 | 0 | 0 | 0 | 0 | 0 | 0 | 0 | 0 | 0 | 0 | 0 | 0 | 0 | 0 | 0 | 0 | 0 | 0 | 0 | 0 | 0 | 0 | 0 | 0 | 0 | 0 | 0 | 0 | 0 | 0 | 0 | 0 | 0 | 0 | 0 | 0 | 0 | 0 | 0 | 0 | 0 | 0 | 0 | 0 | 0 | 0 | 0 | 0 | 0 | 0
Residential_CZ1 - Single Family_New_Miscellaneous_Natural Gas_Miscellaneous_E8_Baseline Forecast | Residential | CZ1 - Single Family | New | Miscellaneous | Natural Gas | Miscellaneous | E8 |  | Baseline Forecast | 0 | 0 | 0 | 0 | 0 | 0 | 0 | 0 | 0 | 0 | 0 | 0 | 0 | 0 | 0 | 0 | 0 | 0 | 0 | 0 | 0 | 0 | 0 | 0 | 0 | 0 | 0 | 0 | 0 | 0 | 0 | 0 | 0 | 0 | 0 | 0 | 0 | 0 | 0 | 0 | 0 | 0 | 0 | 0 | 0 | 0 | 0 | 0 | 0 | 0 | 0
Residential_CZ1 - Single Family_New_Miscellaneous_Natural Gas_Miscellaneous_E9_Baseline Forecast | Residential | CZ1 - Single Family | New | Miscellaneous | Natural Gas | Miscellaneous | E9 |  | Baseline Forecast | 0 | 0 | 0 | 0 | 0 | 0 | 0 | 0 | 0 | 0 | 0 | 0 | 0 | 0 | 0 | 0 | 0 | 0 | 0 | 0 | 0 | 0 | 0 | 0 | 0 | 0 | 0 | 0 | 0 | 0 | 0 | 0 | 0 | 0 | 0 | 0 | 0 | 0 | 0 | 0 | 0 | 0 | 0 | 0 | 0 | 0 | 0 | 0 | 0 | 0 | 0
Residential_CZ1 - Single Family_New_Miscellaneous_Natural Gas_Miscellaneous_E10_Baseline Forecast | Residential | CZ1 - Single Family | New | Miscellaneous | Natural Gas | Miscellaneous | E10 |  | Baseline Forecast | 0 | 0 | 0 | 0 | 0 | 0 | 0 | 0 | 0 | 0 | 0 | 0 | 0 | 0 | 0 | 0 | 0 | 0 | 0 | 0 | 0 | 0 | 0 | 0 | 0 | 0 | 0 | 0 | 0 | 0 | 0 | 0 | 0 | 0 | 0 | 0 | 0 | 0 | 0 | 0 | 0 | 0 | 0 | 0 | 0 | 0 | 0 | 0 | 0 | 0 | 0
Residential_CZ1 - Single Family_New_Miscellaneous_Natural Gas_Miscellaneous_Vintage_Baseline Forecast | Residential | CZ1 - Single Family | New | Miscellaneous | Natural Gas | Miscellaneous | Vintage | Vintage | Baseline Forecast | 0 | 0 | 0 | 0 | 0 | 0 | 0 | 0 | 0 | 0 | 0 | 0 | 0 | 0 | 0 | 0 | 0 | 0 | 0 | 0 | 0 | 0 | 0 | 0 | 0 | 0 | 0 | 0 | 0 | 0 | 0 | 0 | 0 | 0 | 0 | 0 | 0 | 0 | 0 | 0 | 0 | 0 | 0 | 0 | 0 | 0 | 0 | 0 | 0 | 0 | 0
Residential_CZ1 - Multi Family_Existing_Space Heating_Natural Gas_Furnace - Direct Fuel_E1_Baseline Forecast | Residential | CZ1 - Multi Family | Existing | Space Heating | Natural Gas | Furnace - Direct Fuel | E1 | AFUE 80% | Baseline Forecast | 0 | 501.8709 | 993.2209 | 1474.1628 | 1944.8381 | 1937.0587 | 1929.3105 | 1921.5933 | 1913.9069 | 1906.2513 | 1898.6263 | 1891.0318 | 1855.2191 | 1793.5484 | 1708.2256 | 1601.3108 | 1501.0876 | 1407.1372 | 1319.0669 | 1236.5089 | 1159.1179 | 1086.5708 | 0 | 0 | 0 | 0 | 0 | 0 | 0 | 0 | 0 | 0 | 0 | 0 | 0 | 0 | 0 | 0 | 0 | 0 | 0 | 0 | 0 | 0 | 0 | 0 | 0 | 0 | 0 | 0 | 0
Residential_CZ1 - Multi Family_Existing_Space Heating_Natural Gas_Furnace - Direct Fuel_E2_Baseline Forecast | Residential | CZ1 - Multi Family | Existing | Space Heating | Natural Gas | Furnace - Direct Fuel | E2 | AFUE 90% | Baseline Forecast | 0 | 291.6628 | 573.7437 | 847.0443 | 1112.3161 | 1107.8668 | 1103.4353 | 1099.0216 | 1094.6255 | 1090.247 | 1085.886 | 1081.5425 | 1060.7997 | 1025.2243 | 976.24 | 915.1388 | 857.8619 | 804.1698 | 753.8383 | 706.6569 | 662.4284 | 620.9682 | 0 | 0 | 0 | 0 | 0 | 0 | 0 | 0 | 0 | 0 | 0 | 0 | 0 | 0 | 0 | 0 | 0 | 0 | 0 | 0 | 0 | 0 | 0 | 0 | 0 | 0 | 0 | 0 | 0
Residential_CZ1 - Multi Family_Existing_Space Heating_Natural Gas_Furnace - Direct Fuel_E3_Baseline Forecast | Residential | CZ1 - Multi Family | Existing | Space Heating | Natural Gas | Furnace - Direct Fuel | E3 | AFUE 92% | Baseline Forecast | 0 | 64.5817 | 127.1141 | 187.7564 | 246.6618 | 1034.366 | 1803.4167 | 2548.8496 | 3271.9897 | 3974.0453 | 4653.8589 | 5314.7872 | 5974.6113 | 6632.4676 | 7287.6406 | 7939.2567 | 8545.0034 | 9107.6851 | 9630.0316 | 10114.6029 | 10563.9418 | 10980.36 | 0 | 0 | 0 | 0 | 0 | 0 | 0 | 0 | 0 | 0 | 0 | 0 | 0 | 0 | 0 | 0 | 0 | 0 | 0 | 0 | 0 | 0 | 0 | 0 | 0 | 0 | 0 | 0 | 0
Residential_CZ1 - Multi Family_Existing_Space Heating_Natural Gas_Furnace - Direct Fuel_E4_Baseline Forecast | Residential | CZ1 - Multi Family | Existing | Space Heating | Natural Gas | Furnace - Direct Fuel | E4 | AFUE 95% | Baseline Forecast | 0 | 51.6654 | 101.6912 | 150.2051 | 197.3295 | 243.1261 | 287.8455 | 331.1481 | 373.0815 | 413.7537 | 455.0576 | 495.2376 | 533.0434 | 568.519 | 601.9157 | 633.4314 | 663.2566 | 691.5563 | 718.4214 | 743.9268 | 768.1452 | 791.0819 | 0 | 0 | 0 | 0 | 0 | 0 | 0 | 0 | 0 | 0 | 0 | 0 | 0 | 0 | 0 | 0 | 0 | 0 | 0 | 0 | 0 | 0 | 0 | 0 | 0 | 0 | 0 | 0 | 0
Residential_CZ1 - Multi Family_Existing_Space Heating_Natural Gas_Furnace - Direct Fuel_E5_Baseline Forecast | Residential | CZ1 - Multi Family | Existing | Space Heating | Natural Gas | Furnace - Direct Fuel | E5 | AFUE 98% | Baseline Forecast | 0 | 12.9163 | 25.4228 | 37.5513 | 49.3324 | 60.7815 | 71.9614 | 82.787 | 93.2704 | 103.4384 | 113.7644 | 123.8094 | 133.2608 | 142.1298 | 150.4789 | 158.3578 | 165.8142 | 172.8891 | 179.6053 | 185.9817 | 192.0363 | 197.7705 | 0 | 0 | 0 | 0 | 0 | 0 | 0 | 0 | 0 | 0 | 0 | 0 | 0 | 0 | 0 | 0 | 0 | 0 | 0 | 0 | 0 | 0 | 0 | 0 | 0 | 0 | 0 | 0 | 0
Residential_CZ1 - Multi Family_Existing_Space Heating_Natural Gas_Furnace - Direct Fuel_E6_Baseline Forecast | Residential | CZ1 - Multi Family | Existing | Space Heating | Natural Gas | Furnace - Direct Fuel | E6 | Convert to NG Heat Pump | Baseline Forecast | 0 | 5.8464 | 11.1985 | 16.087 | 20.4984 | 24.8139 | 28.9934 | 33.0333 | 36.9213 | 40.6018 | 44.0746 | 47.3118 | 50.3977 | 53.2902 | 55.6449 | 57.4393 | 59.0565 | 60.5197 | 61.8289 | 62.9956 | 63.8849 | 64.5206 | 0 | 0 | 0 | 0 | 0 | 0 | 0 | 0 | 0 | 0 | 0 | 0 | 0 | 0 | 0 | 0 | 0 | 0 | 0 | 0 | 0 | 0 | 0 | 0 | 0 | 0 | 0 | 0 | 0
Residential_CZ1 - Multi Family_Existing_Space Heating_Natural Gas_Furnace - Direct Fuel_E7_Baseline Forecast | Residential | CZ1 - Multi Family | Existing | Space Heating | Natural Gas | Furnace - Direct Fuel | E7 |  | Baseline Forecast | 0 | 0 | 0 | 0 | 0 | 0 | 0 | 0 | 0 | 0 | 0 | 0 | 0 | 0 | 0 | 0 | 0 | 0 | 0 | 0 | 0 | 0 | 0 | 0 | 0 | 0 | 0 | 0 | 0 | 0 | 0 | 0 | 0 | 0 | 0 | 0 | 0 | 0 | 0 | 0 | 0 | 0 | 0 | 0 | 0 | 0 | 0 | 0 | 0 | 0 | 0
Residential_CZ1 - Multi Family_Existing_Space Heating_Natural Gas_Furnace - Direct Fuel_E8_Baseline Forecast | Residential | CZ1 - Multi Family | Existing | Space Heating | Natural Gas | Furnace - Direct Fuel | E8 |  | Baseline Forecast | 0 | 0 | 0 | 0 | 0 | 0 | 0 | 0 | 0 | 0 | 0 | 0 | 0 | 0 | 0 | 0 | 0 | 0 | 0 | 0 | 0 | 0 | 0 | 0 | 0 | 0 | 0 | 0 | 0 | 0 | 0 | 0 | 0 | 0 | 0 | 0 | 0 | 0 | 0 | 0 | 0 | 0 | 0 | 0 | 0 | 0 | 0 | 0 | 0 | 0 | 0
Residential_CZ1 - Multi Family_Existing_Space Heating_Natural Gas_Furnace - Direct Fuel_E9_Baseline Forecast | Residential | CZ1 - Multi Family | Existing | Space Heating | Natural Gas | Furnace - Direct Fuel | E9 |  | Baseline Forecast | 0 | 0 | 0 | 0 | 0 | 0 | 0 | 0 | 0 | 0 | 0 | 0 | 0 | 0 | 0 | 0 | 0 | 0 | 0 | 0 | 0 | 0 | 0 | 0 | 0 | 0 | 0 | 0 | 0 | 0 | 0 | 0 | 0 | 0 | 0 | 0 | 0 | 0 | 0 | 0 | 0 | 0 | 0 | 0 | 0 | 0 | 0 | 0 | 0 | 0 | 0
Residential_CZ1 - Multi Family_Existing_Space Heating_Natural Gas_Furnace - Direct Fuel_E10_Baseline Forecast | Residential | CZ1 - Multi Family | Existing | Space Heating | Natural Gas | Furnace - Direct Fuel | E10 |  | Baseline Forecast | 0 | 0 | 0 | 0 | 0 | 0 | 0 | 0 | 0 | 0 | 0 | 0 | 0 | 0 | 0 | 0 | 0 | 0 | 0 | 0 | 0 | 0 | 0 | 0 | 0 | 0 | 0 | 0 | 0 | 0 | 0 | 0 | 0 | 0 | 0 | 0 | 0 | 0 | 0 | 0 | 0 | 0 | 0 | 0 | 0 | 0 | 0 | 0 | 0 | 0 | 0
Residential_CZ1 - Multi Family_Existing_Space Heating_Natural Gas_Furnace - Direct Fuel_Vintage_Baseline Forecast | Residential | CZ1 - Multi Family | Existing | Space Heating | Natural Gas | Furnace - Direct Fuel | Vintage | Vintage | Baseline Forecast | 21655.0331 | 20639.8695 | 19649.748 | 18683.4039 | 17739.6497 | 16817.3703 | 15915.519 | 15039.487 | 14187.901 | 13359.472 | 12552.9905 | 11767.321 | 11030.8251 | 10340.4252 | 9693.2363 | 9086.5537 | 8517.8423 | 7984.7256 | 7484.9757 | 7016.5043 | 6577.3537 | 6165.6887 | 0 | 0 | 0 | 0 | 0 | 0 | 0 | 0 | 0 | 0 | 0 | 0 | 0 | 0 | 0 | 0 | 0 | 0 | 0 | 0 | 0 | 0 | 0 | 0 | 0 | 0 | 0 | 0 | 0
Residential_CZ1 - Multi Family_Existing_Space Heating_Natural Gas_Boiler - Direct Fuel_E1_Baseline Forecast | Residential | CZ1 - Multi Family | Existing | Space Heating | Natural Gas | Boiler - Direct Fuel | E1 | AFUE 82% | Baseline Forecast | 0 | 14.7664 | 14.7074 | 14.6485 | 14.5899 | 14.5316 | 14.4735 | 14.4156 | 14.3579 | 14.3005 | 14.2433 | 14.1863 | 13.4567 | 12.7647 | 12.1082 | 11.4855 | 10.8948 | 10.3345 | 9.803 | 9.2989 | 8.8206 | 8.367 | 0 | 0 | 0 | 0 | 0 | 0 | 0 | 0 | 0 | 0 | 0 | 0 | 0 | 0 | 0 | 0 | 0 | 0 | 0 | 0 | 0 | 0 | 0 | 0 | 0 | 0 | 0 | 0 | 0
Residential_CZ1 - Multi Family_Existing_Space Heating_Natural Gas_Boiler - Direct Fuel_E2_Baseline Forecast | Residential | CZ1 - Multi Family | Existing | Space Heating | Natural Gas | Boiler - Direct Fuel | E2 | AFUE 84% | Baseline Forecast | 0 | 0 | 11.9847 | 23.8051 | 35.4634 | 46.967 | 58.3042 | 69.399 | 80.2658 | 90.9099 | 101.2678 | 111.4261 | 121.5498 | 131.0926 | 140.0816 | 148.545 | 156.5076 | 163.9934 | 171.0213 | 177.6104 | 183.7797 | 189.5482 | 0 | 0 | 0 | 0 | 0 | 0 | 0 | 0 | 0 | 0 | 0 | 0 | 0 | 0 | 0 | 0 | 0 | 0 | 0 | 0 | 0 | 0 | 0 | 0 | 0 | 0 | 0 | 0 | 0
Residential_CZ1 - Multi Family_Existing_Space Heating_Natural Gas_Boiler - Direct Fuel_E3_Baseline Forecast | Residential | CZ1 - Multi Family | Existing | Space Heating | Natural Gas | Boiler - Direct Fuel | E3 | AFUE 85% | Baseline Forecast | 0 | 11.4219 | 23.8033 | 35.9923 | 47.9957 | 59.8188 | 71.4711 | 82.8703 | 94.0258 | 104.9477 | 115.5953 | 126.0242 | 135.8876 | 145.1693 | 153.9004 | 162.1116 | 169.8298 | 177.0805 | 183.8902 | 190.2845 | 196.2845 | 201.9147 | 0 | 0 | 0 | 0 | 0 | 0 | 0 | 0 | 0 | 0 | 0 | 0 | 0 | 0 | 0 | 0 | 0 | 0 | 0 | 0 | 0 | 0 | 0 | 0 | 0 | 0 | 0 | 0 | 0
Residential_CZ1 - Multi Family_Existing_Space Heating_Natural Gas_Boiler - Direct Fuel_E4_Baseline Forecast | Residential | CZ1 - Multi Family | Existing | Space Heating | Natural Gas | Boiler - Direct Fuel | E4 | AFUE 90% | Baseline Forecast | 0 | 11.4219 | 23.8033 | 35.9923 | 47.9957 | 59.8188 | 71.4711 | 82.8703 | 94.0258 | 104.9477 | 115.5953 | 126.0242 | 135.8876 | 145.1693 | 153.9004 | 162.1116 | 169.8298 | 177.0805 | 183.8902 | 190.2845 | 196.2845 | 201.9147 | 0 | 0 | 0 | 0 | 0 | 0 | 0 | 0 | 0 | 0 | 0 | 0 | 0 | 0 | 0 | 0 | 0 | 0 | 0 | 0 | 0 | 0 | 0 | 0 | 0 | 0 | 0 | 0 | 0
Residential_CZ1 - Multi Family_Existing_Space Heating_Natural Gas_Boiler - Direct Fuel_E5_Baseline Forecast | Residential | CZ1 - Multi Family | Existing | Space Heating | Natural Gas | Boiler - Direct Fuel | E5 | AFUE 95% | Baseline Forecast | 0 | 2.3615 | 4.9153 | 7.4248 | 9.8924 | 12.3183 | 14.7092 | 17.0483 | 19.335 | 21.5734 | 23.88 | 26.1409 | 28.3059 | 30.3554 | 32.2963 | 34.1319 | 35.8693 | 37.5152 | 39.0751 | 40.5535 | 41.9575 | 43.2877 | 0 | 0 | 0 | 0 | 0 | 0 | 0 | 0 | 0 | 0 | 0 | 0 | 0 | 0 | 0 | 0 | 0 | 0 | 0 | 0 | 0 | 0 | 0 | 0 | 0 | 0 | 0 | 0 | 0
Residential_CZ1 - Multi Family_Existing_Space Heating_Natural Gas_Boiler - Direct Fuel_E6_Baseline Forecast | Residential | CZ1 - Multi Family | Existing | Space Heating | Natural Gas | Boiler - Direct Fuel | E6 | AFUE 96% | Baseline Forecast | 0 | 1.1631 | 2.421 | 3.657 | 4.8724 | 6.0672 | 7.2448 | 8.3969 | 9.5232 | 10.6257 | 11.7618 | 12.8754 | 13.9417 | 14.9512 | 15.9071 | 16.8112 | 17.667 | 18.4776 | 19.246 | 19.9741 | 20.6656 | 21.3208 | 0 | 0 | 0 | 0 | 0 | 0 | 0 | 0 | 0 | 0 | 0 | 0 | 0 | 0 | 0 | 0 | 0 | 0 | 0 | 0 | 0 | 0 | 0 | 0 | 0 | 0 | 0 | 0 | 0
Residential_CZ1 - Multi Family_Existing_Space Heating_Natural Gas_Boiler - Direct Fuel_E7_Baseline Forecast | Residential | CZ1 - Multi Family | Existing | Space Heating | Natural Gas | Boiler - Direct Fuel | E7 | Convert to NG Heat Pump | Baseline Forecast | 0 | 0 | 0 | 0 | 0 | 0 | 0 | 0 | 0 | 0 | 0 | 0 | 0 | 0 | 0 | 0 | 0 | 0 | 0 | 0 | 0 | 0 | 0 | 0 | 0 | 0 | 0 | 0 | 0 | 0 | 0 | 0 | 0 | 0 | 0 | 0 | 0 | 0 | 0 | 0 | 0 | 0 | 0 | 0 | 0 | 0 | 0 | 0 | 0 | 0 | 0
Residential_CZ1 - Multi Family_Existing_Space Heating_Natural Gas_Boiler - Direct Fuel_E8_Baseline Forecast | Residential | CZ1 - Multi Family | Existing | Space Heating | Natural Gas | Boiler - Direct Fuel | E8 |  | Baseline Forecast | 0 | 0 | 0 | 0 | 0 | 0 | 0 | 0 | 0 | 0 | 0 | 0 | 0 | 0 | 0 | 0 | 0 | 0 | 0 | 0 | 0 | 0 | 0 | 0 | 0 | 0 | 0 | 0 | 0 | 0 | 0 | 0 | 0 | 0 | 0 | 0 | 0 | 0 | 0 | 0 | 0 | 0 | 0 | 0 | 0 | 0 | 0 | 0 | 0 | 0 | 0
Residential_CZ1 - Multi Family_Existing_Space Heating_Natural Gas_Boiler - Direct Fuel_E9_Baseline Forecast | Residential | CZ1 - Multi Family | Existing | Space Heating | Natural Gas | Boiler - Direct Fuel | E9 |  | Baseline Forecast | 0 | 0 | 0 | 0 | 0 | 0 | 0 | 0 | 0 | 0 | 0 | 0 | 0 | 0 | 0 | 0 | 0 | 0 | 0 | 0 | 0 | 0 | 0 | 0 | 0 | 0 | 0 | 0 | 0 | 0 | 0 | 0 | 0 | 0 | 0 | 0 | 0 | 0 | 0 | 0 | 0 | 0 | 0 | 0 | 0 | 0 | 0 | 0 | 0 | 0 | 0
Residential_CZ1 - Multi Family_Existing_Space Heating_Natural Gas_Boiler - Direct Fuel_E10_Baseline Forecast | Residential | CZ1 - Multi Family | Existing | Space Heating | Natural Gas | Boiler - Direct Fuel | E10 |  | Baseline Forecast | 0 | 0 | 0 | 0 | 0 | 0 | 0 | 0 | 0 | 0 | 0 | 0 | 0 | 0 | 0 | 0 | 0 | 0 | 0 | 0 | 0 | 0 | 0 | 0 | 0 | 0 | 0 | 0 | 0 | 0 | 0 | 0 | 0 | 0 | 0 | 0 | 0 | 0 | 0 | 0 | 0 | 0 | 0 | 0 | 0 | 0 | 0 | 0 | 0 | 0 | 0
Residential_CZ1 - Multi Family_Existing_Space Heating_Natural Gas_Boiler - Direct Fuel_Vintage_Baseline Forecast | Residential | CZ1 - Multi Family | Existing | Space Heating | Natural Gas | Boiler - Direct Fuel | Vintage | Vintage | Baseline Forecast | 1185.0527 | 1139.1776 | 1093.9564 | 1049.3689 | 1005.3959 | 962.0189 | 919.2206 | 877.2665 | 836.1241 | 795.7623 | 756.1515 | 717.2637 | 680.3758 | 645.3851 | 612.1939 | 580.7096 | 550.8445 | 522.5154 | 495.6432 | 470.1529 | 445.9736 | 423.0379 | 0 | 0 | 0 | 0 | 0 | 0 | 0 | 0 | 0 | 0 | 0 | 0 | 0 | 0 | 0 | 0 | 0 | 0 | 0 | 0 | 0 | 0 | 0 | 0 | 0 | 0 | 0 | 0 | 0
Residential_CZ1 - Multi Family_Existing_Secondary Heating_Natural Gas_Fireplace_E1_Baseline Forecast | Residential | CZ1 - Multi Family | Existing | Secondary Heating | Natural Gas | Fireplace | E1 | Baseline (50% to 60% FE Rating) | Baseline Forecast | 0 | 235.3049 | 461.9545 | 680.6547 | 892.0453 | 1096.7061 | 1291.7682 | 1478.0565 | 1656.3185 | 1827.2312 | 1991.4085 | 2162.0793 | 2338.4482 | 2519.796 | 2710.3687 | 2909.0769 | 3114.9352 | 3299.407 | 3464.5219 | 3612.1177 | 3743.8584 | 3861.2506 | 0 | 0 | 0 | 0 | 0 | 0 | 0 | 0 | 0 | 0 | 0 | 0 | 0 | 0 | 0 | 0 | 0 | 0 | 0 | 0 | 0 | 0 | 0 | 0 | 0 | 0 | 0 | 0 | 0
Residential_CZ1 - Multi Family_Existing_Secondary Heating_Natural Gas_Fireplace_E2_Baseline Forecast | Residential | CZ1 - Multi Family | Existing | Secondary Heating | Natural Gas | Fireplace | E2 | Tier 1 (70% FE Rating) | Baseline Forecast | 0 | 0 | 0 | 0 | 0 | 0 | 0 | 0 | 0 | 0 | 0 | 0 | 0 | 0 | 0 | 0 | 0 | 0 | 0 | 0 | 0 | 0 | 0 | 0 | 0 | 0 | 0 | 0 | 0 | 0 | 0 | 0 | 0 | 0 | 0 | 0 | 0 | 0 | 0 | 0 | 0 | 0 | 0 | 0 | 0 | 0 | 0 | 0 | 0 | 0 | 0
Residential_CZ1 - Multi Family_Existing_Secondary Heating_Natural Gas_Fireplace_E3_Baseline Forecast | Residential | CZ1 - Multi Family | Existing | Secondary Heating | Natural Gas | Fireplace | E3 | Tier 2 (77%+ FE Rating) | Baseline Forecast | 0 | 0 | 0 | 0 | 0 | 0 | 0 | 0 | 0 | 0 | 0 | 0 | 0 | 0 | 0 | 0 | 0 | 0 | 0 | 0 | 0 | 0 | 0 | 0 | 0 | 0 | 0 | 0 | 0 | 0 | 0 | 0 | 0 | 0 | 0 | 0 | 0 | 0 | 0 | 0 | 0 | 0 | 0 | 0 | 0 | 0 | 0 | 0 | 0 | 0 | 0
Residential_CZ1 - Multi Family_Existing_Secondary Heating_Natural Gas_Fireplace_E4_Baseline Forecast | Residential | CZ1 - Multi Family | Existing | Secondary Heating | Natural Gas | Fireplace | E4 |  | Baseline Forecast | 0 | 0 | 0 | 0 | 0 | 0 | 0 | 0 | 0 | 0 | 0 | 0 | 0 | 0 | 0 | 0 | 0 | 0 | 0 | 0 | 0 | 0 | 0 | 0 | 0 | 0 | 0 | 0 | 0 | 0 | 0 | 0 | 0 | 0 | 0 | 0 | 0 | 0 | 0 | 0 | 0 | 0 | 0 | 0 | 0 | 0 | 0 | 0 | 0 | 0 | 0
Residential_CZ1 - Multi Family_Existing_Secondary Heating_Natural Gas_Fireplace_E5_Baseline Forecast | Residential | CZ1 - Multi Family | Existing | Secondary Heating | Natural Gas | Fireplace | E5 |  | Baseline Forecast | 0 | 0 | 0 | 0 | 0 | 0 | 0 | 0 | 0 | 0 | 0 | 0 | 0 | 0 | 0 | 0 | 0 | 0 | 0 | 0 | 0 | 0 | 0 | 0 | 0 | 0 | 0 | 0 | 0 | 0 | 0 | 0 | 0 | 0 | 0 | 0 | 0 | 0 | 0 | 0 | 0 | 0 | 0 | 0 | 0 | 0 | 0 | 0 | 0 | 0 | 0
Residential_CZ1 - Multi Family_Existing_Secondary Heating_Natural Gas_Fireplace_E6_Baseline Forecast | Residential | CZ1 - Multi Family | Existing | Secondary Heating | Natural Gas | Fireplace | E6 |  | Baseline Forecast | 0 | 0 | 0 | 0 | 0 | 0 | 0 | 0 | 0 | 0 | 0 | 0 | 0 | 0 | 0 | 0 | 0 | 0 | 0 | 0 | 0 | 0 | 0 | 0 | 0 | 0 | 0 | 0 | 0 | 0 | 0 | 0 | 0 | 0 | 0 | 0 | 0 | 0 | 0 | 0 | 0 | 0 | 0 | 0 | 0 | 0 | 0 | 0 | 0 | 0 | 0
Residential_CZ1 - Multi Family_Existing_Secondary Heating_Natural Gas_Fireplace_E7_Baseline Forecast | Residential | CZ1 - Multi Family | Existing | Secondary Heating | Natural Gas | Fireplace | E7 |  | Baseline Forecast | 0 | 0 | 0 | 0 | 0 | 0 | 0 | 0 | 0 | 0 | 0 | 0 | 0 | 0 | 0 | 0 | 0 | 0 | 0 | 0 | 0 | 0 | 0 | 0 | 0 | 0 | 0 | 0 | 0 | 0 | 0 | 0 | 0 | 0 | 0 | 0 | 0 | 0 | 0 | 0 | 0 | 0 | 0 | 0 | 0 | 0 | 0 | 0 | 0 | 0 | 0
Residential_CZ1 - Multi Family_Existing_Secondary Heating_Natural Gas_Fireplace_E8_Baseline Forecast | Residential | CZ1 - Multi Family | Existing | Secondary Heating | Natural Gas | Fireplace | E8 |  | Baseline Forecast | 0 | 0 | 0 | 0 | 0 | 0 | 0 | 0 | 0 | 0 | 0 | 0 | 0 | 0 | 0 | 0 | 0 | 0 | 0 | 0 | 0 | 0 | 0 | 0 | 0 | 0 | 0 | 0 | 0 | 0 | 0 | 0 | 0 | 0 | 0 | 0 | 0 | 0 | 0 | 0 | 0 | 0 | 0 | 0 | 0 | 0 | 0 | 0 | 0 | 0 | 0
Residential_CZ1 - Multi Family_Existing_Secondary Heating_Natural Gas_Fireplace_E9_Baseline Forecast | Residential | CZ1 - Multi Family | Existing | Secondary Heating | Natural Gas | Fireplace | E9 |  | Baseline Forecast | 0 | 0 | 0 | 0 | 0 | 0 | 0 | 0 | 0 | 0 | 0 | 0 | 0 | 0 | 0 | 0 | 0 | 0 | 0 | 0 | 0 | 0 | 0 | 0 | 0 | 0 | 0 | 0 | 0 | 0 | 0 | 0 | 0 | 0 | 0 | 0 | 0 | 0 | 0 | 0 | 0 | 0 | 0 | 0 | 0 | 0 | 0 | 0 | 0 | 0 | 0
Residential_CZ1 - Multi Family_Existing_Secondary Heating_Natural Gas_Fireplace_E10_Baseline Forecast | Residential | CZ1 - Multi Family | Existing | Secondary Heating | Natural Gas | Fireplace | E10 |  | Baseline Forecast | 0 | 0 | 0 | 0 | 0 | 0 | 0 | 0 | 0 | 0 | 0 | 0 | 0 | 0 | 0 | 0 | 0 | 0 | 0 | 0 | 0 | 0 | 0 | 0 | 0 | 0 | 0 | 0 | 0 | 0 | 0 | 0 | 0 | 0 | 0 | 0 | 0 | 0 | 0 | 0 | 0 | 0 | 0 | 0 | 0 | 0 | 0 | 0 | 0 | 0 | 0
Residential_CZ1 - Multi Family_Existing_Secondary Heating_Natural Gas_Fireplace_Vintage_Baseline Forecast | Residential | CZ1 - Multi Family | Existing | Secondary Heating | Natural Gas | Fireplace | Vintage | Vintage | Baseline Forecast | 5640.2263 | 5382.3606 | 5133.2403 | 4892.1593 | 4658.4775 | 4431.6146 | 4214.4392 | 4006.126 | 3805.9274 | 3613.1656 | 3427.2267 | 3234.8814 | 3036.9247 | 2834.0754 | 2622.0871 | 2402.0491 | 2174.9463 | 1969.315 | 1783.1252 | 1614.5389 | 1461.8915 | 1323.6763 | 0 | 0 | 0 | 0 | 0 | 0 | 0 | 0 | 0 | 0 | 0 | 0 | 0 | 0 | 0 | 0 | 0 | 0 | 0 | 0 | 0 | 0 | 0 | 0 | 0 | 0 | 0 | 0 | 0
Residential_CZ1 - Multi Family_Existing_Water Heating_Natural Gas_Water Heater <= 55 gal._E1_Baseline Forecast | Residential | CZ1 - Multi Family | Existing | Water Heating | Natural Gas | Water Heater <= 55 gal. | E1 | Baseline (UEF 0.58) | Baseline Forecast | 0 | 184.1527 | 372.6233 | 564.3027 | 758.2045 | 954.0664 | 1148.5005 | 1338.9572 | 1526.3291 | 1710.5709 | 1882.0052 | 2051.1501 | 2191.4616 | 2307.5498 | 2402.7061 | 2479.8697 | 2541.4562 | 2589.9262 | 2627.3525 | 2652.725 | 2669.8855 | 2681.4871 | 0 | 0 | 0 | 0 | 0 | 0 | 0 | 0 | 0 | 0 | 0 | 0 | 0 | 0 | 0 | 0 | 0 | 0 | 0 | 0 | 0 | 0 | 0 | 0 | 0 | 0 | 0 | 0 | 0
Residential_CZ1 - Multi Family_Existing_Water Heating_Natural Gas_Water Heater <= 55 gal._E2_Baseline Forecast | Residential | CZ1 - Multi Family | Existing | Water Heating | Natural Gas | Water Heater <= 55 gal. | E2 | ENERGY STAR (UEF 0.64) | Baseline Forecast | 0 | 854.9449 | 1715.7014 | 2580.5872 | 3448.206 | 4316.7967 | 5188.0305 | 6046.4685 | 6892.5329 | 7727.3908 | 8561.6916 | 9385.7475 | 10083.2614 | 10672.3919 | 11169.2886 | 11587.6059 | 11939.0953 | 12233.3918 | 12478.7435 | 12684.9797 | 12855.7815 | 12994.9187 | 0 | 0 | 0 | 0 | 0 | 0 | 0 | 0 | 0 | 0 | 0 | 0 | 0 | 0 | 0 | 0 | 0 | 0 | 0 | 0 | 0 | 0 | 0 | 0 | 0 | 0 | 0 | 0 | 0
Residential_CZ1 - Multi Family_Existing_Water Heating_Natural Gas_Water Heater <= 55 gal._E3_Baseline Forecast | Residential | CZ1 - Multi Family | Existing | Water Heating | Natural Gas | Water Heater <= 55 gal. | E3 | Condensing (UEF 0.81) | Baseline Forecast | 0 | 43.2944 | 87.0124 | 131.0334 | 175.2619 | 219.6142 | 264.0161 | 307.7197 | 350.7761 | 393.2369 | 435.1388 | 476.5198 | 511.4276 | 540.8118 | 565.4796 | 586.1237 | 603.334 | 617.6135 | 629.3962 | 639.045 | 646.875 | 653.1552 | 0 | 0 | 0 | 0 | 0 | 0 | 0 | 0 | 0 | 0 | 0 | 0 | 0 | 0 | 0 | 0 | 0 | 0 | 0 | 0 | 0 | 0 | 0 | 0 | 0 | 0 | 0 | 0 | 0
Residential_CZ1 - Multi Family_Existing_Water Heating_Natural Gas_Water Heater <= 55 gal._E4_Baseline Forecast | Residential | CZ1 - Multi Family | Existing | Water Heating | Natural Gas | Water Heater <= 55 gal. | E4 | Instantaneous - ENERGY STAR (UEF 0.87) | Baseline Forecast | 0 | 0 | 0 | 0 | 0 | 0 | 0 | 0 | 0 | 0 | 0 | 0 | 0 | 0 | 0 | 0 | 0 | 0 | 0 | 0 | 0 | 0 | 0 | 0 | 0 | 0 | 0 | 0 | 0 | 0 | 0 | 0 | 0 | 0 | 0 | 0 | 0 | 0 | 0 | 0 | 0 | 0 | 0 | 0 | 0 | 0 | 0 | 0 | 0 | 0 | 0
Residential_CZ1 - Multi Family_Existing_Water Heating_Natural Gas_Water Heater <= 55 gal._E5_Baseline Forecast | Residential | CZ1 - Multi Family | Existing | Water Heating | Natural Gas | Water Heater <= 55 gal. | E5 | Instantaneous - Condensing (UEF 0.92) | Baseline Forecast | 0 | 0 | 0 | 0 | 0 | 0 | 0 | 0 | 0 | 0 | 0 | 0 | 0 | 0 | 0 | 0 | 0 | 0 | 0 | 0 | 0 | 0 | 0 | 0 | 0 | 0 | 0 | 0 | 0 | 0 | 0 | 0 | 0 | 0 | 0 | 0 | 0 | 0 | 0 | 0 | 0 | 0 | 0 | 0 | 0 | 0 | 0 | 0 | 0 | 0 | 0
Residential_CZ1 - Multi Family_Existing_Water Heating_Natural Gas_Water Heater <= 55 gal._E6_Baseline Forecast | Residential | CZ1 - Multi Family | Existing | Water Heating | Natural Gas | Water Heater <= 55 gal. | E6 | NEEA Gas-Fired Absorption HPWH (EF 1.2) | Baseline Forecast | 0 | 0 | 0 | 0 | 0 | 0 | 0 | 0 | 0 | 0 | 0 | 0 | 0 | 0 | 0 | 0 | 0 | 0 | 0 | 0 | 0 | 0 | 0 | 0 | 0 | 0 | 0 | 0 | 0 | 0 | 0 | 0 | 0 | 0 | 0 | 0 | 0 | 0 | 0 | 0 | 0 | 0 | 0 | 0 | 0 | 0 | 0 | 0 | 0 | 0 | 0
Residential_CZ1 - Multi Family_Existing_Water Heating_Natural Gas_Water Heater <= 55 gal._E7_Baseline Forecast | Residential | CZ1 - Multi Family | Existing | Water Heating | Natural Gas | Water Heater <= 55 gal. | E7 | NEEA Gas-Fired Absorption HPWH (EF 1.7) | Baseline Forecast | 0 | 0 | 0 | 0 | 0 | 0 | 0 | 0 | 0 | 0 | 0 | 0 | 0 | 0 | 0 | 0 | 0 | 0 | 0 | 0 | 0 | 0 | 0 | 0 | 0 | 0 | 0 | 0 | 0 | 0 | 0 | 0 | 0 | 0 | 0 | 0 | 0 | 0 | 0 | 0 | 0 | 0 | 0 | 0 | 0 | 0 | 0 | 0 | 0 | 0 | 0
Residential_CZ1 - Multi Family_Existing_Water Heating_Natural Gas_Water Heater <= 55 gal._E8_Baseline Forecast | Residential | CZ1 - Multi Family | Existing | Water Heating | Natural Gas | Water Heater <= 55 gal. | E8 |  | Baseline Forecast | 0 | 0 | 0 | 0 | 0 | 0 | 0 | 0 | 0 | 0 | 0 | 0 | 0 | 0 | 0 | 0 | 0 | 0 | 0 | 0 | 0 | 0 | 0 | 0 | 0 | 0 | 0 | 0 | 0 | 0 | 0 | 0 | 0 | 0 | 0 | 0 | 0 | 0 | 0 | 0 | 0 | 0 | 0 | 0 | 0 | 0 | 0 | 0 | 0 | 0 | 0
Residential_CZ1 - Multi Family_Existing_Water Heating_Natural Gas_Water Heater <= 55 gal._E9_Baseline Forecast | Residential | CZ1 - Multi Family | Existing | Water Heating | Natural Gas | Water Heater <= 55 gal. | E9 |  | Baseline Forecast | 0 | 0 | 0 | 0 | 0 | 0 | 0 | 0 | 0 | 0 | 0 | 0 | 0 | 0 | 0 | 0 | 0 | 0 | 0 | 0 | 0 | 0 | 0 | 0 | 0 | 0 | 0 | 0 | 0 | 0 | 0 | 0 | 0 | 0 | 0 | 0 | 0 | 0 | 0 | 0 | 0 | 0 | 0 | 0 | 0 | 0 | 0 | 0 | 0 | 0 | 0
Residential_CZ1 - Multi Family_Existing_Water Heating_Natural Gas_Water Heater <= 55 gal._E10_Baseline Forecast | Residential | CZ1 - Multi Family | Existing | Water Heating | Natural Gas | Water Heater <= 55 gal. | E10 |  | Baseline Forecast | 0 | 0 | 0 | 0 | 0 | 0 | 0 | 0 | 0 | 0 | 0 | 0 | 0 | 0 | 0 | 0 | 0 | 0 | 0 | 0 | 0 | 0 | 0 | 0 | 0 | 0 | 0 | 0 | 0 | 0 | 0 | 0 | 0 | 0 | 0 | 0 | 0 | 0 | 0 | 0 | 0 | 0 | 0 | 0 | 0 | 0 | 0 | 0 | 0 | 0 | 0
Residential_CZ1 - Multi Family_Existing_Water Heating_Natural Gas_Water Heater <= 55 gal._Vintage_Baseline Forecast | Residential | CZ1 - Multi Family | Existing | Water Heating | Natural Gas | Water Heater <= 55 gal. | Vintage | Vintage | Baseline Forecast | 19210.5609 | 18051.3267 | 16881.8467 | 15705.0318 | 14523.3588 | 13338.9338 | 12153.5463 | 10985.9316 | 9834.7226 | 8698.7447 | 7576.988 | 6468.5829 | 5522.3216 | 4714.4849 | 4024.8231 | 3436.049 | 2933.4041 | 2504.289 | 2137.9473 | 1825.1961 | 1558.196 | 1330.2542 | 0 | 0 | 0 | 0 | 0 | 0 | 0 | 0 | 0 | 0 | 0 | 0 | 0 | 0 | 0 | 0 | 0 | 0 | 0 | 0 | 0 | 0 | 0 | 0 | 0 | 0 | 0 | 0 | 0
Residential_CZ1 - Multi Family_Existing_Water Heating_Natural Gas_Water Heater > 55 gal._E1_Baseline Forecast | Residential | CZ1 - Multi Family | Existing | Water Heating | Natural Gas | Water Heater > 55 gal. | E1 | Standard (UEF 0.77) | Baseline Forecast | 0 | 39.3002 | 110.8574 | 208.4486 | 326.7323 | 461.6383 | 607.5071 | 761.6364 | 922.0594 | 1086.6015 | 1244.816 | 1406.3107 | 1559.0796 | 1697.7009 | 1818.8045 | 1921.1375 | 2004.6857 | 2070.5322 | 2120.4139 | 2147.445 | 2157.9163 | 2157.6794 | 0 | 0 | 0 | 0 | 0 | 0 | 0 | 0 | 0 | 0 | 0 | 0 | 0 | 0 | 0 | 0 | 0 | 0 | 0 | 0 | 0 | 0 | 0 | 0 | 0 | 0 | 0 | 0 | 0
Residential_CZ1 - Multi Family_Existing_Water Heating_Natural Gas_Water Heater > 55 gal._E2_Baseline Forecast | Residential | CZ1 - Multi Family | Existing | Water Heating | Natural Gas | Water Heater > 55 gal. | E2 | ENERGY STAR (3.2) - UEF 0.78 | Baseline Forecast | 0 | 182.4546 | 327.545 | 442.4167 | 533.1291 | 604.3003 | 662.0176 | 705.6904 | 738.1366 | 762.2212 | 788.9387 | 808.7545 | 803.255 | 783.5869 | 757.7446 | 730.7163 | 705.564 | 683.7226 | 666.7308 | 663.5399 | 669.5485 | 680.3417 | 0 | 0 | 0 | 0 | 0 | 0 | 0 | 0 | 0 | 0 | 0 | 0 | 0 | 0 | 0 | 0 | 0 | 0 | 0 | 0 | 0 | 0 | 0 | 0 | 0 | 0 | 0 | 0 | 0
Residential_CZ1 - Multi Family_Existing_Water Heating_Natural Gas_Water Heater > 55 gal._E3_Baseline Forecast | Residential | CZ1 - Multi Family | Existing | Water Heating | Natural Gas | Water Heater > 55 gal. | E3 | Condensing (UEF 0.82) | Baseline Forecast | 0 | 9.2395 | 25.8384 | 48.2526 | 75.2356 | 105.7895 | 139.1044 | 174.4747 | 211.3409 | 249.2628 | 287.9081 | 327.3887 | 366.37 | 404.1891 | 440.5428 | 475.3848 | 508.8167 | 541.0091 | 570.9818 | 598.6285 | 623.9328 | 646.886 | 0 | 0 | 0 | 0 | 0 | 0 | 0 | 0 | 0 | 0 | 0 | 0 | 0 | 0 | 0 | 0 | 0 | 0 | 0 | 0 | 0 | 0 | 0 | 0 | 0 | 0 | 0 | 0 | 0
Residential_CZ1 - Multi Family_Existing_Water Heating_Natural Gas_Water Heater > 55 gal._E4_Baseline Forecast | Residential | CZ1 - Multi Family | Existing | Water Heating | Natural Gas | Water Heater > 55 gal. | E4 | Instantaneous - ENERGY STAR (UEF 0.87) | Baseline Forecast | 0 | 0 | 0 | 0 | 0 | 0 | 0 | 0 | 0 | 0 | 0 | 0 | 0 | 0 | 0 | 0 | 0 | 0 | 0 | 0 | 0 | 0 | 0 | 0 | 0 | 0 | 0 | 0 | 0 | 0 | 0 | 0 | 0 | 0 | 0 | 0 | 0 | 0 | 0 | 0 | 0 | 0 | 0 | 0 | 0 | 0 | 0 | 0 | 0 | 0 | 0
Residential_CZ1 - Multi Family_Existing_Water Heating_Natural Gas_Water Heater > 55 gal._E5_Baseline Forecast | Residential | CZ1 - Multi Family | Existing | Water Heating | Natural Gas | Water Heater > 55 gal. | E5 | Instantaneous - Condensing (UEF 0.92) | Baseline Forecast | 0 | 0 | 0 | 0 | 0 | 0 | 0 | 0 | 0 | 0 | 0 | 0 | 0 | 0 | 0 | 0 | 0 | 0 | 0 | 0 | 0 | 0 | 0 | 0 | 0 | 0 | 0 | 0 | 0 | 0 | 0 | 0 | 0 | 0 | 0 | 0 | 0 | 0 | 0 | 0 | 0 | 0 | 0 | 0 | 0 | 0 | 0 | 0 | 0 | 0 | 0
Residential_CZ1 - Multi Family_Existing_Water Heating_Natural Gas_Water Heater > 55 gal._E6_Baseline Forecast | Residential | CZ1 - Multi Family | Existing | Water Heating | Natural Gas | Water Heater > 55 gal. | E6 | NEEA Gas-Fired Absorption HPWH (EF 1.3) | Baseline Forecast | 0 | 0 | 0 | 0 | 0 | 0 | 0 | 0 | 0 | 0 | 0 | 0 | 0 | 0 | 0 | 0 | 0 | 0 | 0 | 0 | 0 | 0 | 0 | 0 | 0 | 0 | 0 | 0 | 0 | 0 | 0 | 0 | 0 | 0 | 0 | 0 | 0 | 0 | 0 | 0 | 0 | 0 | 0 | 0 | 0 | 0 | 0 | 0 | 0 | 0 | 0
Residential_CZ1 - Multi Family_Existing_Water Heating_Natural Gas_Water Heater > 55 gal._E7_Baseline Forecast | Residential | CZ1 - Multi Family | Existing | Water Heating | Natural Gas | Water Heater > 55 gal. | E7 | NEEA Gas-Fired Absorption HPWH (EF 1.7) | Baseline Forecast | 0 | 0 | 0 | 0 | 0 | 0 | 0 | 0 | 0 | 0 | 0 | 0 | 0 | 0 | 0 | 0 | 0 | 0 | 0 | 0 | 0 | 0 | 0 | 0 | 0 | 0 | 0 | 0 | 0 | 0 | 0 | 0 | 0 | 0 | 0 | 0 | 0 | 0 | 0 | 0 | 0 | 0 | 0 | 0 | 0 | 0 | 0 | 0 | 0 | 0 | 0
Residential_CZ1 - Multi Family_Existing_Water Heating_Natural Gas_Water Heater > 55 gal._E8_Baseline Forecast | Residential | CZ1 - Multi Family | Existing | Water Heating | Natural Gas | Water Heater > 55 gal. | E8 |  | Baseline Forecast | 0 | 0 | 0 | 0 | 0 | 0 | 0 | 0 | 0 | 0 | 0 | 0 | 0 | 0 | 0 | 0 | 0 | 0 | 0 | 0 | 0 | 0 | 0 | 0 | 0 | 0 | 0 | 0 | 0 | 0 | 0 | 0 | 0 | 0 | 0 | 0 | 0 | 0 | 0 | 0 | 0 | 0 | 0 | 0 | 0 | 0 | 0 | 0 | 0 | 0 | 0
Residential_CZ1 - Multi Family_Existing_Water Heating_Natural Gas_Water Heater > 55 gal._E9_Baseline Forecast | Residential | CZ1 - Multi Family | Existing | Water Heating | Natural Gas | Water Heater > 55 gal. | E9 |  | Baseline Forecast | 0 | 0 | 0 | 0 | 0 | 0 | 0 | 0 | 0 | 0 | 0 | 0 | 0 | 0 | 0 | 0 | 0 | 0 | 0 | 0 | 0 | 0 | 0 | 0 | 0 | 0 | 0 | 0 | 0 | 0 | 0 | 0 | 0 | 0 | 0 | 0 | 0 | 0 | 0 | 0 | 0 | 0 | 0 | 0 | 0 | 0 | 0 | 0 | 0 | 0 | 0
Residential_CZ1 - Multi Family_Existing_Water Heating_Natural Gas_Water Heater > 55 gal._E10_Baseline Forecast | Residential | CZ1 - Multi Family | Existing | Water Heating | Natural Gas | Water Heater > 55 gal. | E10 |  | Baseline Forecast | 0 | 0 | 0 | 0 | 0 | 0 | 0 | 0 | 0 | 0 | 0 | 0 | 0 | 0 | 0 | 0 | 0 | 0 | 0 | 0 | 0 | 0 | 0 | 0 | 0 | 0 | 0 | 0 | 0 | 0 | 0 | 0 | 0 | 0 | 0 | 0 | 0 | 0 | 0 | 0 | 0 | 0 | 0 | 0 | 0 | 0 | 0 | 0 | 0 | 0 | 0
Residential_CZ1 - Multi Family_Existing_Water Heating_Natural Gas_Water Heater > 55 gal._Vintage_Baseline Forecast | Residential | CZ1 - Multi Family | Existing | Water Heating | Natural Gas | Water Heater > 55 gal. | Vintage | Vintage | Baseline Forecast | 4099.7442 | 3852.3509 | 3602.7711 | 3351.6259 | 3099.4439 | 2846.6746 | 2593.7 | 2344.5182 | 2098.8376 | 1856.4074 | 1617.0123 | 1380.4665 | 1178.5239 | 1006.1227 | 858.9413 | 733.2905 | 626.0206 | 534.4427 | 456.2614 | 389.5169 | 332.5361 | 283.8908 | 0 | 0 | 0 | 0 | 0 | 0 | 0 | 0 | 0 | 0 | 0 | 0 | 0 | 0 | 0 | 0 | 0 | 0 | 0 | 0 | 0 | 0 | 0 | 0 | 0 | 0 | 0 | 0 | 0
Residential_CZ1 - Multi Family_Existing_Appliances_Natural Gas_Clothes Dryer_E1_Baseline Forecast | Residential | CZ1 - Multi Family | Existing | Appliances | Natural Gas | Clothes Dryer | E1 | Standard | Baseline Forecast | 0 | 62.2461 | 128.9014 | 199.5243 | 273.7209 | 351.1343 | 431.3994 | 509.2431 | 584.8356 | 658.317 | 728.3248 | 796.6536 | 858.6202 | 914.8941 | 965.9344 | 1012.1758 | 1053.9987 | 1091.7553 | 1125.7757 | 1156.3844 | 1183.8603 | 1208.5466 | 0 | 0 | 0 | 0 | 0 | 0 | 0 | 0 | 0 | 0 | 0 | 0 | 0 | 0 | 0 | 0 | 0 | 0 | 0 | 0 | 0 | 0 | 0 | 0 | 0 | 0 | 0 | 0 | 0
Residential_CZ1 - Multi Family_Existing_Appliances_Natural Gas_Clothes Dryer_E2_Baseline Forecast | Residential | CZ1 - Multi Family | Existing | Appliances | Natural Gas | Clothes Dryer | E2 | NEEA/ENERGY STAR (CE >60%) | Baseline Forecast | 0 | 49.4528 | 102.3646 | 158.406 | 217.2627 | 278.6416 | 342.3106 | 404.0782 | 464.0611 | 522.3835 | 580.6516 | 637.2949 | 689.3036 | 736.8986 | 780.4391 | 820.2429 | 856.6214 | 889.8582 | 920.2079 | 947.8837 | 973.1008 | 995.9702 | 0 | 0 | 0 | 0 | 0 | 0 | 0 | 0 | 0 | 0 | 0 | 0 | 0 | 0 | 0 | 0 | 0 | 0 | 0 | 0 | 0 | 0 | 0 | 0 | 0 | 0 | 0 | 0 | 0
Residential_CZ1 - Multi Family_Existing_Appliances_Natural Gas_Clothes Dryer_E3_Baseline Forecast | Residential | CZ1 - Multi Family | Existing | Appliances | Natural Gas | Clothes Dryer | E3 |  | Baseline Forecast | 0 | 0 | 0 | 0 | 0 | 0 | 0 | 0 | 0 | 0 | 0 | 0 | 0 | 0 | 0 | 0 | 0 | 0 | 0 | 0 | 0 | 0 | 0 | 0 | 0 | 0 | 0 | 0 | 0 | 0 | 0 | 0 | 0 | 0 | 0 | 0 | 0 | 0 | 0 | 0 | 0 | 0 | 0 | 0 | 0 | 0 | 0 | 0 | 0 | 0 | 0
Residential_CZ1 - Multi Family_Existing_Appliances_Natural Gas_Clothes Dryer_E4_Baseline Forecast | Residential | CZ1 - Multi Family | Existing | Appliances | Natural Gas | Clothes Dryer | E4 |  | Baseline Forecast | 0 | 0 | 0 | 0 | 0 | 0 | 0 | 0 | 0 | 0 | 0 | 0 | 0 | 0 | 0 | 0 | 0 | 0 | 0 | 0 | 0 | 0 | 0 | 0 | 0 | 0 | 0 | 0 | 0 | 0 | 0 | 0 | 0 | 0 | 0 | 0 | 0 | 0 | 0 | 0 | 0 | 0 | 0 | 0 | 0 | 0 | 0 | 0 | 0 | 0 | 0
Residential_CZ1 - Multi Family_Existing_Appliances_Natural Gas_Clothes Dryer_E5_Baseline Forecast | Residential | CZ1 - Multi Family | Existing | Appliances | Natural Gas | Clothes Dryer | E5 |  | Baseline Forecast | 0 | 0 | 0 | 0 | 0 | 0 | 0 | 0 | 0 | 0 | 0 | 0 | 0 | 0 | 0 | 0 | 0 | 0 | 0 | 0 | 0 | 0 | 0 | 0 | 0 | 0 | 0 | 0 | 0 | 0 | 0 | 0 | 0 | 0 | 0 | 0 | 0 | 0 | 0 | 0 | 0 | 0 | 0 | 0 | 0 | 0 | 0 | 0 | 0 | 0 | 0
Residential_CZ1 - Multi Family_Existing_Appliances_Natural Gas_Clothes Dryer_E6_Baseline Forecast | Residential | CZ1 - Multi Family | Existing | Appliances | Natural Gas | Clothes Dryer | E6 |  | Baseline Forecast | 0 | 0 | 0 | 0 | 0 | 0 | 0 | 0 | 0 | 0 | 0 | 0 | 0 | 0 | 0 | 0 | 0 | 0 | 0 | 0 | 0 | 0 | 0 | 0 | 0 | 0 | 0 | 0 | 0 | 0 | 0 | 0 | 0 | 0 | 0 | 0 | 0 | 0 | 0 | 0 | 0 | 0 | 0 | 0 | 0 | 0 | 0 | 0 | 0 | 0 | 0
Residential_CZ1 - Multi Family_Existing_Appliances_Natural Gas_Clothes Dryer_E7_Baseline Forecast | Residential | CZ1 - Multi Family | Existing | Appliances | Natural Gas | Clothes Dryer | E7 |  | Baseline Forecast | 0 | 0 | 0 | 0 | 0 | 0 | 0 | 0 | 0 | 0 | 0 | 0 | 0 | 0 | 0 | 0 | 0 | 0 | 0 | 0 | 0 | 0 | 0 | 0 | 0 | 0 | 0 | 0 | 0 | 0 | 0 | 0 | 0 | 0 | 0 | 0 | 0 | 0 | 0 | 0 | 0 | 0 | 0 | 0 | 0 | 0 | 0 | 0 | 0 | 0 | 0
Residential_CZ1 - Multi Family_Existing_Appliances_Natural Gas_Clothes Dryer_E8_Baseline Forecast | Residential | CZ1 - Multi Family | Existing | Appliances | Natural Gas | Clothes Dryer | E8 |  | Baseline Forecast | 0 | 0 | 0 | 0 | 0 | 0 | 0 | 0 | 0 | 0 | 0 | 0 | 0 | 0 | 0 | 0 | 0 | 0 | 0 | 0 | 0 | 0 | 0 | 0 | 0 | 0 | 0 | 0 | 0 | 0 | 0 | 0 | 0 | 0 | 0 | 0 | 0 | 0 | 0 | 0 | 0 | 0 | 0 | 0 | 0 | 0 | 0 | 0 | 0 | 0 | 0
Residential_CZ1 - Multi Family_Existing_Appliances_Natural Gas_Clothes Dryer_E9_Baseline Forecast | Residential | CZ1 - Multi Family | Existing | Appliances | Natural Gas | Clothes Dryer | E9 |  | Baseline Forecast | 0 | 0 | 0 | 0 | 0 | 0 | 0 | 0 | 0 | 0 | 0 | 0 | 0 | 0 | 0 | 0 | 0 | 0 | 0 | 0 | 0 | 0 | 0 | 0 | 0 | 0 | 0 | 0 | 0 | 0 | 0 | 0 | 0 | 0 | 0 | 0 | 0 | 0 | 0 | 0 | 0 | 0 | 0 | 0 | 0 | 0 | 0 | 0 | 0 | 0 | 0
Residential_CZ1 - Multi Family_Existing_Appliances_Natural Gas_Clothes Dryer_E10_Baseline Forecast | Residential | CZ1 - Multi Family | Existing | Appliances | Natural Gas | Clothes Dryer | E10 |  | Baseline Forecast | 0 | 0 | 0 | 0 | 0 | 0 | 0 | 0 | 0 | 0 | 0 | 0 | 0 | 0 | 0 | 0 | 0 | 0 | 0 | 0 | 0 | 0 | 0 | 0 | 0 | 0 | 0 | 0 | 0 | 0 | 0 | 0 | 0 | 0 | 0 | 0 | 0 | 0 | 0 | 0 | 0 | 0 | 0 | 0 | 0 | 0 | 0 | 0 | 0 | 0 | 0
Residential_CZ1 - Multi Family_Existing_Appliances_Natural Gas_Clothes Dryer_Vintage_Baseline Forecast | Residential | CZ1 - Multi Family | Existing | Appliances | Natural Gas | Clothes Dryer | Vintage | Vintage | Baseline Forecast | 3131.5068 | 3007.2819 | 2875.2388 | 2736.1485 | 2590.7189 | 2439.5998 | 2283.3881 | 2131.5485 | 1983.7937 | 1839.859 | 1699.5009 | 1562.495 | 1436.5338 | 1320.7271 | 1214.2562 | 1116.3685 | 1026.372 | 943.6306 | 867.5595 | 797.6208 | 733.3203 | 674.2034 | 0 | 0 | 0 | 0 | 0 | 0 | 0 | 0 | 0 | 0 | 0 | 0 | 0 | 0 | 0 | 0 | 0 | 0 | 0 | 0 | 0 | 0 | 0 | 0 | 0 | 0 | 0 | 0 | 0
Residential_CZ1 - Multi Family_Existing_Appliances_Natural Gas_Stove/Oven_E1_Baseline Forecast | Residential | CZ1 - Multi Family | Existing | Appliances | Natural Gas | Stove/Oven | E1 | Typical - (914 + 1915 IAEC) | Baseline Forecast | 0 | 362.2395 | 708.9685 | 1042.1099 | 1363.3139 | 1673.0701 | 1972.544 | 2262.9883 | 2545.4745 | 2820.8589 | 3084.647 | 3306.0639 | 3490.4653 | 3643.8185 | 3770.7077 | 3875.0845 | 3960.2927 | 4029.1585 | 4081.4922 | 4122.4488 | 4154.4303 | 4178.6733 | 0 | 0 | 0 | 0 | 0 | 0 | 0 | 0 | 0 | 0 | 0 | 0 | 0 | 0 | 0 | 0 | 0 | 0 | 0 | 0 | 0 | 0 | 0 | 0 | 0 | 0 | 0 | 0 | 0
Residential_CZ1 - Multi Family_Existing_Appliances_Natural Gas_Stove/Oven_E2_Baseline Forecast | Residential | CZ1 - Multi Family | Existing | Appliances | Natural Gas | Stove/Oven | E2 | High Efficiency (730 + 1660 IAEC) | Baseline Forecast | 0 | 153.7904 | 300.6775 | 441.5844 | 577.293 | 708.0148 | 834.5743 | 957.4202 | 1076.9364 | 1193.511 | 1312.7038 | 1414.3623 | 1501.9095 | 1576.8729 | 1641.0664 | 1696.0003 | 1742.9941 | 1783.2023 | 1820.2131 | 1851.7728 | 1877.956 | 1899.6406 | 0 | 0 | 0 | 0 | 0 | 0 | 0 | 0 | 0 | 0 | 0 | 0 | 0 | 0 | 0 | 0 | 0 | 0 | 0 | 0 | 0 | 0 | 0 | 0 | 0 | 0 | 0 | 0 | 0
Residential_CZ1 - Multi Family_Existing_Appliances_Natural Gas_Stove/Oven_E3_Baseline Forecast | Residential | CZ1 - Multi Family | Existing | Appliances | Natural Gas | Stove/Oven | E3 |  | Baseline Forecast | 0 | 0 | 0 | 0 | 0 | 0 | 0 | 0 | 0 | 0 | 0 | 0 | 0 | 0 | 0 | 0 | 0 | 0 | 0 | 0 | 0 | 0 | 0 | 0 | 0 | 0 | 0 | 0 | 0 | 0 | 0 | 0 | 0 | 0 | 0 | 0 | 0 | 0 | 0 | 0 | 0 | 0 | 0 | 0 | 0 | 0 | 0 | 0 | 0 | 0 | 0
Residential_CZ1 - Multi Family_Existing_Appliances_Natural Gas_Stove/Oven_E4_Baseline Forecast | Residential | CZ1 - Multi Family | Existing | Appliances | Natural Gas | Stove/Oven | E4 |  | Baseline Forecast | 0 | 0 | 0 | 0 | 0 | 0 | 0 | 0 | 0 | 0 | 0 | 0 | 0 | 0 | 0 | 0 | 0 | 0 | 0 | 0 | 0 | 0 | 0 | 0 | 0 | 0 | 0 | 0 | 0 | 0 | 0 | 0 | 0 | 0 | 0 | 0 | 0 | 0 | 0 | 0 | 0 | 0 | 0 | 0 | 0 | 0 | 0 | 0 | 0 | 0 | 0
Residential_CZ1 - Multi Family_Existing_Appliances_Natural Gas_Stove/Oven_E5_Baseline Forecast | Residential | CZ1 - Multi Family | Existing | Appliances | Natural Gas | Stove/Oven | E5 |  | Baseline Forecast | 0 | 0 | 0 | 0 | 0 | 0 | 0 | 0 | 0 | 0 | 0 | 0 | 0 | 0 | 0 | 0 | 0 | 0 | 0 | 0 | 0 | 0 | 0 | 0 | 0 | 0 | 0 | 0 | 0 | 0 | 0 | 0 | 0 | 0 | 0 | 0 | 0 | 0 | 0 | 0 | 0 | 0 | 0 | 0 | 0 | 0 | 0 | 0 | 0 | 0 | 0
Residential_CZ1 - Multi Family_Existing_Appliances_Natural Gas_Stove/Oven_E6_Baseline Forecast | Residential | CZ1 - Multi Family | Existing | Appliances | Natural Gas | Stove/Oven | E6 |  | Baseline Forecast | 0 | 0 | 0 | 0 | 0 | 0 | 0 | 0 | 0 | 0 | 0 | 0 | 0 | 0 | 0 | 0 | 0 | 0 | 0 | 0 | 0 | 0 | 0 | 0 | 0 | 0 | 0 | 0 | 0 | 0 | 0 | 0 | 0 | 0 | 0 | 0 | 0 | 0 | 0 | 0 | 0 | 0 | 0 | 0 | 0 | 0 | 0 | 0 | 0 | 0 | 0
Residential_CZ1 - Multi Family_Existing_Appliances_Natural Gas_Stove/Oven_E7_Baseline Forecast | Residential | CZ1 - Multi Family | Existing | Appliances | Natural Gas | Stove/Oven | E7 |  | Baseline Forecast | 0 | 0 | 0 | 0 | 0 | 0 | 0 | 0 | 0 | 0 | 0 | 0 | 0 | 0 | 0 | 0 | 0 | 0 | 0 | 0 | 0 | 0 | 0 | 0 | 0 | 0 | 0 | 0 | 0 | 0 | 0 | 0 | 0 | 0 | 0 | 0 | 0 | 0 | 0 | 0 | 0 | 0 | 0 | 0 | 0 | 0 | 0 | 0 | 0 | 0 | 0
Residential_CZ1 - Multi Family_Existing_Appliances_Natural Gas_Stove/Oven_E8_Baseline Forecast | Residential | CZ1 - Multi Family | Existing | Appliances | Natural Gas | Stove/Oven | E8 |  | Baseline Forecast | 0 | 0 | 0 | 0 | 0 | 0 | 0 | 0 | 0 | 0 | 0 | 0 | 0 | 0 | 0 | 0 | 0 | 0 | 0 | 0 | 0 | 0 | 0 | 0 | 0 | 0 | 0 | 0 | 0 | 0 | 0 | 0 | 0 | 0 | 0 | 0 | 0 | 0 | 0 | 0 | 0 | 0 | 0 | 0 | 0 | 0 | 0 | 0 | 0 | 0 | 0
Residential_CZ1 - Multi Family_Existing_Appliances_Natural Gas_Stove/Oven_E9_Baseline Forecast | Residential | CZ1 - Multi Family | Existing | Appliances | Natural Gas | Stove/Oven | E9 |  | Baseline Forecast | 0 | 0 | 0 | 0 | 0 | 0 | 0 | 0 | 0 | 0 | 0 | 0 | 0 | 0 | 0 | 0 | 0 | 0 | 0 | 0 | 0 | 0 | 0 | 0 | 0 | 0 | 0 | 0 | 0 | 0 | 0 | 0 | 0 | 0 | 0 | 0 | 0 | 0 | 0 | 0 | 0 | 0 | 0 | 0 | 0 | 0 | 0 | 0 | 0 | 0 | 0
Residential_CZ1 - Multi Family_Existing_Appliances_Natural Gas_Stove/Oven_E10_Baseline Forecast | Residential | CZ1 - Multi Family | Existing | Appliances | Natural Gas | Stove/Oven | E10 |  | Baseline Forecast | 0 | 0 | 0 | 0 | 0 | 0 | 0 | 0 | 0 | 0 | 0 | 0 | 0 | 0 | 0 | 0 | 0 | 0 | 0 | 0 | 0 | 0 | 0 | 0 | 0 | 0 | 0 | 0 | 0 | 0 | 0 | 0 | 0 | 0 | 0 | 0 | 0 | 0 | 0 | 0 | 0 | 0 | 0 | 0 | 0 | 0 | 0 | 0 | 0 | 0 | 0
Residential_CZ1 - Multi Family_Existing_Appliances_Natural Gas_Stove/Oven_Vintage_Baseline Forecast | Residential | CZ1 - Multi Family | Existing | Appliances | Natural Gas | Stove/Oven | Vintage | Vintage | Baseline Forecast | 7069.318 | 6525.0108 | 6003.2305 | 5501.1307 | 5016.2788 | 4547.9733 | 4094.2237 | 3653.3281 | 3223.8308 | 2804.4868 | 2394.2304 | 2043.9887 | 1744.9824 | 1489.7164 | 1271.7922 | 1085.7471 | 926.9178 | 791.323 | 675.5638 | 576.7384 | 492.3698 | 420.3432 | 0 | 0 | 0 | 0 | 0 | 0 | 0 | 0 | 0 | 0 | 0 | 0 | 0 | 0 | 0 | 0 | 0 | 0 | 0 | 0 | 0 | 0 | 0 | 0 | 0 | 0 | 0 | 0 | 0
Residential_CZ1 - Multi Family_Existing_Miscellaneous_Natural Gas_Pool Heater_E1_Baseline Forecast | Residential | CZ1 - Multi Family | Existing | Miscellaneous | Natural Gas | Pool Heater | E1 | Standard (EF 0.82) | Baseline Forecast | 0 | 18.2862 | 35.2424 | 50.9909 | 65.6424 | 79.2972 | 92.0461 | 103.5086 | 113.8068 | 123.051 | 131.3412 | 138.7678 | 145.413 | 151.3508 | 156.6485 | 161.3669 | 165.561 | 169.2808 | 172.5715 | 175.4738 | 178.0249 | 180.2582 | 0 | 0 | 0 | 0 | 0 | 0 | 0 | 0 | 0 | 0 | 0 | 0 | 0 | 0 | 0 | 0 | 0 | 0 | 0 | 0 | 0 | 0 | 0 | 0 | 0 | 0 | 0 | 0 | 0
Residential_CZ1 - Multi Family_Existing_Miscellaneous_Natural Gas_Pool Heater_E2_Baseline Forecast | Residential | CZ1 - Multi Family | Existing | Miscellaneous | Natural Gas | Pool Heater | E2 | High Efficiency (EF 0.84) | Baseline Forecast | 0 | 0.96243 | 1.8549 | 2.6837 | 3.4549 | 4.1735 | 4.8445 | 5.4478 | 5.9898 | 6.4764 | 6.9127 | 7.3036 | 7.6533 | 7.9658 | 8.2447 | 8.493 | 8.7137 | 8.9095 | 9.0827 | 9.2355 | 9.3697 | 9.4873 | 0 | 0 | 0 | 0 | 0 | 0 | 0 | 0 | 0 | 0 | 0 | 0 | 0 | 0 | 0 | 0 | 0 | 0 | 0 | 0 | 0 | 0 | 0 | 0 | 0 | 0 | 0 | 0 | 0
Residential_CZ1 - Multi Family_Existing_Miscellaneous_Natural Gas_Pool Heater_E3_Baseline Forecast | Residential | CZ1 - Multi Family | Existing | Miscellaneous | Natural Gas | Pool Heater | E3 | Condensing (EF .94) | Baseline Forecast | 0 | 0 | 0 | 0 | 0 | 0 | 0 | 0 | 0 | 0 | 0 | 0 | 0 | 0 | 0 | 0 | 0 | 0 | 0 | 0 | 0 | 0 | 0 | 0 | 0 | 0 | 0 | 0 | 0 | 0 | 0 | 0 | 0 | 0 | 0 | 0 | 0 | 0 | 0 | 0 | 0 | 0 | 0 | 0 | 0 | 0 | 0 | 0 | 0 | 0 | 0
Residential_CZ1 - Multi Family_Existing_Miscellaneous_Natural Gas_Pool Heater_E4_Baseline Forecast | Residential | CZ1 - Multi Family | Existing | Miscellaneous | Natural Gas | Pool Heater | E4 | Condensing w/Imp. HX (EF 0.95) | Baseline Forecast | 0 | 0 | 0 | 0 | 0 | 0 | 0 | 0 | 0 | 0 | 0 | 0 | 0 | 0 | 0 | 0 | 0 | 0 | 0 | 0 | 0 | 0 | 0 | 0 | 0 | 0 | 0 | 0 | 0 | 0 | 0 | 0 | 0 | 0 | 0 | 0 | 0 | 0 | 0 | 0 | 0 | 0 | 0 | 0 | 0 | 0 | 0 | 0 | 0 | 0 | 0
Residential_CZ1 - Multi Family_Existing_Miscellaneous_Natural Gas_Pool Heater_E5_Baseline Forecast | Residential | CZ1 - Multi Family | Existing | Miscellaneous | Natural Gas | Pool Heater | E5 |  | Baseline Forecast | 0 | 0 | 0 | 0 | 0 | 0 | 0 | 0 | 0 | 0 | 0 | 0 | 0 | 0 | 0 | 0 | 0 | 0 | 0 | 0 | 0 | 0 | 0 | 0 | 0 | 0 | 0 | 0 | 0 | 0 | 0 | 0 | 0 | 0 | 0 | 0 | 0 | 0 | 0 | 0 | 0 | 0 | 0 | 0 | 0 | 0 | 0 | 0 | 0 | 0 | 0
Residential_CZ1 - Multi Family_Existing_Miscellaneous_Natural Gas_Pool Heater_E6_Baseline Forecast | Residential | CZ1 - Multi Family | Existing | Miscellaneous | Natural Gas | Pool Heater | E6 |  | Baseline Forecast | 0 | 0 | 0 | 0 | 0 | 0 | 0 | 0 | 0 | 0 | 0 | 0 | 0 | 0 | 0 | 0 | 0 | 0 | 0 | 0 | 0 | 0 | 0 | 0 | 0 | 0 | 0 | 0 | 0 | 0 | 0 | 0 | 0 | 0 | 0 | 0 | 0 | 0 | 0 | 0 | 0 | 0 | 0 | 0 | 0 | 0 | 0 | 0 | 0 | 0 | 0
Residential_CZ1 - Multi Family_Existing_Miscellaneous_Natural Gas_Pool Heater_E7_Baseline Forecast | Residential | CZ1 - Multi Family | Existing | Miscellaneous | Natural Gas | Pool Heater | E7 |  | Baseline Forecast | 0 | 0 | 0 | 0 | 0 | 0 | 0 | 0 | 0 | 0 | 0 | 0 | 0 | 0 | 0 | 0 | 0 | 0 | 0 | 0 | 0 | 0 | 0 | 0 | 0 | 0 | 0 | 0 | 0 | 0 | 0 | 0 | 0 | 0 | 0 | 0 | 0 | 0 | 0 | 0 | 0 | 0 | 0 | 0 | 0 | 0 | 0 | 0 | 0 | 0 | 0
Residential_CZ1 - Multi Family_Existing_Miscellaneous_Natural Gas_Pool Heater_E8_Baseline Forecast | Residential | CZ1 - Multi Family | Existing | Miscellaneous | Natural Gas | Pool Heater | E8 |  | Baseline Forecast | 0 | 0 | 0 | 0 | 0 | 0 | 0 | 0 | 0 | 0 | 0 | 0 | 0 | 0 | 0 | 0 | 0 | 0 | 0 | 0 | 0 | 0 | 0 | 0 | 0 | 0 | 0 | 0 | 0 | 0 | 0 | 0 | 0 | 0 | 0 | 0 | 0 | 0 | 0 | 0 | 0 | 0 | 0 | 0 | 0 | 0 | 0 | 0 | 0 | 0 | 0
Residential_CZ1 - Multi Family_Existing_Miscellaneous_Natural Gas_Pool Heater_E9_Baseline Forecast | Residential | CZ1 - Multi Family | Existing | Miscellaneous | Natural Gas | Pool Heater | E9 |  | Baseline Forecast | 0 | 0 | 0 | 0 | 0 | 0 | 0 | 0 | 0 | 0 | 0 | 0 | 0 | 0 | 0 | 0 | 0 | 0 | 0 | 0 | 0 | 0 | 0 | 0 | 0 | 0 | 0 | 0 | 0 | 0 | 0 | 0 | 0 | 0 | 0 | 0 | 0 | 0 | 0 | 0 | 0 | 0 | 0 | 0 | 0 | 0 | 0 | 0 | 0 | 0 | 0
Residential_CZ1 - Multi Family_Existing_Miscellaneous_Natural Gas_Pool Heater_E10_Baseline Forecast | Residential | CZ1 - Multi Family | Existing | Miscellaneous | Natural Gas | Pool Heater | E10 |  | Baseline Forecast | 0 | 0 | 0 | 0 | 0 | 0 | 0 | 0 | 0 | 0 | 0 | 0 | 0 | 0 | 0 | 0 | 0 | 0 | 0 | 0 | 0 | 0 | 0 | 0 | 0 | 0 | 0 | 0 | 0 | 0 | 0 | 0 | 0 | 0 | 0 | 0 | 0 | 0 | 0 | 0 | 0 | 0 | 0 | 0 | 0 | 0 | 0 | 0 | 0 | 0 | 0
Residential_CZ1 - Multi Family_Existing_Miscellaneous_Natural Gas_Pool Heater_Vintage_Baseline Forecast | Residential | CZ1 - Multi Family | Existing | Miscellaneous | Natural Gas | Pool Heater | Vintage | Vintage | Baseline Forecast | 240.1342 | 219.9251 | 201.1198 | 183.5896 | 167.2179 | 151.8991 | 137.5378 | 124.5342 | 112.76 | 102.0991 | 92.4461 | 83.7057 | 75.7917 | 68.626 | 62.1377 | 56.2629 | 50.9435 | 46.127 | 41.7659 | 37.8171 | 34.2417 | 31.0043 | 0 | 0 | 0 | 0 | 0 | 0 | 0 | 0 | 0 | 0 | 0 | 0 | 0 | 0 | 0 | 0 | 0 | 0 | 0 | 0 | 0 | 0 | 0 | 0 | 0 | 0 | 0 | 0 | 0
Residential_CZ1 - Multi Family_Existing_Miscellaneous_Natural Gas_Miscellaneous_E1_Baseline Forecast | Residential | CZ1 - Multi Family | Existing | Miscellaneous | Natural Gas | Miscellaneous | E1 | Default | Baseline Forecast | 0 | 0 | 931.3059 | 2628.1452 | 4952.9715 | 7791.6657 | 11049.5533 | 13735.27 | 15946.1584 | 17763.0122 | 19252.8901 | 20471.4504 | 21464.8892 | 22271.549 | 22923.254 | 23446.4176 | 23862.9629 | 24191.0858 | 24445.8885 | 24639.9056 | 24783.5405 | 24885.4278 | 0 | 0 | 0 | 0 | 0 | 0 | 0 | 0 | 0 | 0 | 0 | 0 | 0 | 0 | 0 | 0 | 0 | 0 | 0 | 0 | 0 | 0 | 0 | 0 | 0 | 0 | 0 | 0 | 0
Residential_CZ1 - Multi Family_Existing_Miscellaneous_Natural Gas_Miscellaneous_E2_Baseline Forecast | Residential | CZ1 - Multi Family | Existing | Miscellaneous | Natural Gas | Miscellaneous | E2 |  | Baseline Forecast | 0 | 0 | 0 | 0 | 0 | 0 | 0 | 0 | 0 | 0 | 0 | 0 | 0 | 0 | 0 | 0 | 0 | 0 | 0 | 0 | 0 | 0 | 0 | 0 | 0 | 0 | 0 | 0 | 0 | 0 | 0 | 0 | 0 | 0 | 0 | 0 | 0 | 0 | 0 | 0 | 0 | 0 | 0 | 0 | 0 | 0 | 0 | 0 | 0 | 0 | 0
Residential_CZ1 - Multi Family_Existing_Miscellaneous_Natural Gas_Miscellaneous_E3_Baseline Forecast | Residential | CZ1 - Multi Family | Existing | Miscellaneous | Natural Gas | Miscellaneous | E3 |  | Baseline Forecast | 0 | 0 | 0 | 0 | 0 | 0 | 0 | 0 | 0 | 0 | 0 | 0 | 0 | 0 | 0 | 0 | 0 | 0 | 0 | 0 | 0 | 0 | 0 | 0 | 0 | 0 | 0 | 0 | 0 | 0 | 0 | 0 | 0 | 0 | 0 | 0 | 0 | 0 | 0 | 0 | 0 | 0 | 0 | 0 | 0 | 0 | 0 | 0 | 0 | 0 | 0
Residential_CZ1 - Multi Family_Existing_Miscellaneous_Natural Gas_Miscellaneous_E4_Baseline Forecast | Residential | CZ1 - Multi Family | Existing | Miscellaneous | Natural Gas | Miscellaneous | E4 |  | Baseline Forecast | 0 | 0 | 0 | 0 | 0 | 0 | 0 | 0 | 0 | 0 | 0 | 0 | 0 | 0 | 0 | 0 | 0 | 0 | 0 | 0 | 0 | 0 | 0 | 0 | 0 | 0 | 0 | 0 | 0 | 0 | 0 | 0 | 0 | 0 | 0 | 0 | 0 | 0 | 0 | 0 | 0 | 0 | 0 | 0 | 0 | 0 | 0 | 0 | 0 | 0 | 0
Residential_CZ1 - Multi Family_Existing_Miscellaneous_Natural Gas_Miscellaneous_E5_Baseline Forecast | Residential | CZ1 - Multi Family | Existing | Miscellaneous | Natural Gas | Miscellaneous | E5 |  | Baseline Forecast | 0 | 0 | 0 | 0 | 0 | 0 | 0 | 0 | 0 | 0 | 0 | 0 | 0 | 0 | 0 | 0 | 0 | 0 | 0 | 0 | 0 | 0 | 0 | 0 | 0 | 0 | 0 | 0 | 0 | 0 | 0 | 0 | 0 | 0 | 0 | 0 | 0 | 0 | 0 | 0 | 0 | 0 | 0 | 0 | 0 | 0 | 0 | 0 | 0 | 0 | 0
Residential_CZ1 - Multi Family_Existing_Miscellaneous_Natural Gas_Miscellaneous_E6_Baseline Forecast | Residential | CZ1 - Multi Family | Existing | Miscellaneous | Natural Gas | Miscellaneous | E6 |  | Baseline Forecast | 0 | 0 | 0 | 0 | 0 | 0 | 0 | 0 | 0 | 0 | 0 | 0 | 0 | 0 | 0 | 0 | 0 | 0 | 0 | 0 | 0 | 0 | 0 | 0 | 0 | 0 | 0 | 0 | 0 | 0 | 0 | 0 | 0 | 0 | 0 | 0 | 0 | 0 | 0 | 0 | 0 | 0 | 0 | 0 | 0 | 0 | 0 | 0 | 0 | 0 | 0
Residential_CZ1 - Multi Family_Existing_Miscellaneous_Natural Gas_Miscellaneous_E7_Baseline Forecast | Residential | CZ1 - Multi Family | Existing | Miscellaneous | Natural Gas | Miscellaneous | E7 |  | Baseline Forecast | 0 | 0 | 0 | 0 | 0 | 0 | 0 | 0 | 0 | 0 | 0 | 0 | 0 | 0 | 0 | 0 | 0 | 0 | 0 | 0 | 0 | 0 | 0 | 0 | 0 | 0 | 0 | 0 | 0 | 0 | 0 | 0 | 0 | 0 | 0 | 0 | 0 | 0 | 0 | 0 | 0 | 0 | 0 | 0 | 0 | 0 | 0 | 0 | 0 | 0 | 0
Residential_CZ1 - Multi Family_Existing_Miscellaneous_Natural Gas_Miscellaneous_E8_Baseline Forecast | Residential | CZ1 - Multi Family | Existing | Miscellaneous | Natural Gas | Miscellaneous | E8 |  | Baseline Forecast | 0 | 0 | 0 | 0 | 0 | 0 | 0 | 0 | 0 | 0 | 0 | 0 | 0 | 0 | 0 | 0 | 0 | 0 | 0 | 0 | 0 | 0 | 0 | 0 | 0 | 0 | 0 | 0 | 0 | 0 | 0 | 0 | 0 | 0 | 0 | 0 | 0 | 0 | 0 | 0 | 0 | 0 | 0 | 0 | 0 | 0 | 0 | 0 | 0 | 0 | 0
Residential_CZ1 - Multi Family_Existing_Miscellaneous_Natural Gas_Miscellaneous_E9_Baseline Forecast | Residential | CZ1 - Multi Family | Existing | Miscellaneous | Natural Gas | Miscellaneous | E9 |  | Baseline Forecast | 0 | 0 | 0 | 0 | 0 | 0 | 0 | 0 | 0 | 0 | 0 | 0 | 0 | 0 | 0 | 0 | 0 | 0 | 0 | 0 | 0 | 0 | 0 | 0 | 0 | 0 | 0 | 0 | 0 | 0 | 0 | 0 | 0 | 0 | 0 | 0 | 0 | 0 | 0 | 0 | 0 | 0 | 0 | 0 | 0 | 0 | 0 | 0 | 0 | 0 | 0
Residential_CZ1 - Multi Family_Existing_Miscellaneous_Natural Gas_Miscellaneous_E10_Baseline Forecast | Residential | CZ1 - Multi Family | Existing | Miscellaneous | Natural Gas | Miscellaneous | E10 |  | Baseline Forecast | 0 | 0 | 0 | 0 | 0 | 0 | 0 | 0 | 0 | 0 | 0 | 0 | 0 | 0 | 0 | 0 | 0 | 0 | 0 | 0 | 0 | 0 | 0 | 0 | 0 | 0 | 0 | 0 | 0 | 0 | 0 | 0 | 0 | 0 | 0 | 0 | 0 | 0 | 0 | 0 | 0 | 0 | 0 | 0 | 0 | 0 | 0 | 0 | 0 | 0 | 0
Residential_CZ1 - Multi Family_Existing_Miscellaneous_Natural Gas_Miscellaneous_Vintage_Baseline Forecast | Residential | CZ1 - Multi Family | Existing | Miscellaneous | Natural Gas | Miscellaneous | Vintage | Vintage | Baseline Forecast | 28164.0378 | 28051.3817 | 27007.8703 | 25199.2743 | 22763.1383 | 19813.5796 | 16445.2711 | 13649.575 | 11329.1473 | 9403.1922 | 7804.6495 | 6477.8591 | 5376.6231 | 4462.5972 | 3703.9556 | 3074.2832 | 2551.655 | 2117.8737 | 1757.8352 | 1459.0032 | 1210.9726 | 1005.1073 | 0 | 0 | 0 | 0 | 0 | 0 | 0 | 0 | 0 | 0 | 0 | 0 | 0 | 0 | 0 | 0 | 0 | 0 | 0 | 0 | 0 | 0 | 0 | 0 | 0 | 0 | 0 | 0 | 0
Residential_CZ1 - Multi Family_New_Space Heating_Natural Gas_Furnace - Direct Fuel_E1_Baseline Forecast | Residential | CZ1 - Multi Family | New | Space Heating | Natural Gas | Furnace - Direct Fuel | E1 | AFUE 80% | Baseline Forecast | 0 | 436.7627 | 872.4755 | 1265.4476 | 1647.3048 | 1647.3048 | 1647.3048 | 1647.3048 | 1647.3048 | 1647.3048 | 1647.3048 | 1647.3048 | 1621.6129 | 1571.8021 | 1501.8053 | 1413.4639 | 1330.3189 | 1252.0649 | 1178.414 | 1109.0955 | 1043.8546 | 982.4514 | 0 | 0 | 0 | 0 | 0 | 0 | 0 | 0 | 0 | 0 | 0 | 0 | 0 | 0 | 0 | 0 | 0 | 0 | 0 | 0 | 0 | 0 | 0 | 0 | 0 | 0 | 0 | 0 | 0
Residential_CZ1 - Multi Family_New_Space Heating_Natural Gas_Furnace - Direct Fuel_E2_Baseline Forecast | Residential | CZ1 - Multi Family | New | Space Heating | Natural Gas | Furnace - Direct Fuel | E2 | AFUE 90% | Baseline Forecast | 0 | 11.3775 | 23.2876 | 34.4714 | 48.6918 | 48.6918 | 48.6918 | 48.6918 | 48.6918 | 48.6918 | 48.6918 | 48.6918 | 48.0225 | 46.692 | 44.7819 | 42.1477 | 39.6684 | 37.335 | 35.1388 | 33.0718 | 31.1264 | 29.2955 | 0 | 0 | 0 | 0 | 0 | 0 | 0 | 0 | 0 | 0 | 0 | 0 | 0 | 0 | 0 | 0 | 0 | 0 | 0 | 0 | 0 | 0 | 0 | 0 | 0 | 0 | 0 | 0 | 0
Residential_CZ1 - Multi Family_New_Space Heating_Natural Gas_Furnace - Direct Fuel_E3_Baseline Forecast | Residential | CZ1 - Multi Family | New | Space Heating | Natural Gas | Furnace - Direct Fuel | E3 | AFUE 92% | Baseline Forecast | 0 | 1.3686 | 2.7938 | 4.1335 | 5.8363 | 404.672 | 804.3556 | 1205.7949 | 1605.1193 | 2002.9031 | 2399.7526 | 2795.6343 | 3215.9351 | 3658.0938 | 4118.613 | 4594.6444 | 5064.1413 | 5526.3503 | 5981.6232 | 6430.9264 | 6874.226 | 7338.1624 | 0 | 0 | 0 | 0 | 0 | 0 | 0 | 0 | 0 | 0 | 0 | 0 | 0 | 0 | 0 | 0 | 0 | 0 | 0 | 0 | 0 | 0 | 0 | 0 | 0 | 0 | 0 | 0 | 0
Residential_CZ1 - Multi Family_New_Space Heating_Natural Gas_Furnace - Direct Fuel_E4_Baseline Forecast | Residential | CZ1 - Multi Family | New | Space Heating | Natural Gas | Furnace - Direct Fuel | E4 | AFUE 95% | Baseline Forecast | 0 | 1.0949 | 2.2351 | 3.3068 | 4.669 | 6.1076 | 7.6339 | 9.258 | 10.9902 | 12.8454 | 14.8559 | 17.0205 | 19.4416 | 22.1454 | 25.1601 | 28.4902 | 32.1807 | 36.2512 | 40.7327 | 45.6639 | 51.0632 | 57.2642 | 0 | 0 | 0 | 0 | 0 | 0 | 0 | 0 | 0 | 0 | 0 | 0 | 0 | 0 | 0 | 0 | 0 | 0 | 0 | 0 | 0 | 0 | 0 | 0 | 0 | 0 | 0 | 0 | 0
Residential_CZ1 - Multi Family_New_Space Heating_Natural Gas_Furnace - Direct Fuel_E5_Baseline Forecast | Residential | CZ1 - Multi Family | New | Space Heating | Natural Gas | Furnace - Direct Fuel | E5 | AFUE 98% | Baseline Forecast | 0 | 0.27372 | 0.55877 | 0.8267 | 1.1673 | 1.5269 | 1.9085 | 2.3145 | 2.7476 | 3.2113 | 3.714 | 4.2551 | 4.8604 | 5.5363 | 6.29 | 7.1225 | 8.0452 | 9.0628 | 10.1832 | 11.416 | 12.7658 | 14.3161 | 0 | 0 | 0 | 0 | 0 | 0 | 0 | 0 | 0 | 0 | 0 | 0 | 0 | 0 | 0 | 0 | 0 | 0 | 0 | 0 | 0 | 0 | 0 | 0 | 0 | 0 | 0 | 0 | 0
Residential_CZ1 - Multi Family_New_Space Heating_Natural Gas_Furnace - Direct Fuel_E6_Baseline Forecast | Residential | CZ1 - Multi Family | New | Space Heating | Natural Gas | Furnace - Direct Fuel | E6 | Convert to NG Heat Pump | Baseline Forecast | 0 | 0 | 0 | 0 | 0 | 0 | 0 | 0 | 0 | 0 | 0 | 0 | 0 | 0 | 0 | 0 | 0 | 0 | 0 | 0 | 0 | 0 | 0 | 0 | 0 | 0 | 0 | 0 | 0 | 0 | 0 | 0 | 0 | 0 | 0 | 0 | 0 | 0 | 0 | 0 | 0 | 0 | 0 | 0 | 0 | 0 | 0 | 0 | 0 | 0 | 0
Residential_CZ1 - Multi Family_New_Space Heating_Natural Gas_Furnace - Direct Fuel_E7_Baseline Forecast | Residential | CZ1 - Multi Family | New | Space Heating | Natural Gas | Furnace - Direct Fuel | E7 |  | Baseline Forecast | 0 | 0 | 0 | 0 | 0 | 0 | 0 | 0 | 0 | 0 | 0 | 0 | 0 | 0 | 0 | 0 | 0 | 0 | 0 | 0 | 0 | 0 | 0 | 0 | 0 | 0 | 0 | 0 | 0 | 0 | 0 | 0 | 0 | 0 | 0 | 0 | 0 | 0 | 0 | 0 | 0 | 0 | 0 | 0 | 0 | 0 | 0 | 0 | 0 | 0 | 0
Residential_CZ1 - Multi Family_New_Space Heating_Natural Gas_Furnace - Direct Fuel_E8_Baseline Forecast | Residential | CZ1 - Multi Family | New | Space Heating | Natural Gas | Furnace - Direct Fuel | E8 |  | Baseline Forecast | 0 | 0 | 0 | 0 | 0 | 0 | 0 | 0 | 0 | 0 | 0 | 0 | 0 | 0 | 0 | 0 | 0 | 0 | 0 | 0 | 0 | 0 | 0 | 0 | 0 | 0 | 0 | 0 | 0 | 0 | 0 | 0 | 0 | 0 | 0 | 0 | 0 | 0 | 0 | 0 | 0 | 0 | 0 | 0 | 0 | 0 | 0 | 0 | 0 | 0 | 0
Residential_CZ1 - Multi Family_New_Space Heating_Natural Gas_Furnace - Direct Fuel_E9_Baseline Forecast | Residential | CZ1 - Multi Family | New | Space Heating | Natural Gas | Furnace - Direct Fuel | E9 |  | Baseline Forecast | 0 | 0 | 0 | 0 | 0 | 0 | 0 | 0 | 0 | 0 | 0 | 0 | 0 | 0 | 0 | 0 | 0 | 0 | 0 | 0 | 0 | 0 | 0 | 0 | 0 | 0 | 0 | 0 | 0 | 0 | 0 | 0 | 0 | 0 | 0 | 0 | 0 | 0 | 0 | 0 | 0 | 0 | 0 | 0 | 0 | 0 | 0 | 0 | 0 | 0 | 0
Residential_CZ1 - Multi Family_New_Space Heating_Natural Gas_Furnace - Direct Fuel_E10_Baseline Forecast | Residential | CZ1 - Multi Family | New | Space Heating | Natural Gas | Furnace - Direct Fuel | E10 |  | Baseline Forecast | 0 | 0 | 0 | 0 | 0 | 0 | 0 | 0 | 0 | 0 | 0 | 0 | 0 | 0 | 0 | 0 | 0 | 0 | 0 | 0 | 0 | 0 | 0 | 0 | 0 | 0 | 0 | 0 | 0 | 0 | 0 | 0 | 0 | 0 | 0 | 0 | 0 | 0 | 0 | 0 | 0 | 0 | 0 | 0 | 0 | 0 | 0 | 0 | 0 | 0 | 0
Residential_CZ1 - Multi Family_New_Space Heating_Natural Gas_Furnace - Direct Fuel_Vintage_Baseline Forecast | Residential | CZ1 - Multi Family | New | Space Heating | Natural Gas | Furnace - Direct Fuel | Vintage | Vintage | Baseline Forecast | 0 | 0 | 0 | 0 | 0 | 0 | 0 | 0 | 0 | 0 | 0 | 0 | 0 | 0 | 0 | 0 | 0 | 0 | 0 | 0 | 0 | 0 | 0 | 0 | 0 | 0 | 0 | 0 | 0 | 0 | 0 | 0 | 0 | 0 | 0 | 0 | 0 | 0 | 0 | 0 | 0 | 0 | 0 | 0 | 0 | 0 | 0 | 0 | 0 | 0 | 0
Residential_CZ1 - Multi Family_New_Space Heating_Natural Gas_Boiler - Direct Fuel_E1_Baseline Forecast | Residential | CZ1 - Multi Family | New | Space Heating | Natural Gas | Boiler - Direct Fuel | E1 | AFUE 82% | Baseline Forecast | 0 | 17.6486 | 17.6486 | 17.6486 | 17.6486 | 17.6486 | 17.6486 | 17.6486 | 17.6486 | 17.6486 | 17.6486 | 17.6486 | 16.8082 | 16.0078 | 15.2455 | 14.5196 | 13.8281 | 13.1697 | 12.5425 | 11.9453 | 11.3765 | 10.8347 | 0 | 0 | 0 | 0 | 0 | 0 | 0 | 0 | 0 | 0 | 0 | 0 | 0 | 0 | 0 | 0 | 0 | 0 | 0 | 0 | 0 | 0 | 0 | 0 | 0 | 0 | 0 | 0 | 0
Residential_CZ1 - Multi Family_New_Space Heating_Natural Gas_Boiler - Direct Fuel_E2_Baseline Forecast | Residential | CZ1 - Multi Family | New | Space Heating | Natural Gas | Boiler - Direct Fuel | E2 | AFUE 84% | Baseline Forecast | 0 | 0 | 17.6328 | 33.5575 | 49.1944 | 64.8763 | 80.5957 | 96.3887 | 112.1041 | 127.7653 | 143.3974 | 158.9993 | 175.3781 | 191.6163 | 207.7374 | 223.6985 | 239.5964 | 255.3917 | 271.0899 | 286.7213 | 302.2764 | 318.8061 | 0 | 0 | 0 | 0 | 0 | 0 | 0 | 0 | 0 | 0 | 0 | 0 | 0 | 0 | 0 | 0 | 0 | 0 | 0 | 0 | 0 | 0 | 0 | 0 | 0 | 0 | 0 | 0 | 0
Residential_CZ1 - Multi Family_New_Space Heating_Natural Gas_Boiler - Direct Fuel_E3_Baseline Forecast | Residential | CZ1 - Multi Family | New | Space Heating | Natural Gas | Boiler - Direct Fuel | E3 | AFUE 85% | Baseline Forecast | 0 | 0 | 0 | 0 | 0 | 0 | 0 | 0 | 0 | 0 | 0 | 0 | 0 | 0 | 0 | 0 | 0 | 0 | 0 | 0 | 0 | 0 | 0 | 0 | 0 | 0 | 0 | 0 | 0 | 0 | 0 | 0 | 0 | 0 | 0 | 0 | 0 | 0 | 0 | 0 | 0 | 0 | 0 | 0 | 0 | 0 | 0 | 0 | 0 | 0 | 0
Residential_CZ1 - Multi Family_New_Space Heating_Natural Gas_Boiler - Direct Fuel_E4_Baseline Forecast | Residential | CZ1 - Multi Family | New | Space Heating | Natural Gas | Boiler - Direct Fuel | E4 | AFUE 90% | Baseline Forecast | 0 | 0 | 0 | 0 | 0 | 0 | 0 | 0 | 0 | 0 | 0 | 0 | 0 | 0 | 0 | 0 | 0 | 0 | 0 | 0 | 0 | 0 | 0 | 0 | 0 | 0 | 0 | 0 | 0 | 0 | 0 | 0 | 0 | 0 | 0 | 0 | 0 | 0 | 0 | 0 | 0 | 0 | 0 | 0 | 0 | 0 | 0 | 0 | 0 | 0 | 0
Residential_CZ1 - Multi Family_New_Space Heating_Natural Gas_Boiler - Direct Fuel_E5_Baseline Forecast | Residential | CZ1 - Multi Family | New | Space Heating | Natural Gas | Boiler - Direct Fuel | E5 | AFUE 95% | Baseline Forecast | 0 | 0 | 0 | 0 | 0 | 0 | 0 | 0 | 0 | 0 | 0 | 0 | 0 | 0 | 0 | 0 | 0 | 0 | 0 | 0 | 0 | 0 | 0 | 0 | 0 | 0 | 0 | 0 | 0 | 0 | 0 | 0 | 0 | 0 | 0 | 0 | 0 | 0 | 0 | 0 | 0 | 0 | 0 | 0 | 0 | 0 | 0 | 0 | 0 | 0 | 0
Residential_CZ1 - Multi Family_New_Space Heating_Natural Gas_Boiler - Direct Fuel_E6_Baseline Forecast | Residential | CZ1 - Multi Family | New | Space Heating | Natural Gas | Boiler - Direct Fuel | E6 | AFUE 96% | Baseline Forecast | 0 | 0 | 0 | 0 | 0 | 0 | 0 | 0 | 0 | 0 | 0 | 0 | 0 | 0 | 0 | 0 | 0 | 0 | 0 | 0 | 0 | 0 | 0 | 0 | 0 | 0 | 0 | 0 | 0 | 0 | 0 | 0 | 0 | 0 | 0 | 0 | 0 | 0 | 0 | 0 | 0 | 0 | 0 | 0 | 0 | 0 | 0 | 0 | 0 | 0 | 0
Residential_CZ1 - Multi Family_New_Space Heating_Natural Gas_Boiler - Direct Fuel_E7_Baseline Forecast | Residential | CZ1 - Multi Family | New | Space Heating | Natural Gas | Boiler - Direct Fuel | E7 | Convert to NG Heat Pump | Baseline Forecast | 0 | 0 | 0 | 0 | 0 | 0 | 0 | 0 | 0 | 0 | 0 | 0 | 0 | 0 | 0 | 0 | 0 | 0 | 0 | 0 | 0 | 0 | 0 | 0 | 0 | 0 | 0 | 0 | 0 | 0 | 0 | 0 | 0 | 0 | 0 | 0 | 0 | 0 | 0 | 0 | 0 | 0 | 0 | 0 | 0 | 0 | 0 | 0 | 0 | 0 | 0
Residential_CZ1 - Multi Family_New_Space Heating_Natural Gas_Boiler - Direct Fuel_E8_Baseline Forecast | Residential | CZ1 - Multi Family | New | Space Heating | Natural Gas | Boiler - Direct Fuel | E8 |  | Baseline Forecast | 0 | 0 | 0 | 0 | 0 | 0 | 0 | 0 | 0 | 0 | 0 | 0 | 0 | 0 | 0 | 0 | 0 | 0 | 0 | 0 | 0 | 0 | 0 | 0 | 0 | 0 | 0 | 0 | 0 | 0 | 0 | 0 | 0 | 0 | 0 | 0 | 0 | 0 | 0 | 0 | 0 | 0 | 0 | 0 | 0 | 0 | 0 | 0 | 0 | 0 | 0
Residential_CZ1 - Multi Family_New_Space Heating_Natural Gas_Boiler - Direct Fuel_E9_Baseline Forecast | Residential | CZ1 - Multi Family | New | Space Heating | Natural Gas | Boiler - Direct Fuel | E9 |  | Baseline Forecast | 0 | 0 | 0 | 0 | 0 | 0 | 0 | 0 | 0 | 0 | 0 | 0 | 0 | 0 | 0 | 0 | 0 | 0 | 0 | 0 | 0 | 0 | 0 | 0 | 0 | 0 | 0 | 0 | 0 | 0 | 0 | 0 | 0 | 0 | 0 | 0 | 0 | 0 | 0 | 0 | 0 | 0 | 0 | 0 | 0 | 0 | 0 | 0 | 0 | 0 | 0
Residential_CZ1 - Multi Family_New_Space Heating_Natural Gas_Boiler - Direct Fuel_E10_Baseline Forecast | Residential | CZ1 - Multi Family | New | Space Heating | Natural Gas | Boiler - Direct Fuel | E10 |  | Baseline Forecast | 0 | 0 | 0 | 0 | 0 | 0 | 0 | 0 | 0 | 0 | 0 | 0 | 0 | 0 | 0 | 0 | 0 | 0 | 0 | 0 | 0 | 0 | 0 | 0 | 0 | 0 | 0 | 0 | 0 | 0 | 0 | 0 | 0 | 0 | 0 | 0 | 0 | 0 | 0 | 0 | 0 | 0 | 0 | 0 | 0 | 0 | 0 | 0 | 0 | 0 | 0
Residential_CZ1 - Multi Family_New_Space Heating_Natural Gas_Boiler - Direct Fuel_Vintage_Baseline Forecast | Residential | CZ1 - Multi Family | New | Space Heating | Natural Gas | Boiler - Direct Fuel | Vintage | Vintage | Baseline Forecast | 0 | 0 | 0 | 0 | 0 | 0 | 0 | 0 | 0 | 0 | 0 | 0 | 0 | 0 | 0 | 0 | 0 | 0 | 0 | 0 | 0 | 0 | 0 | 0 | 0 | 0 | 0 | 0 | 0 | 0 | 0 | 0 | 0 | 0 | 0 | 0 | 0 | 0 | 0 | 0 | 0 | 0 | 0 | 0 | 0 | 0 | 0 | 0 | 0 | 0 | 0
Residential_CZ1 - Multi Family_New_Secondary Heating_Natural Gas_Fireplace_E1_Baseline Forecast | Residential | CZ1 - Multi Family | New | Secondary Heating | Natural Gas | Fireplace | E1 | Baseline (50% to 60% FE Rating) | Baseline Forecast | 0 | 201.4443 | 402.7082 | 584.4753 | 762.9576 | 941.954 | 1121.3782 | 1301.6415 | 1481.0203 | 1659.7794 | 1838.2078 | 2016.2899 | 2193.6476 | 2369.8575 | 2545.1665 | 2719.0627 | 2892.6316 | 3065.4068 | 3237.4307 | 3409.0319 | 3580.0883 | 3762.5783 | 0 | 0 | 0 | 0 | 0 | 0 | 0 | 0 | 0 | 0 | 0 | 0 | 0 | 0 | 0 | 0 | 0 | 0 | 0 | 0 | 0 | 0 | 0 | 0 | 0 | 0 | 0 | 0 | 0
Residential_CZ1 - Multi Family_New_Secondary Heating_Natural Gas_Fireplace_E2_Baseline Forecast | Residential | CZ1 - Multi Family | New | Secondary Heating | Natural Gas | Fireplace | E2 | Tier 1 (70% FE Rating) | Baseline Forecast | 0 | 0 | 0 | 0 | 0 | 0 | 0 | 0 | 0 | 0 | 0 | 0 | 0 | 0 | 0 | 0 | 0 | 0 | 0 | 0 | 0 | 0 | 0 | 0 | 0 | 0 | 0 | 0 | 0 | 0 | 0 | 0 | 0 | 0 | 0 | 0 | 0 | 0 | 0 | 0 | 0 | 0 | 0 | 0 | 0 | 0 | 0 | 0 | 0 | 0 | 0
Residential_CZ1 - Multi Family_New_Secondary Heating_Natural Gas_Fireplace_E3_Baseline Forecast | Residential | CZ1 - Multi Family | New | Secondary Heating | Natural Gas | Fireplace | E3 | Tier 2 (77%+ FE Rating) | Baseline Forecast | 0 | 0 | 0 | 0 | 0 | 0 | 0 | 0 | 0 | 0 | 0 | 0 | 0 | 0 | 0 | 0 | 0 | 0 | 0 | 0 | 0 | 0 | 0 | 0 | 0 | 0 | 0 | 0 | 0 | 0 | 0 | 0 | 0 | 0 | 0 | 0 | 0 | 0 | 0 | 0 | 0 | 0 | 0 | 0 | 0 | 0 | 0 | 0 | 0 | 0 | 0
Residential_CZ1 - Multi Family_New_Secondary Heating_Natural Gas_Fireplace_E4_Baseline Forecast | Residential | CZ1 - Multi Family | New | Secondary Heating | Natural Gas | Fireplace | E4 |  | Baseline Forecast | 0 | 0 | 0 | 0 | 0 | 0 | 0 | 0 | 0 | 0 | 0 | 0 | 0 | 0 | 0 | 0 | 0 | 0 | 0 | 0 | 0 | 0 | 0 | 0 | 0 | 0 | 0 | 0 | 0 | 0 | 0 | 0 | 0 | 0 | 0 | 0 | 0 | 0 | 0 | 0 | 0 | 0 | 0 | 0 | 0 | 0 | 0 | 0 | 0 | 0 | 0
Residential_CZ1 - Multi Family_New_Secondary Heating_Natural Gas_Fireplace_E5_Baseline Forecast | Residential | CZ1 - Multi Family | New | Secondary Heating | Natural Gas | Fireplace | E5 |  | Baseline Forecast | 0 | 0 | 0 | 0 | 0 | 0 | 0 | 0 | 0 | 0 | 0 | 0 | 0 | 0 | 0 | 0 | 0 | 0 | 0 | 0 | 0 | 0 | 0 | 0 | 0 | 0 | 0 | 0 | 0 | 0 | 0 | 0 | 0 | 0 | 0 | 0 | 0 | 0 | 0 | 0 | 0 | 0 | 0 | 0 | 0 | 0 | 0 | 0 | 0 | 0 | 0
Residential_CZ1 - Multi Family_New_Secondary Heating_Natural Gas_Fireplace_E6_Baseline Forecast | Residential | CZ1 - Multi Family | New | Secondary Heating | Natural Gas | Fireplace | E6 |  | Baseline Forecast | 0 | 0 | 0 | 0 | 0 | 0 | 0 | 0 | 0 | 0 | 0 | 0 | 0 | 0 | 0 | 0 | 0 | 0 | 0 | 0 | 0 | 0 | 0 | 0 | 0 | 0 | 0 | 0 | 0 | 0 | 0 | 0 | 0 | 0 | 0 | 0 | 0 | 0 | 0 | 0 | 0 | 0 | 0 | 0 | 0 | 0 | 0 | 0 | 0 | 0 | 0
Residential_CZ1 - Multi Family_New_Secondary Heating_Natural Gas_Fireplace_E7_Baseline Forecast | Residential | CZ1 - Multi Family | New | Secondary Heating | Natural Gas | Fireplace | E7 |  | Baseline Forecast | 0 | 0 | 0 | 0 | 0 | 0 | 0 | 0 | 0 | 0 | 0 | 0 | 0 | 0 | 0 | 0 | 0 | 0 | 0 | 0 | 0 | 0 | 0 | 0 | 0 | 0 | 0 | 0 | 0 | 0 | 0 | 0 | 0 | 0 | 0 | 0 | 0 | 0 | 0 | 0 | 0 | 0 | 0 | 0 | 0 | 0 | 0 | 0 | 0 | 0 | 0
Residential_CZ1 - Multi Family_New_Secondary Heating_Natural Gas_Fireplace_E8_Baseline Forecast | Residential | CZ1 - Multi Family | New | Secondary Heating | Natural Gas | Fireplace | E8 |  | Baseline Forecast | 0 | 0 | 0 | 0 | 0 | 0 | 0 | 0 | 0 | 0 | 0 | 0 | 0 | 0 | 0 | 0 | 0 | 0 | 0 | 0 | 0 | 0 | 0 | 0 | 0 | 0 | 0 | 0 | 0 | 0 | 0 | 0 | 0 | 0 | 0 | 0 | 0 | 0 | 0 | 0 | 0 | 0 | 0 | 0 | 0 | 0 | 0 | 0 | 0 | 0 | 0
Residential_CZ1 - Multi Family_New_Secondary Heating_Natural Gas_Fireplace_E9_Baseline Forecast | Residential | CZ1 - Multi Family | New | Secondary Heating | Natural Gas | Fireplace | E9 |  | Baseline Forecast | 0 | 0 | 0 | 0 | 0 | 0 | 0 | 0 | 0 | 0 | 0 | 0 | 0 | 0 | 0 | 0 | 0 | 0 | 0 | 0 | 0 | 0 | 0 | 0 | 0 | 0 | 0 | 0 | 0 | 0 | 0 | 0 | 0 | 0 | 0 | 0 | 0 | 0 | 0 | 0 | 0 | 0 | 0 | 0 | 0 | 0 | 0 | 0 | 0 | 0 | 0
Residential_CZ1 - Multi Family_New_Secondary Heating_Natural Gas_Fireplace_E10_Baseline Forecast | Residential | CZ1 - Multi Family | New | Secondary Heating | Natural Gas | Fireplace | E10 |  | Baseline Forecast | 0 | 0 | 0 | 0 | 0 | 0 | 0 | 0 | 0 | 0 | 0 | 0 | 0 | 0 | 0 | 0 | 0 | 0 | 0 | 0 | 0 | 0 | 0 | 0 | 0 | 0 | 0 | 0 | 0 | 0 | 0 | 0 | 0 | 0 | 0 | 0 | 0 | 0 | 0 | 0 | 0 | 0 | 0 | 0 | 0 | 0 | 0 | 0 | 0 | 0 | 0
Residential_CZ1 - Multi Family_New_Secondary Heating_Natural Gas_Fireplace_Vintage_Baseline Forecast | Residential | CZ1 - Multi Family | New | Secondary Heating | Natural Gas | Fireplace | Vintage | Vintage | Baseline Forecast | 0 | 0 | 0 | 0 | 0 | 0 | 0 | 0 | 0 | 0 | 0 | 0 | 0 | 0 | 0 | 0 | 0 | 0 | 0 | 0 | 0 | 0 | 0 | 0 | 0 | 0 | 0 | 0 | 0 | 0 | 0 | 0 | 0 | 0 | 0 | 0 | 0 | 0 | 0 | 0 | 0 | 0 | 0 | 0 | 0 | 0 | 0 | 0 | 0 | 0 | 0
Residential_CZ1 - Multi Family_New_Water Heating_Natural Gas_Water Heater <= 55 gal._E1_Baseline Forecast | Residential | CZ1 - Multi Family | New | Water Heating | Natural Gas | Water Heater <= 55 gal. | E1 | Baseline (UEF 0.58) | Baseline Forecast | 0 | 60.4787 | 121.7063 | 177.5431 | 232.7293 | 288.4628 | 343.8548 | 399.2331 | 454.2404 | 508.8867 | 560.41 | 611.7593 | 662.0874 | 711.4479 | 759.9561 | 807.5149 | 854.4446 | 900.7157 | 946.423 | 990.7381 | 1034.5735 | 1081.9103 | 0 | 0 | 0 | 0 | 0 | 0 | 0 | 0 | 0 | 0 | 0 | 0 | 0 | 0 | 0 | 0 | 0 | 0 | 0 | 0 | 0 | 0 | 0 | 0 | 0 | 0 | 0 | 0 | 0
Residential_CZ1 - Multi Family_New_Water Heating_Natural Gas_Water Heater <= 55 gal._E2_Baseline Forecast | Residential | CZ1 - Multi Family | New | Water Heating | Natural Gas | Water Heater <= 55 gal. | E2 | ENERGY STAR (UEF 0.64) | Baseline Forecast | 0 | 279.8111 | 558.5708 | 809.7859 | 1056.0984 | 1302.7335 | 1550.4315 | 1799.5595 | 2047.5697 | 2294.8882 | 2544.7762 | 2794.2544 | 3043.5298 | 3291.8275 | 3539.4594 | 3785.6509 | 4031.9168 | 4277.4993 | 4522.3871 | 4767.9515 | 5013.0708 | 5274.0071 | 0 | 0 | 0 | 0 | 0 | 0 | 0 | 0 | 0 | 0 | 0 | 0 | 0 | 0 | 0 | 0 | 0 | 0 | 0 | 0 | 0 | 0 | 0 | 0 | 0 | 0 | 0 | 0 | 0
Residential_CZ1 - Multi Family_New_Water Heating_Natural Gas_Water Heater <= 55 gal._E3_Baseline Forecast | Residential | CZ1 - Multi Family | New | Water Heating | Natural Gas | Water Heater <= 55 gal. | E3 | Condensing (UEF 0.81) | Baseline Forecast | 0 | 14.1733 | 28.3315 | 41.1185 | 53.6788 | 66.2737 | 78.9 | 91.5865 | 104.2053 | 116.7866 | 129.3394 | 141.8666 | 154.3432 | 166.7454 | 179.0805 | 191.3193 | 203.5369 | 215.7001 | 227.7996 | 239.871 | 251.9086 | 264.7465 | 0 | 0 | 0 | 0 | 0 | 0 | 0 | 0 | 0 | 0 | 0 | 0 | 0 | 0 | 0 | 0 | 0 | 0 | 0 | 0 | 0 | 0 | 0 | 0 | 0 | 0 | 0 | 0 | 0
Residential_CZ1 - Multi Family_New_Water Heating_Natural Gas_Water Heater <= 55 gal._E4_Baseline Forecast | Residential | CZ1 - Multi Family | New | Water Heating | Natural Gas | Water Heater <= 55 gal. | E4 | Instantaneous - ENERGY STAR (UEF 0.87) | Baseline Forecast | 0 | 0 | 0 | 0 | 0 | 0 | 0 | 0 | 0 | 0 | 0 | 0 | 0 | 0 | 0 | 0 | 0 | 0 | 0 | 0 | 0 | 0 | 0 | 0 | 0 | 0 | 0 | 0 | 0 | 0 | 0 | 0 | 0 | 0 | 0 | 0 | 0 | 0 | 0 | 0 | 0 | 0 | 0 | 0 | 0 | 0 | 0 | 0 | 0 | 0 | 0
Residential_CZ1 - Multi Family_New_Water Heating_Natural Gas_Water Heater <= 55 gal._E5_Baseline Forecast | Residential | CZ1 - Multi Family | New | Water Heating | Natural Gas | Water Heater <= 55 gal. | E5 | Instantaneous - Condensing (UEF 0.92) | Baseline Forecast | 0 | 0 | 0 | 0 | 0 | 0 | 0 | 0 | 0 | 0 | 0 | 0 | 0 | 0 | 0 | 0 | 0 | 0 | 0 | 0 | 0 | 0 | 0 | 0 | 0 | 0 | 0 | 0 | 0 | 0 | 0 | 0 | 0 | 0 | 0 | 0 | 0 | 0 | 0 | 0 | 0 | 0 | 0 | 0 | 0 | 0 | 0 | 0 | 0 | 0 | 0
Residential_CZ1 - Multi Family_New_Water Heating_Natural Gas_Water Heater <= 55 gal._E6_Baseline Forecast | Residential | CZ1 - Multi Family | New | Water Heating | Natural Gas | Water Heater <= 55 gal. | E6 | NEEA Gas-Fired Absorption HPWH (EF 1.2) | Baseline Forecast | 0 | 0 | 0 | 0 | 0 | 0 | 0 | 0 | 0 | 0 | 0 | 0 | 0 | 0 | 0 | 0 | 0 | 0 | 0 | 0 | 0 | 0 | 0 | 0 | 0 | 0 | 0 | 0 | 0 | 0 | 0 | 0 | 0 | 0 | 0 | 0 | 0 | 0 | 0 | 0 | 0 | 0 | 0 | 0 | 0 | 0 | 0 | 0 | 0 | 0 | 0
Residential_CZ1 - Multi Family_New_Water Heating_Natural Gas_Water Heater <= 55 gal._E7_Baseline Forecast | Residential | CZ1 - Multi Family | New | Water Heating | Natural Gas | Water Heater <= 55 gal. | E7 | NEEA Gas-Fired Absorption HPWH (EF 1.7) | Baseline Forecast | 0 | 0 | 0 | 0 | 0 | 0 | 0 | 0 | 0 | 0 | 0 | 0 | 0 | 0 | 0 | 0 | 0 | 0 | 0 | 0 | 0 | 0 | 0 | 0 | 0 | 0 | 0 | 0 | 0 | 0 | 0 | 0 | 0 | 0 | 0 | 0 | 0 | 0 | 0 | 0 | 0 | 0 | 0 | 0 | 0 | 0 | 0 | 0 | 0 | 0 | 0
Residential_CZ1 - Multi Family_New_Water Heating_Natural Gas_Water Heater <= 55 gal._E8_Baseline Forecast | Residential | CZ1 - Multi Family | New | Water Heating | Natural Gas | Water Heater <= 55 gal. | E8 |  | Baseline Forecast | 0 | 0 | 0 | 0 | 0 | 0 | 0 | 0 | 0 | 0 | 0 | 0 | 0 | 0 | 0 | 0 | 0 | 0 | 0 | 0 | 0 | 0 | 0 | 0 | 0 | 0 | 0 | 0 | 0 | 0 | 0 | 0 | 0 | 0 | 0 | 0 | 0 | 0 | 0 | 0 | 0 | 0 | 0 | 0 | 0 | 0 | 0 | 0 | 0 | 0 | 0
Residential_CZ1 - Multi Family_New_Water Heating_Natural Gas_Water Heater <= 55 gal._E9_Baseline Forecast | Residential | CZ1 - Multi Family | New | Water Heating | Natural Gas | Water Heater <= 55 gal. | E9 |  | Baseline Forecast | 0 | 0 | 0 | 0 | 0 | 0 | 0 | 0 | 0 | 0 | 0 | 0 | 0 | 0 | 0 | 0 | 0 | 0 | 0 | 0 | 0 | 0 | 0 | 0 | 0 | 0 | 0 | 0 | 0 | 0 | 0 | 0 | 0 | 0 | 0 | 0 | 0 | 0 | 0 | 0 | 0 | 0 | 0 | 0 | 0 | 0 | 0 | 0 | 0 | 0 | 0
Residential_CZ1 - Multi Family_New_Water Heating_Natural Gas_Water Heater <= 55 gal._E10_Baseline Forecast | Residential | CZ1 - Multi Family | New | Water Heating | Natural Gas | Water Heater <= 55 gal. | E10 |  | Baseline Forecast | 0 | 0 | 0 | 0 | 0 | 0 | 0 | 0 | 0 | 0 | 0 | 0 | 0 | 0 | 0 | 0 | 0 | 0 | 0 | 0 | 0 | 0 | 0 | 0 | 0 | 0 | 0 | 0 | 0 | 0 | 0 | 0 | 0 | 0 | 0 | 0 | 0 | 0 | 0 | 0 | 0 | 0 | 0 | 0 | 0 | 0 | 0 | 0 | 0 | 0 | 0
Residential_CZ1 - Multi Family_New_Water Heating_Natural Gas_Water Heater <= 55 gal._Vintage_Baseline Forecast | Residential | CZ1 - Multi Family | New | Water Heating | Natural Gas | Water Heater <= 55 gal. | Vintage | Vintage | Baseline Forecast | 0 | 0 | 0 | 0 | 0 | 0 | 0 | 0 | 0 | 0 | 0 | 0 | 0 | 0 | 0 | 0 | 0 | 0 | 0 | 0 | 0 | 0 | 0 | 0 | 0 | 0 | 0 | 0 | 0 | 0 | 0 | 0 | 0 | 0 | 0 | 0 | 0 | 0 | 0 | 0 | 0 | 0 | 0 | 0 | 0 | 0 | 0 | 0 | 0 | 0 | 0
Residential_CZ1 - Multi Family_New_Water Heating_Natural Gas_Water Heater > 55 gal._E1_Baseline Forecast | Residential | CZ1 - Multi Family | New | Water Heating | Natural Gas | Water Heater > 55 gal. | E1 | Standard (UEF 0.77) | Baseline Forecast | 0 | 12.9068 | 36.2974 | 66.8051 | 102.7011 | 142.9456 | 186.0129 | 231.4544 | 278.8198 | 327.583 | 374.7956 | 423.2771 | 470.8537 | 516.7634 | 560.6905 | 602.6158 | 642.717 | 681.2703 | 718.6271 | 752.0532 | 783.4038 | 815.326 | 0 | 0 | 0 | 0 | 0 | 0 | 0 | 0 | 0 | 0 | 0 | 0 | 0 | 0 | 0 | 0 | 0 | 0 | 0 | 0 | 0 | 0 | 0 | 0 | 0 | 0 | 0 | 0 | 0
Residential_CZ1 - Multi Family_New_Water Heating_Natural Gas_Water Heater > 55 gal._E2_Baseline Forecast | Residential | CZ1 - Multi Family | New | Water Heating | Natural Gas | Water Heater > 55 gal. | E2 | ENERGY STAR (3.2) - UEF 0.78 | Baseline Forecast | 0 | 59.7148 | 106.4939 | 137.2568 | 160.2146 | 178.0922 | 192.5852 | 204.426 | 213.5551 | 220.6928 | 228.9809 | 235.5452 | 242.4164 | 250.1382 | 259.066 | 268.9705 | 280.025 | 291.746 | 304.2026 | 320.336 | 338.2783 | 359.7617 | 0 | 0 | 0 | 0 | 0 | 0 | 0 | 0 | 0 | 0 | 0 | 0 | 0 | 0 | 0 | 0 | 0 | 0 | 0 | 0 | 0 | 0 | 0 | 0 | 0 | 0 | 0 | 0 | 0
Residential_CZ1 - Multi Family_New_Water Heating_Natural Gas_Water Heater > 55 gal._E3_Baseline Forecast | Residential | CZ1 - Multi Family | New | Water Heating | Natural Gas | Water Heater > 55 gal. | E3 | Condensing (UEF 0.82) | Baseline Forecast | 0 | 3.0247 | 8.4336 | 15.42 | 23.5899 | 32.6845 | 42.5014 | 52.9116 | 63.7773 | 75.0041 | 86.5067 | 98.3342 | 110.4877 | 123.0266 | 136.0037 | 149.4753 | 163.498 | 178.1042 | 192.8893 | 207.7693 | 222.7115 | 237.8345 | 0 | 0 | 0 | 0 | 0 | 0 | 0 | 0 | 0 | 0 | 0 | 0 | 0 | 0 | 0 | 0 | 0 | 0 | 0 | 0 | 0 | 0 | 0 | 0 | 0 | 0 | 0 | 0 | 0
Residential_CZ1 - Multi Family_New_Water Heating_Natural Gas_Water Heater > 55 gal._E4_Baseline Forecast | Residential | CZ1 - Multi Family | New | Water Heating | Natural Gas | Water Heater > 55 gal. | E4 | Instantaneous - ENERGY STAR (UEF 0.87) | Baseline Forecast | 0 | 0 | 0 | 0 | 0 | 0 | 0 | 0 | 0 | 0 | 0 | 0 | 0 | 0 | 0 | 0 | 0 | 0 | 0 | 0 | 0 | 0 | 0 | 0 | 0 | 0 | 0 | 0 | 0 | 0 | 0 | 0 | 0 | 0 | 0 | 0 | 0 | 0 | 0 | 0 | 0 | 0 | 0 | 0 | 0 | 0 | 0 | 0 | 0 | 0 | 0
Residential_CZ1 - Multi Family_New_Water Heating_Natural Gas_Water Heater > 55 gal._E5_Baseline Forecast | Residential | CZ1 - Multi Family | New | Water Heating | Natural Gas | Water Heater > 55 gal. | E5 | Instantaneous - Condensing (UEF 0.92) | Baseline Forecast | 0 | 0 | 0 | 0 | 0 | 0 | 0 | 0 | 0 | 0 | 0 | 0 | 0 | 0 | 0 | 0 | 0 | 0 | 0 | 0 | 0 | 0 | 0 | 0 | 0 | 0 | 0 | 0 | 0 | 0 | 0 | 0 | 0 | 0 | 0 | 0 | 0 | 0 | 0 | 0 | 0 | 0 | 0 | 0 | 0 | 0 | 0 | 0 | 0 | 0 | 0
Residential_CZ1 - Multi Family_New_Water Heating_Natural Gas_Water Heater > 55 gal._E6_Baseline Forecast | Residential | CZ1 - Multi Family | New | Water Heating | Natural Gas | Water Heater > 55 gal. | E6 | NEEA Gas-Fired Absorption HPWH (EF 1.3) | Baseline Forecast | 0 | 0 | 0 | 0 | 0 | 0 | 0 | 0 | 0 | 0 | 0 | 0 | 0 | 0 | 0 | 0 | 0 | 0 | 0 | 0 | 0 | 0 | 0 | 0 | 0 | 0 | 0 | 0 | 0 | 0 | 0 | 0 | 0 | 0 | 0 | 0 | 0 | 0 | 0 | 0 | 0 | 0 | 0 | 0 | 0 | 0 | 0 | 0 | 0 | 0 | 0
Residential_CZ1 - Multi Family_New_Water Heating_Natural Gas_Water Heater > 55 gal._E7_Baseline Forecast | Residential | CZ1 - Multi Family | New | Water Heating | Natural Gas | Water Heater > 55 gal. | E7 | NEEA Gas-Fired Absorption HPWH (EF 1.7) | Baseline Forecast | 0 | 0 | 0 | 0 | 0 | 0 | 0 | 0 | 0 | 0 | 0 | 0 | 0 | 0 | 0 | 0 | 0 | 0 | 0 | 0 | 0 | 0 | 0 | 0 | 0 | 0 | 0 | 0 | 0 | 0 | 0 | 0 | 0 | 0 | 0 | 0 | 0 | 0 | 0 | 0 | 0 | 0 | 0 | 0 | 0 | 0 | 0 | 0 | 0 | 0 | 0
Residential_CZ1 - Multi Family_New_Water Heating_Natural Gas_Water Heater > 55 gal._E8_Baseline Forecast | Residential | CZ1 - Multi Family | New | Water Heating | Natural Gas | Water Heater > 55 gal. | E8 |  | Baseline Forecast | 0 | 0 | 0 | 0 | 0 | 0 | 0 | 0 | 0 | 0 | 0 | 0 | 0 | 0 | 0 | 0 | 0 | 0 | 0 | 0 | 0 | 0 | 0 | 0 | 0 | 0 | 0 | 0 | 0 | 0 | 0 | 0 | 0 | 0 | 0 | 0 | 0 | 0 | 0 | 0 | 0 | 0 | 0 | 0 | 0 | 0 | 0 | 0 | 0 | 0 | 0
Residential_CZ1 - Multi Family_New_Water Heating_Natural Gas_Water Heater > 55 gal._E9_Baseline Forecast | Residential | CZ1 - Multi Family | New | Water Heating | Natural Gas | Water Heater > 55 gal. | E9 |  | Baseline Forecast | 0 | 0 | 0 | 0 | 0 | 0 | 0 | 0 | 0 | 0 | 0 | 0 | 0 | 0 | 0 | 0 | 0 | 0 | 0 | 0 | 0 | 0 | 0 | 0 | 0 | 0 | 0 | 0 | 0 | 0 | 0 | 0 | 0 | 0 | 0 | 0 | 0 | 0 | 0 | 0 | 0 | 0 | 0 | 0 | 0 | 0 | 0 | 0 | 0 | 0 | 0
Residential_CZ1 - Multi Family_New_Water Heating_Natural Gas_Water Heater > 55 gal._E10_Baseline Forecast | Residential | CZ1 - Multi Family | New | Water Heating | Natural Gas | Water Heater > 55 gal. | E10 |  | Baseline Forecast | 0 | 0 | 0 | 0 | 0 | 0 | 0 | 0 | 0 | 0 | 0 | 0 | 0 | 0 | 0 | 0 | 0 | 0 | 0 | 0 | 0 | 0 | 0 | 0 | 0 | 0 | 0 | 0 | 0 | 0 | 0 | 0 | 0 | 0 | 0 | 0 | 0 | 0 | 0 | 0 | 0 | 0 | 0 | 0 | 0 | 0 | 0 | 0 | 0 | 0 | 0
Residential_CZ1 - Multi Family_New_Water Heating_Natural Gas_Water Heater > 55 gal._Vintage_Baseline Forecast | Residential | CZ1 - Multi Family | New | Water Heating | Natural Gas | Water Heater > 55 gal. | Vintage | Vintage | Baseline Forecast | 0 | 0 | 0 | 0 | 0 | 0 | 0 | 0 | 0 | 0 | 0 | 0 | 0 | 0 | 0 | 0 | 0 | 0 | 0 | 0 | 0 | 0 | 0 | 0 | 0 | 0 | 0 | 0 | 0 | 0 | 0 | 0 | 0 | 0 | 0 | 0 | 0 | 0 | 0 | 0 | 0 | 0 | 0 | 0 | 0 | 0 | 0 | 0 | 0 | 0 | 0
Residential_CZ1 - Multi Family_New_Appliances_Natural Gas_Clothes Dryer_E1_Baseline Forecast | Residential | CZ1 - Multi Family | New | Appliances | Natural Gas | Clothes Dryer | E1 | Standard | Baseline Forecast | 0 | 31.0604 | 62.1055 | 90.1551 | 117.6946 | 145.3204 | 173.0036 | 200.8163 | 228.4923 | 256.0738 | 283.0396 | 310.0092 | 336.7106 | 363.1519 | 389.3851 | 415.3321 | 441.1715 | 466.8199 | 492.3049 | 517.6816 | 542.9245 | 569.8768 | 0 | 0 | 0 | 0 | 0 | 0 | 0 | 0 | 0 | 0 | 0 | 0 | 0 | 0 | 0 | 0 | 0 | 0 | 0 | 0 | 0 | 0 | 0 | 0 | 0 | 0 | 0 | 0 | 0
Residential_CZ1 - Multi Family_New_Appliances_Natural Gas_Clothes Dryer_E2_Baseline Forecast | Residential | CZ1 - Multi Family | New | Appliances | Natural Gas | Clothes Dryer | E2 | NEEA/ENERGY STAR (CE >60%) | Baseline Forecast | 0 | 24.6706 | 49.3064 | 71.544 | 93.3828 | 115.2776 | 137.2333 | 159.2916 | 181.242 | 203.1155 | 225.5131 | 247.8111 | 270.1769 | 292.4853 | 314.7525 | 336.915 | 359.0946 | 381.2457 | 403.3522 | 425.4501 | 447.5312 | 471.066 | 0 | 0 | 0 | 0 | 0 | 0 | 0 | 0 | 0 | 0 | 0 | 0 | 0 | 0 | 0 | 0 | 0 | 0 | 0 | 0 | 0 | 0 | 0 | 0 | 0 | 0 | 0 | 0 | 0
Residential_CZ1 - Multi Family_New_Appliances_Natural Gas_Clothes Dryer_E3_Baseline Forecast | Residential | CZ1 - Multi Family | New | Appliances | Natural Gas | Clothes Dryer | E3 |  | Baseline Forecast | 0 | 0 | 0 | 0 | 0 | 0 | 0 | 0 | 0 | 0 | 0 | 0 | 0 | 0 | 0 | 0 | 0 | 0 | 0 | 0 | 0 | 0 | 0 | 0 | 0 | 0 | 0 | 0 | 0 | 0 | 0 | 0 | 0 | 0 | 0 | 0 | 0 | 0 | 0 | 0 | 0 | 0 | 0 | 0 | 0 | 0 | 0 | 0 | 0 | 0 | 0
Residential_CZ1 - Multi Family_New_Appliances_Natural Gas_Clothes Dryer_E4_Baseline Forecast | Residential | CZ1 - Multi Family | New | Appliances | Natural Gas | Clothes Dryer | E4 |  | Baseline Forecast | 0 | 0 | 0 | 0 | 0 | 0 | 0 | 0 | 0 | 0 | 0 | 0 | 0 | 0 | 0 | 0 | 0 | 0 | 0 | 0 | 0 | 0 | 0 | 0 | 0 | 0 | 0 | 0 | 0 | 0 | 0 | 0 | 0 | 0 | 0 | 0 | 0 | 0 | 0 | 0 | 0 | 0 | 0 | 0 | 0 | 0 | 0 | 0 | 0 | 0 | 0
Residential_CZ1 - Multi Family_New_Appliances_Natural Gas_Clothes Dryer_E5_Baseline Forecast | Residential | CZ1 - Multi Family | New | Appliances | Natural Gas | Clothes Dryer | E5 |  | Baseline Forecast | 0 | 0 | 0 | 0 | 0 | 0 | 0 | 0 | 0 | 0 | 0 | 0 | 0 | 0 | 0 | 0 | 0 | 0 | 0 | 0 | 0 | 0 | 0 | 0 | 0 | 0 | 0 | 0 | 0 | 0 | 0 | 0 | 0 | 0 | 0 | 0 | 0 | 0 | 0 | 0 | 0 | 0 | 0 | 0 | 0 | 0 | 0 | 0 | 0 | 0 | 0
Residential_CZ1 - Multi Family_New_Appliances_Natural Gas_Clothes Dryer_E6_Baseline Forecast | Residential | CZ1 - Multi Family | New | Appliances | Natural Gas | Clothes Dryer | E6 |  | Baseline Forecast | 0 | 0 | 0 | 0 | 0 | 0 | 0 | 0 | 0 | 0 | 0 | 0 | 0 | 0 | 0 | 0 | 0 | 0 | 0 | 0 | 0 | 0 | 0 | 0 | 0 | 0 | 0 | 0 | 0 | 0 | 0 | 0 | 0 | 0 | 0 | 0 | 0 | 0 | 0 | 0 | 0 | 0 | 0 | 0 | 0 | 0 | 0 | 0 | 0 | 0 | 0
Residential_CZ1 - Multi Family_New_Appliances_Natural Gas_Clothes Dryer_E7_Baseline Forecast | Residential | CZ1 - Multi Family | New | Appliances | Natural Gas | Clothes Dryer | E7 |  | Baseline Forecast | 0 | 0 | 0 | 0 | 0 | 0 | 0 | 0 | 0 | 0 | 0 | 0 | 0 | 0 | 0 | 0 | 0 | 0 | 0 | 0 | 0 | 0 | 0 | 0 | 0 | 0 | 0 | 0 | 0 | 0 | 0 | 0 | 0 | 0 | 0 | 0 | 0 | 0 | 0 | 0 | 0 | 0 | 0 | 0 | 0 | 0 | 0 | 0 | 0 | 0 | 0
Residential_CZ1 - Multi Family_New_Appliances_Natural Gas_Clothes Dryer_E8_Baseline Forecast | Residential | CZ1 - Multi Family | New | Appliances | Natural Gas | Clothes Dryer | E8 |  | Baseline Forecast | 0 | 0 | 0 | 0 | 0 | 0 | 0 | 0 | 0 | 0 | 0 | 0 | 0 | 0 | 0 | 0 | 0 | 0 | 0 | 0 | 0 | 0 | 0 | 0 | 0 | 0 | 0 | 0 | 0 | 0 | 0 | 0 | 0 | 0 | 0 | 0 | 0 | 0 | 0 | 0 | 0 | 0 | 0 | 0 | 0 | 0 | 0 | 0 | 0 | 0 | 0
Residential_CZ1 - Multi Family_New_Appliances_Natural Gas_Clothes Dryer_E9_Baseline Forecast | Residential | CZ1 - Multi Family | New | Appliances | Natural Gas | Clothes Dryer | E9 |  | Baseline Forecast | 0 | 0 | 0 | 0 | 0 | 0 | 0 | 0 | 0 | 0 | 0 | 0 | 0 | 0 | 0 | 0 | 0 | 0 | 0 | 0 | 0 | 0 | 0 | 0 | 0 | 0 | 0 | 0 | 0 | 0 | 0 | 0 | 0 | 0 | 0 | 0 | 0 | 0 | 0 | 0 | 0 | 0 | 0 | 0 | 0 | 0 | 0 | 0 | 0 | 0 | 0
Residential_CZ1 - Multi Family_New_Appliances_Natural Gas_Clothes Dryer_E10_Baseline Forecast | Residential | CZ1 - Multi Family | New | Appliances | Natural Gas | Clothes Dryer | E10 |  | Baseline Forecast | 0 | 0 | 0 | 0 | 0 | 0 | 0 | 0 | 0 | 0 | 0 | 0 | 0 | 0 | 0 | 0 | 0 | 0 | 0 | 0 | 0 | 0 | 0 | 0 | 0 | 0 | 0 | 0 | 0 | 0 | 0 | 0 | 0 | 0 | 0 | 0 | 0 | 0 | 0 | 0 | 0 | 0 | 0 | 0 | 0 | 0 | 0 | 0 | 0 | 0 | 0
Residential_CZ1 - Multi Family_New_Appliances_Natural Gas_Clothes Dryer_Vintage_Baseline Forecast | Residential | CZ1 - Multi Family | New | Appliances | Natural Gas | Clothes Dryer | Vintage | Vintage | Baseline Forecast | 0 | 0 | 0 | 0 | 0 | 0 | 0 | 0 | 0 | 0 | 0 | 0 | 0 | 0 | 0 | 0 | 0 | 0 | 0 | 0 | 0 | 0 | 0 | 0 | 0 | 0 | 0 | 0 | 0 | 0 | 0 | 0 | 0 | 0 | 0 | 0 | 0 | 0 | 0 | 0 | 0 | 0 | 0 | 0 | 0 | 0 | 0 | 0 | 0 | 0 | 0
Residential_CZ1 - Multi Family_New_Appliances_Natural Gas_Stove/Oven_E1_Baseline Forecast | Residential | CZ1 - Multi Family | New | Appliances | Natural Gas | Stove/Oven | E1 | Typical - (914 + 1915 IAEC) | Baseline Forecast | 0 | 87.5343 | 175.0437 | 254.1152 | 331.783 | 409.6999 | 487.7693 | 566.1865 | 644.2133 | 721.9574 | 798.0927 | 873.8014 | 948.649 | 1022.6974 | 1096.0907 | 1168.6569 | 1240.881 | 1312.5761 | 1383.1073 | 1453.4069 | 1523.7045 | 1598.9076 | 0 | 0 | 0 | 0 | 0 | 0 | 0 | 0 | 0 | 0 | 0 | 0 | 0 | 0 | 0 | 0 | 0 | 0 | 0 | 0 | 0 | 0 | 0 | 0 | 0 | 0 | 0 | 0 | 0
Residential_CZ1 - Multi Family_New_Appliances_Natural Gas_Stove/Oven_E2_Baseline Forecast | Residential | CZ1 - Multi Family | New | Appliances | Natural Gas | Stove/Oven | E2 | High Efficiency (730 + 1660 IAEC) | Baseline Forecast | 0 | 37.1609 | 74.2348 | 107.6782 | 140.4919 | 173.3747 | 206.37 | 239.5367 | 272.5464 | 305.4552 | 339.7681 | 374.2931 | 409.2309 | 444.2574 | 479.3813 | 514.4578 | 549.6738 | 584.9276 | 620.88 | 656.8026 | 692.3898 | 730.149 | 0 | 0 | 0 | 0 | 0 | 0 | 0 | 0 | 0 | 0 | 0 | 0 | 0 | 0 | 0 | 0 | 0 | 0 | 0 | 0 | 0 | 0 | 0 | 0 | 0 | 0 | 0 | 0 | 0
Residential_CZ1 - Multi Family_New_Appliances_Natural Gas_Stove/Oven_E3_Baseline Forecast | Residential | CZ1 - Multi Family | New | Appliances | Natural Gas | Stove/Oven | E3 |  | Baseline Forecast | 0 | 0 | 0 | 0 | 0 | 0 | 0 | 0 | 0 | 0 | 0 | 0 | 0 | 0 | 0 | 0 | 0 | 0 | 0 | 0 | 0 | 0 | 0 | 0 | 0 | 0 | 0 | 0 | 0 | 0 | 0 | 0 | 0 | 0 | 0 | 0 | 0 | 0 | 0 | 0 | 0 | 0 | 0 | 0 | 0 | 0 | 0 | 0 | 0 | 0 | 0
Residential_CZ1 - Multi Family_New_Appliances_Natural Gas_Stove/Oven_E4_Baseline Forecast | Residential | CZ1 - Multi Family | New | Appliances | Natural Gas | Stove/Oven | E4 |  | Baseline Forecast | 0 | 0 | 0 | 0 | 0 | 0 | 0 | 0 | 0 | 0 | 0 | 0 | 0 | 0 | 0 | 0 | 0 | 0 | 0 | 0 | 0 | 0 | 0 | 0 | 0 | 0 | 0 | 0 | 0 | 0 | 0 | 0 | 0 | 0 | 0 | 0 | 0 | 0 | 0 | 0 | 0 | 0 | 0 | 0 | 0 | 0 | 0 | 0 | 0 | 0 | 0
Residential_CZ1 - Multi Family_New_Appliances_Natural Gas_Stove/Oven_E5_Baseline Forecast | Residential | CZ1 - Multi Family | New | Appliances | Natural Gas | Stove/Oven | E5 |  | Baseline Forecast | 0 | 0 | 0 | 0 | 0 | 0 | 0 | 0 | 0 | 0 | 0 | 0 | 0 | 0 | 0 | 0 | 0 | 0 | 0 | 0 | 0 | 0 | 0 | 0 | 0 | 0 | 0 | 0 | 0 | 0 | 0 | 0 | 0 | 0 | 0 | 0 | 0 | 0 | 0 | 0 | 0 | 0 | 0 | 0 | 0 | 0 | 0 | 0 | 0 | 0 | 0
Residential_CZ1 - Multi Family_New_Appliances_Natural Gas_Stove/Oven_E6_Baseline Forecast | Residential | CZ1 - Multi Family | New | Appliances | Natural Gas | Stove/Oven | E6 |  | Baseline Forecast | 0 | 0 | 0 | 0 | 0 | 0 | 0 | 0 | 0 | 0 | 0 | 0 | 0 | 0 | 0 | 0 | 0 | 0 | 0 | 0 | 0 | 0 | 0 | 0 | 0 | 0 | 0 | 0 | 0 | 0 | 0 | 0 | 0 | 0 | 0 | 0 | 0 | 0 | 0 | 0 | 0 | 0 | 0 | 0 | 0 | 0 | 0 | 0 | 0 | 0 | 0
Residential_CZ1 - Multi Family_New_Appliances_Natural Gas_Stove/Oven_E7_Baseline Forecast | Residential | CZ1 - Multi Family | New | Appliances | Natural Gas | Stove/Oven | E7 |  | Baseline Forecast | 0 | 0 | 0 | 0 | 0 | 0 | 0 | 0 | 0 | 0 | 0 | 0 | 0 | 0 | 0 | 0 | 0 | 0 | 0 | 0 | 0 | 0 | 0 | 0 | 0 | 0 | 0 | 0 | 0 | 0 | 0 | 0 | 0 | 0 | 0 | 0 | 0 | 0 | 0 | 0 | 0 | 0 | 0 | 0 | 0 | 0 | 0 | 0 | 0 | 0 | 0
Residential_CZ1 - Multi Family_New_Appliances_Natural Gas_Stove/Oven_E8_Baseline Forecast | Residential | CZ1 - Multi Family | New | Appliances | Natural Gas | Stove/Oven | E8 |  | Baseline Forecast | 0 | 0 | 0 | 0 | 0 | 0 | 0 | 0 | 0 | 0 | 0 | 0 | 0 | 0 | 0 | 0 | 0 | 0 | 0 | 0 | 0 | 0 | 0 | 0 | 0 | 0 | 0 | 0 | 0 | 0 | 0 | 0 | 0 | 0 | 0 | 0 | 0 | 0 | 0 | 0 | 0 | 0 | 0 | 0 | 0 | 0 | 0 | 0 | 0 | 0 | 0
Residential_CZ1 - Multi Family_New_Appliances_Natural Gas_Stove/Oven_E9_Baseline Forecast | Residential | CZ1 - Multi Family | New | Appliances | Natural Gas | Stove/Oven | E9 |  | Baseline Forecast | 0 | 0 | 0 | 0 | 0 | 0 | 0 | 0 | 0 | 0 | 0 | 0 | 0 | 0 | 0 | 0 | 0 | 0 | 0 | 0 | 0 | 0 | 0 | 0 | 0 | 0 | 0 | 0 | 0 | 0 | 0 | 0 | 0 | 0 | 0 | 0 | 0 | 0 | 0 | 0 | 0 | 0 | 0 | 0 | 0 | 0 | 0 | 0 | 0 | 0 | 0
Residential_CZ1 - Multi Family_New_Appliances_Natural Gas_Stove/Oven_E10_Baseline Forecast | Residential | CZ1 - Multi Family | New | Appliances | Natural Gas | Stove/Oven | E10 |  | Baseline Forecast | 0 | 0 | 0 | 0 | 0 | 0 | 0 | 0 | 0 | 0 | 0 | 0 | 0 | 0 | 0 | 0 | 0 | 0 | 0 | 0 | 0 | 0 | 0 | 0 | 0 | 0 | 0 | 0 | 0 | 0 | 0 | 0 | 0 | 0 | 0 | 0 | 0 | 0 | 0 | 0 | 0 | 0 | 0 | 0 | 0 | 0 | 0 | 0 | 0 | 0 | 0
Residential_CZ1 - Multi Family_New_Appliances_Natural Gas_Stove/Oven_Vintage_Baseline Forecast | Residential | CZ1 - Multi Family | New | Appliances | Natural Gas | Stove/Oven | Vintage | Vintage | Baseline Forecast | 0 | 0 | 0 | 0 | 0 | 0 | 0 | 0 | 0 | 0 | 0 | 0 | 0 | 0 | 0 | 0 | 0 | 0 | 0 | 0 | 0 | 0 | 0 | 0 | 0 | 0 | 0 | 0 | 0 | 0 | 0 | 0 | 0 | 0 | 0 | 0 | 0 | 0 | 0 | 0 | 0 | 0 | 0 | 0 | 0 | 0 | 0 | 0 | 0 | 0 | 0
Residential_CZ1 - Multi Family_New_Miscellaneous_Natural Gas_Pool Heater_E1_Baseline Forecast | Residential | CZ1 - Multi Family | New | Miscellaneous | Natural Gas | Pool Heater | E1 | Standard (EF 0.82) | Baseline Forecast | 0 | 4.0739 | 8.1441 | 11.82 | 15.4295 | 19.0494 | 22.6779 | 26.3234 | 29.9511 | 33.5662 | 37.1746 | 40.776 | 44.3627 | 47.9262 | 51.4716 | 54.9883 | 58.4984 | 61.9925 | 65.4714 | 68.9417 | 72.4011 | 76.0916 | 0 | 0 | 0 | 0 | 0 | 0 | 0 | 0 | 0 | 0 | 0 | 0 | 0 | 0 | 0 | 0 | 0 | 0 | 0 | 0 | 0 | 0 | 0 | 0 | 0 | 0 | 0 | 0 | 0
Residential_CZ1 - Multi Family_New_Miscellaneous_Natural Gas_Pool Heater_E2_Baseline Forecast | Residential | CZ1 - Multi Family | New | Miscellaneous | Natural Gas | Pool Heater | E2 | High Efficiency (EF 0.84) | Baseline Forecast | 0 | 0.21441 | 0.42864 | 0.62211 | 0.81208 | 1.0026 | 1.1936 | 1.3854 | 1.5764 | 1.7666 | 1.9566 | 2.1461 | 2.3349 | 2.5224 | 2.709 | 2.8941 | 3.0789 | 3.2628 | 3.4459 | 3.6285 | 3.8106 | 4.0048 | 0 | 0 | 0 | 0 | 0 | 0 | 0 | 0 | 0 | 0 | 0 | 0 | 0 | 0 | 0 | 0 | 0 | 0 | 0 | 0 | 0 | 0 | 0 | 0 | 0 | 0 | 0 | 0 | 0
Residential_CZ1 - Multi Family_New_Miscellaneous_Natural Gas_Pool Heater_E3_Baseline Forecast | Residential | CZ1 - Multi Family | New | Miscellaneous | Natural Gas | Pool Heater | E3 | Condensing (EF .94) | Baseline Forecast | 0 | 0 | 0 | 0 | 0 | 0 | 0 | 0 | 0 | 0 | 0 | 0 | 0 | 0 | 0 | 0 | 0 | 0 | 0 | 0 | 0 | 0 | 0 | 0 | 0 | 0 | 0 | 0 | 0 | 0 | 0 | 0 | 0 | 0 | 0 | 0 | 0 | 0 | 0 | 0 | 0 | 0 | 0 | 0 | 0 | 0 | 0 | 0 | 0 | 0 | 0
Residential_CZ1 - Multi Family_New_Miscellaneous_Natural Gas_Pool Heater_E4_Baseline Forecast | Residential | CZ1 - Multi Family | New | Miscellaneous | Natural Gas | Pool Heater | E4 | Condensing w/Imp. HX (EF 0.95) | Baseline Forecast | 0 | 0 | 0 | 0 | 0 | 0 | 0 | 0 | 0 | 0 | 0 | 0 | 0 | 0 | 0 | 0 | 0 | 0 | 0 | 0 | 0 | 0 | 0 | 0 | 0 | 0 | 0 | 0 | 0 | 0 | 0 | 0 | 0 | 0 | 0 | 0 | 0 | 0 | 0 | 0 | 0 | 0 | 0 | 0 | 0 | 0 | 0 | 0 | 0 | 0 | 0
Residential_CZ1 - Multi Family_New_Miscellaneous_Natural Gas_Pool Heater_E5_Baseline Forecast | Residential | CZ1 - Multi Family | New | Miscellaneous | Natural Gas | Pool Heater | E5 |  | Baseline Forecast | 0 | 0 | 0 | 0 | 0 | 0 | 0 | 0 | 0 | 0 | 0 | 0 | 0 | 0 | 0 | 0 | 0 | 0 | 0 | 0 | 0 | 0 | 0 | 0 | 0 | 0 | 0 | 0 | 0 | 0 | 0 | 0 | 0 | 0 | 0 | 0 | 0 | 0 | 0 | 0 | 0 | 0 | 0 | 0 | 0 | 0 | 0 | 0 | 0 | 0 | 0
Residential_CZ1 - Multi Family_New_Miscellaneous_Natural Gas_Pool Heater_E6_Baseline Forecast | Residential | CZ1 - Multi Family | New | Miscellaneous | Natural Gas | Pool Heater | E6 |  | Baseline Forecast | 0 | 0 | 0 | 0 | 0 | 0 | 0 | 0 | 0 | 0 | 0 | 0 | 0 | 0 | 0 | 0 | 0 | 0 | 0 | 0 | 0 | 0 | 0 | 0 | 0 | 0 | 0 | 0 | 0 | 0 | 0 | 0 | 0 | 0 | 0 | 0 | 0 | 0 | 0 | 0 | 0 | 0 | 0 | 0 | 0 | 0 | 0 | 0 | 0 | 0 | 0
Residential_CZ1 - Multi Family_New_Miscellaneous_Natural Gas_Pool Heater_E7_Baseline Forecast | Residential | CZ1 - Multi Family | New | Miscellaneous | Natural Gas | Pool Heater | E7 |  | Baseline Forecast | 0 | 0 | 0 | 0 | 0 | 0 | 0 | 0 | 0 | 0 | 0 | 0 | 0 | 0 | 0 | 0 | 0 | 0 | 0 | 0 | 0 | 0 | 0 | 0 | 0 | 0 | 0 | 0 | 0 | 0 | 0 | 0 | 0 | 0 | 0 | 0 | 0 | 0 | 0 | 0 | 0 | 0 | 0 | 0 | 0 | 0 | 0 | 0 | 0 | 0 | 0
Residential_CZ1 - Multi Family_New_Miscellaneous_Natural Gas_Pool Heater_E8_Baseline Forecast | Residential | CZ1 - Multi Family | New | Miscellaneous | Natural Gas | Pool Heater | E8 |  | Baseline Forecast | 0 | 0 | 0 | 0 | 0 | 0 | 0 | 0 | 0 | 0 | 0 | 0 | 0 | 0 | 0 | 0 | 0 | 0 | 0 | 0 | 0 | 0 | 0 | 0 | 0 | 0 | 0 | 0 | 0 | 0 | 0 | 0 | 0 | 0 | 0 | 0 | 0 | 0 | 0 | 0 | 0 | 0 | 0 | 0 | 0 | 0 | 0 | 0 | 0 | 0 | 0
Residential_CZ1 - Multi Family_New_Miscellaneous_Natural Gas_Pool Heater_E9_Baseline Forecast | Residential | CZ1 - Multi Family | New | Miscellaneous | Natural Gas | Pool Heater | E9 |  | Baseline Forecast | 0 | 0 | 0 | 0 | 0 | 0 | 0 | 0 | 0 | 0 | 0 | 0 | 0 | 0 | 0 | 0 | 0 | 0 | 0 | 0 | 0 | 0 | 0 | 0 | 0 | 0 | 0 | 0 | 0 | 0 | 0 | 0 | 0 | 0 | 0 | 0 | 0 | 0 | 0 | 0 | 0 | 0 | 0 | 0 | 0 | 0 | 0 | 0 | 0 | 0 | 0
Residential_CZ1 - Multi Family_New_Miscellaneous_Natural Gas_Pool Heater_E10_Baseline Forecast | Residential | CZ1 - Multi Family | New | Miscellaneous | Natural Gas | Pool Heater | E10 |  | Baseline Forecast | 0 | 0 | 0 | 0 | 0 | 0 | 0 | 0 | 0 | 0 | 0 | 0 | 0 | 0 | 0 | 0 | 0 | 0 | 0 | 0 | 0 | 0 | 0 | 0 | 0 | 0 | 0 | 0 | 0 | 0 | 0 | 0 | 0 | 0 | 0 | 0 | 0 | 0 | 0 | 0 | 0 | 0 | 0 | 0 | 0 | 0 | 0 | 0 | 0 | 0 | 0
Residential_CZ1 - Multi Family_New_Miscellaneous_Natural Gas_Pool Heater_Vintage_Baseline Forecast | Residential | CZ1 - Multi Family | New | Miscellaneous | Natural Gas | Pool Heater | Vintage | Vintage | Baseline Forecast | 0 | 0 | 0 | 0 | 0 | 0 | 0 | 0 | 0 | 0 | 0 | 0 | 0 | 0 | 0 | 0 | 0 | 0 | 0 | 0 | 0 | 0 | 0 | 0 | 0 | 0 | 0 | 0 | 0 | 0 | 0 | 0 | 0 | 0 | 0 | 0 | 0 | 0 | 0 | 0 | 0 | 0 | 0 | 0 | 0 | 0 | 0 | 0 | 0 | 0 | 0
Residential_CZ1 - Multi Family_New_Miscellaneous_Natural Gas_Miscellaneous_E1_Baseline Forecast | Residential | CZ1 - Multi Family | New | Miscellaneous | Natural Gas | Miscellaneous | E1 | Default | Baseline Forecast | 0 | 502.9484 | 1005.4462 | 1459.2662 | 1904.885 | 2351.7874 | 2799.7581 | 3249.8236 | 3697.6806 | 4143.9906 | 4589.4749 | 5034.0945 | 5476.9055 | 5916.8508 | 6354.547 | 6788.7155 | 7222.0669 | 7653.4369 | 8082.9309 | 8511.3696 | 8938.4482 | 9394.0733 | 0 | 0 | 0 | 0 | 0 | 0 | 0 | 0 | 0 | 0 | 0 | 0 | 0 | 0 | 0 | 0 | 0 | 0 | 0 | 0 | 0 | 0 | 0 | 0 | 0 | 0 | 0 | 0 | 0
Residential_CZ1 - Multi Family_New_Miscellaneous_Natural Gas_Miscellaneous_E2_Baseline Forecast | Residential | CZ1 - Multi Family | New | Miscellaneous | Natural Gas | Miscellaneous | E2 |  | Baseline Forecast | 0 | 0 | 0 | 0 | 0 | 0 | 0 | 0 | 0 | 0 | 0 | 0 | 0 | 0 | 0 | 0 | 0 | 0 | 0 | 0 | 0 | 0 | 0 | 0 | 0 | 0 | 0 | 0 | 0 | 0 | 0 | 0 | 0 | 0 | 0 | 0 | 0 | 0 | 0 | 0 | 0 | 0 | 0 | 0 | 0 | 0 | 0 | 0 | 0 | 0 | 0
Residential_CZ1 - Multi Family_New_Miscellaneous_Natural Gas_Miscellaneous_E3_Baseline Forecast | Residential | CZ1 - Multi Family | New | Miscellaneous | Natural Gas | Miscellaneous | E3 |  | Baseline Forecast | 0 | 0 | 0 | 0 | 0 | 0 | 0 | 0 | 0 | 0 | 0 | 0 | 0 | 0 | 0 | 0 | 0 | 0 | 0 | 0 | 0 | 0 | 0 | 0 | 0 | 0 | 0 | 0 | 0 | 0 | 0 | 0 | 0 | 0 | 0 | 0 | 0 | 0 | 0 | 0 | 0 | 0 | 0 | 0 | 0 | 0 | 0 | 0 | 0 | 0 | 0
Residential_CZ1 - Multi Family_New_Miscellaneous_Natural Gas_Miscellaneous_E4_Baseline Forecast | Residential | CZ1 - Multi Family | New | Miscellaneous | Natural Gas | Miscellaneous | E4 |  | Baseline Forecast | 0 | 0 | 0 | 0 | 0 | 0 | 0 | 0 | 0 | 0 | 0 | 0 | 0 | 0 | 0 | 0 | 0 | 0 | 0 | 0 | 0 | 0 | 0 | 0 | 0 | 0 | 0 | 0 | 0 | 0 | 0 | 0 | 0 | 0 | 0 | 0 | 0 | 0 | 0 | 0 | 0 | 0 | 0 | 0 | 0 | 0 | 0 | 0 | 0 | 0 | 0
Residential_CZ1 - Multi Family_New_Miscellaneous_Natural Gas_Miscellaneous_E5_Baseline Forecast | Residential | CZ1 - Multi Family | New | Miscellaneous | Natural Gas | Miscellaneous | E5 |  | Baseline Forecast | 0 | 0 | 0 | 0 | 0 | 0 | 0 | 0 | 0 | 0 | 0 | 0 | 0 | 0 | 0 | 0 | 0 | 0 | 0 | 0 | 0 | 0 | 0 | 0 | 0 | 0 | 0 | 0 | 0 | 0 | 0 | 0 | 0 | 0 | 0 | 0 | 0 | 0 | 0 | 0 | 0 | 0 | 0 | 0 | 0 | 0 | 0 | 0 | 0 | 0 | 0
Residential_CZ1 - Multi Family_New_Miscellaneous_Natural Gas_Miscellaneous_E6_Baseline Forecast | Residential | CZ1 - Multi Family | New | Miscellaneous | Natural Gas | Miscellaneous | E6 |  | Baseline Forecast | 0 | 0 | 0 | 0 | 0 | 0 | 0 | 0 | 0 | 0 | 0 | 0 | 0 | 0 | 0 | 0 | 0 | 0 | 0 | 0 | 0 | 0 | 0 | 0 | 0 | 0 | 0 | 0 | 0 | 0 | 0 | 0 | 0 | 0 | 0 | 0 | 0 | 0 | 0 | 0 | 0 | 0 | 0 | 0 | 0 | 0 | 0 | 0 | 0 | 0 | 0
Residential_CZ1 - Multi Family_New_Miscellaneous_Natural Gas_Miscellaneous_E7_Baseline Forecast | Residential | CZ1 - Multi Family | New | Miscellaneous | Natural Gas | Miscellaneous | E7 |  | Baseline Forecast | 0 | 0 | 0 | 0 | 0 | 0 | 0 | 0 | 0 | 0 | 0 | 0 | 0 | 0 | 0 | 0 | 0 | 0 | 0 | 0 | 0 | 0 | 0 | 0 | 0 | 0 | 0 | 0 | 0 | 0 | 0 | 0 | 0 | 0 | 0 | 0 | 0 | 0 | 0 | 0 | 0 | 0 | 0 | 0 | 0 | 0 | 0 | 0 | 0 | 0 | 0
Residential_CZ1 - Multi Family_New_Miscellaneous_Natural Gas_Miscellaneous_E8_Baseline Forecast | Residential | CZ1 - Multi Family | New | Miscellaneous | Natural Gas | Miscellaneous | E8 |  | Baseline Forecast | 0 | 0 | 0 | 0 | 0 | 0 | 0 | 0 | 0 | 0 | 0 | 0 | 0 | 0 | 0 | 0 | 0 | 0 | 0 | 0 | 0 | 0 | 0 | 0 | 0 | 0 | 0 | 0 | 0 | 0 | 0 | 0 | 0 | 0 | 0 | 0 | 0 | 0 | 0 | 0 | 0 | 0 | 0 | 0 | 0 | 0 | 0 | 0 | 0 | 0 | 0
Residential_CZ1 - Multi Family_New_Miscellaneous_Natural Gas_Miscellaneous_E9_Baseline Forecast | Residential | CZ1 - Multi Family | New | Miscellaneous | Natural Gas | Miscellaneous | E9 |  | Baseline Forecast | 0 | 0 | 0 | 0 | 0 | 0 | 0 | 0 | 0 | 0 | 0 | 0 | 0 | 0 | 0 | 0 | 0 | 0 | 0 | 0 | 0 | 0 | 0 | 0 | 0 | 0 | 0 | 0 | 0 | 0 | 0 | 0 | 0 | 0 | 0 | 0 | 0 | 0 | 0 | 0 | 0 | 0 | 0 | 0 | 0 | 0 | 0 | 0 | 0 | 0 | 0
Residential_CZ1 - Multi Family_New_Miscellaneous_Natural Gas_Miscellaneous_E10_Baseline Forecast | Residential | CZ1 - Multi Family | New | Miscellaneous | Natural Gas | Miscellaneous | E10 |  | Baseline Forecast | 0 | 0 | 0 | 0 | 0 | 0 | 0 | 0 | 0 | 0 | 0 | 0 | 0 | 0 | 0 | 0 | 0 | 0 | 0 | 0 | 0 | 0 | 0 | 0 | 0 | 0 | 0 | 0 | 0 | 0 | 0 | 0 | 0 | 0 | 0 | 0 | 0 | 0 | 0 | 0 | 0 | 0 | 0 | 0 | 0 | 0 | 0 | 0 | 0 | 0 | 0
Residential_CZ1 - Multi Family_New_Miscellaneous_Natural Gas_Miscellaneous_Vintage_Baseline Forecast | Residential | CZ1 - Multi Family | New | Miscellaneous | Natural Gas | Miscellaneous | Vintage | Vintage | Baseline Forecast | 0 | 0 | 0 | 0 | 0 | 0 | 0 | 0 | 0 | 0 | 0 | 0 | 0 | 0 | 0 | 0 | 0 | 0 | 0 | 0 | 0 | 0 | 0 | 0 | 0 | 0 | 0 | 0 | 0 | 0 | 0 | 0 | 0 | 0 | 0 | 0 | 0 | 0 | 0 | 0 | 0 | 0 | 0 | 0 | 0 | 0 | 0 | 0 | 0 | 0 | 0
Residential_CZ2 - Single Family_Existing_Space Heating_Natural Gas_Furnace - Direct Fuel_E1_Baseline Forecast | Residential | CZ2 - Single Family | Existing | Space Heating | Natural Gas | Furnace - Direct Fuel | E1 | AFUE 80% | Baseline Forecast | 0 | 558.704 | 1112.0133 | 1659.0476 | 2198.9713 | 2195.4529 | 2191.9402 | 2188.4331 | 2184.9316 | 2181.4357 | 2177.9454 | 2174.4607 | 2138.6904 | 2072.8945 | 1979.2474 | 1859.8405 | 1747.6374 | 1642.2035 | 1543.1303 | 1450.0342 | 1362.5545 | 1280.3524 | 0 | 0 | 0 | 0 | 0 | 0 | 0 | 0 | 0 | 0 | 0 | 0 | 0 | 0 | 0 | 0 | 0 | 0 | 0 | 0 | 0 | 0 | 0 | 0 | 0 | 0 | 0 | 0 | 0
Residential_CZ2 - Single Family_Existing_Space Heating_Natural Gas_Furnace - Direct Fuel_E2_Baseline Forecast | Residential | CZ2 - Single Family | Existing | Space Heating | Natural Gas | Furnace - Direct Fuel | E2 | AFUE 90% | Baseline Forecast | 0 | 365.5403 | 720.8044 | 1066.7209 | 1404.1651 | 1401.9184 | 1399.6753 | 1397.4358 | 1395.1999 | 1392.9676 | 1390.7389 | 1388.5137 | 1365.1651 | 1322.5617 | 1262.4055 | 1186.2453 | 1114.6798 | 1047.4318 | 984.2409 | 924.8622 | 869.0658 | 816.6356 | 0 | 0 | 0 | 0 | 0 | 0 | 0 | 0 | 0 | 0 | 0 | 0 | 0 | 0 | 0 | 0 | 0 | 0 | 0 | 0 | 0 | 0 | 0 | 0 | 0 | 0 | 0 | 0 | 0
Residential_CZ2 - Single Family_Existing_Space Heating_Natural Gas_Furnace - Direct Fuel_E3_Baseline Forecast | Residential | CZ2 - Single Family | Existing | Space Heating | Natural Gas | Furnace - Direct Fuel | E3 | AFUE 92% | Baseline Forecast | 0 | 117.235 | 229.6282 | 337.8648 | 442.555 | 1412.3784 | 2363.7446 | 3290.7242 | 4194.9949 | 5077.6629 | 5931.2269 | 6765.93 | 7600.7423 | 8434.8485 | 9267.2442 | 10096.8154 | 10872.3125 | 11596.971 | 12273.7644 | 12905.4639 | 13494.5836 | 14043.938 | 0 | 0 | 0 | 0 | 0 | 0 | 0 | 0 | 0 | 0 | 0 | 0 | 0 | 0 | 0 | 0 | 0 | 0 | 0 | 0 | 0 | 0 | 0 | 0 | 0 | 0 | 0 | 0 | 0
Residential_CZ2 - Single Family_Existing_Space Heating_Natural Gas_Furnace - Direct Fuel_E4_Baseline Forecast | Residential | CZ2 - Single Family | Existing | Space Heating | Natural Gas | Furnace - Direct Fuel | E4 | AFUE 95% | Baseline Forecast | 0 | 70.341 | 137.7769 | 202.7189 | 265.533 | 326.2855 | 385.9693 | 443.9545 | 500.1788 | 554.8491 | 613.3039 | 670.1935 | 724.1604 | 775.0725 | 823.3599 | 869.3648 | 913.4512 | 955.9185 | 996.9204 | 1036.6148 | 1075.1405 | 1112.4201 | 0 | 0 | 0 | 0 | 0 | 0 | 0 | 0 | 0 | 0 | 0 | 0 | 0 | 0 | 0 | 0 | 0 | 0 | 0 | 0 | 0 | 0 | 0 | 0 | 0 | 0 | 0 | 0 | 0
Residential_CZ2 - Single Family_Existing_Space Heating_Natural Gas_Furnace - Direct Fuel_E5_Baseline Forecast | Residential | CZ2 - Single Family | Existing | Space Heating | Natural Gas | Furnace - Direct Fuel | E5 | AFUE 98% | Baseline Forecast | 0 | 46.894 | 91.8513 | 135.1459 | 177.022 | 217.5236 | 257.3129 | 295.9697 | 333.4525 | 369.8994 | 408.8693 | 446.7957 | 482.7736 | 516.715 | 548.9066 | 579.5765 | 608.9675 | 637.279 | 664.6136 | 691.0765 | 716.7603 | 741.6134 | 0 | 0 | 0 | 0 | 0 | 0 | 0 | 0 | 0 | 0 | 0 | 0 | 0 | 0 | 0 | 0 | 0 | 0 | 0 | 0 | 0 | 0 | 0 | 0 | 0 | 0 | 0 | 0 | 0
Residential_CZ2 - Single Family_Existing_Space Heating_Natural Gas_Furnace - Direct Fuel_E6_Baseline Forecast | Residential | CZ2 - Single Family | Existing | Space Heating | Natural Gas | Furnace - Direct Fuel | E6 | Convert to NG Heat Pump | Baseline Forecast | 0 | 5.0272 | 9.9914 | 14.8615 | 19.6811 | 24.4354 | 29.0696 | 33.5408 | 37.8074 | 41.8591 | 45.6535 | 49.1363 | 52.3433 | 55.7118 | 58.9695 | 62.1369 | 65.2239 | 67.9599 | 70.3701 | 72.4788 | 74.4148 | 76.1933 | 0 | 0 | 0 | 0 | 0 | 0 | 0 | 0 | 0 | 0 | 0 | 0 | 0 | 0 | 0 | 0 | 0 | 0 | 0 | 0 | 0 | 0 | 0 | 0 | 0 | 0 | 0 | 0 | 0
Residential_CZ2 - Single Family_Existing_Space Heating_Natural Gas_Furnace - Direct Fuel_E7_Baseline Forecast | Residential | CZ2 - Single Family | Existing | Space Heating | Natural Gas | Furnace - Direct Fuel | E7 |  | Baseline Forecast | 0 | 0 | 0 | 0 | 0 | 0 | 0 | 0 | 0 | 0 | 0 | 0 | 0 | 0 | 0 | 0 | 0 | 0 | 0 | 0 | 0 | 0 | 0 | 0 | 0 | 0 | 0 | 0 | 0 | 0 | 0 | 0 | 0 | 0 | 0 | 0 | 0 | 0 | 0 | 0 | 0 | 0 | 0 | 0 | 0 | 0 | 0 | 0 | 0 | 0 | 0
Residential_CZ2 - Single Family_Existing_Space Heating_Natural Gas_Furnace - Direct Fuel_E8_Baseline Forecast | Residential | CZ2 - Single Family | Existing | Space Heating | Natural Gas | Furnace - Direct Fuel | E8 |  | Baseline Forecast | 0 | 0 | 0 | 0 | 0 | 0 | 0 | 0 | 0 | 0 | 0 | 0 | 0 | 0 | 0 | 0 | 0 | 0 | 0 | 0 | 0 | 0 | 0 | 0 | 0 | 0 | 0 | 0 | 0 | 0 | 0 | 0 | 0 | 0 | 0 | 0 | 0 | 0 | 0 | 0 | 0 | 0 | 0 | 0 | 0 | 0 | 0 | 0 | 0 | 0 | 0
Residential_CZ2 - Single Family_Existing_Space Heating_Natural Gas_Furnace - Direct Fuel_E9_Baseline Forecast | Residential | CZ2 - Single Family | Existing | Space Heating | Natural Gas | Furnace - Direct Fuel | E9 |  | Baseline Forecast | 0 | 0 | 0 | 0 | 0 | 0 | 0 | 0 | 0 | 0 | 0 | 0 | 0 | 0 | 0 | 0 | 0 | 0 | 0 | 0 | 0 | 0 | 0 | 0 | 0 | 0 | 0 | 0 | 0 | 0 | 0 | 0 | 0 | 0 | 0 | 0 | 0 | 0 | 0 | 0 | 0 | 0 | 0 | 0 | 0 | 0 | 0 | 0 | 0 | 0 | 0
Residential_CZ2 - Single Family_Existing_Space Heating_Natural Gas_Furnace - Direct Fuel_E10_Baseline Forecast | Residential | CZ2 - Single Family | Existing | Space Heating | Natural Gas | Furnace - Direct Fuel | E10 |  | Baseline Forecast | 0 | 0 | 0 | 0 | 0 | 0 | 0 | 0 | 0 | 0 | 0 | 0 | 0 | 0 | 0 | 0 | 0 | 0 | 0 | 0 | 0 | 0 | 0 | 0 | 0 | 0 | 0 | 0 | 0 | 0 | 0 | 0 | 0 | 0 | 0 | 0 | 0 | 0 | 0 | 0 | 0 | 0 | 0 | 0 | 0 | 0 | 0 | 0 | 0 | 0 | 0
Residential_CZ2 - Single Family_Existing_Space Heating_Natural Gas_Furnace - Direct Fuel_Vintage_Baseline Forecast | Residential | CZ2 - Single Family | Existing | Space Heating | Natural Gas | Furnace - Direct Fuel | Vintage | Vintage | Baseline Forecast | 27074.9625 | 25867.9011 | 24686.3263 | 23528.8508 | 22394.1707 | 21281.0606 | 20188.3683 | 19123.1165 | 18083.7724 | 17068.8952 | 16077.131 | 15107.2071 | 14195.7982 | 13339.374 | 12534.6174 | 11778.4114 | 11067.8267 | 10400.1112 | 9772.6787 | 9183.0987 | 8629.0878 | 8108.5 | 0 | 0 | 0 | 0 | 0 | 0 | 0 | 0 | 0 | 0 | 0 | 0 | 0 | 0 | 0 | 0 | 0 | 0 | 0 | 0 | 0 | 0 | 0 | 0 | 0 | 0 | 0 | 0 | 0
Residential_CZ2 - Single Family_Existing_Space Heating_Natural Gas_Boiler - Direct Fuel_E1_Baseline Forecast | Residential | CZ2 - Single Family | Existing | Space Heating | Natural Gas | Boiler - Direct Fuel | E1 | AFUE 82% | Baseline Forecast | 0 | 6.3571 | 6.3469 | 6.3368 | 6.3266 | 6.3165 | 6.3064 | 6.2963 | 6.2862 | 6.2762 | 6.2661 | 6.2561 | 5.9487 | 5.6563 | 5.3784 | 5.1141 | 4.8627 | 4.6238 | 4.3965 | 4.1805 | 3.975 | 3.7797 | 0 | 0 | 0 | 0 | 0 | 0 | 0 | 0 | 0 | 0 | 0 | 0 | 0 | 0 | 0 | 0 | 0 | 0 | 0 | 0 | 0 | 0 | 0 | 0 | 0 | 0 | 0 | 0 | 0
Residential_CZ2 - Single Family_Existing_Space Heating_Natural Gas_Boiler - Direct Fuel_E2_Baseline Forecast | Residential | CZ2 - Single Family | Existing | Space Heating | Natural Gas | Boiler - Direct Fuel | E2 | AFUE 84% | Baseline Forecast | 0 | 0 | 5.397 | 10.7824 | 16.1472 | 21.4942 | 26.7883 | 32.0029 | 37.1502 | 42.2303 | 47.0726 | 51.868 | 56.6731 | 61.2397 | 65.5771 | 69.6955 | 73.6025 | 77.3116 | 80.8256 | 84.1473 | 87.2768 | 90.2202 | 0 | 0 | 0 | 0 | 0 | 0 | 0 | 0 | 0 | 0 | 0 | 0 | 0 | 0 | 0 | 0 | 0 | 0 | 0 | 0 | 0 | 0 | 0 | 0 | 0 | 0 | 0 | 0 | 0
Residential_CZ2 - Single Family_Existing_Space Heating_Natural Gas_Boiler - Direct Fuel_E3_Baseline Forecast | Residential | CZ2 - Single Family | Existing | Space Heating | Natural Gas | Boiler - Direct Fuel | E3 | AFUE 85% | Baseline Forecast | 0 | 6.5733 | 13.4685 | 20.2834 | 27.0229 | 33.689 | 40.2919 | 46.7836 | 53.167 | 59.4474 | 65.6183 | 71.6917 | 77.4588 | 82.9185 | 88.0884 | 92.9835 | 97.6178 | 102.0046 | 106.1574 | 110.0895 | 113.8126 | 117.339 | 0 | 0 | 0 | 0 | 0 | 0 | 0 | 0 | 0 | 0 | 0 | 0 | 0 | 0 | 0 | 0 | 0 | 0 | 0 | 0 | 0 | 0 | 0 | 0 | 0 | 0 | 0 | 0 | 0
Residential_CZ2 - Single Family_Existing_Space Heating_Natural Gas_Boiler - Direct Fuel_E4_Baseline Forecast | Residential | CZ2 - Single Family | Existing | Space Heating | Natural Gas | Boiler - Direct Fuel | E4 | AFUE 90% | Baseline Forecast | 0 | 6.5733 | 13.4685 | 20.2834 | 27.0229 | 33.689 | 40.2919 | 46.7836 | 53.167 | 59.4474 | 65.6183 | 71.6917 | 77.4588 | 82.9185 | 88.0884 | 92.9835 | 97.6178 | 102.0046 | 106.1574 | 110.0895 | 113.8126 | 117.339 | 0 | 0 | 0 | 0 | 0 | 0 | 0 | 0 | 0 | 0 | 0 | 0 | 0 | 0 | 0 | 0 | 0 | 0 | 0 | 0 | 0 | 0 | 0 | 0 | 0 | 0 | 0 | 0 | 0
Residential_CZ2 - Single Family_Existing_Space Heating_Natural Gas_Boiler - Direct Fuel_E5_Baseline Forecast | Residential | CZ2 - Single Family | Existing | Space Heating | Natural Gas | Boiler - Direct Fuel | E5 | AFUE 95% | Baseline Forecast | 0 | 1.6665 | 3.3942 | 5.086 | 6.7465 | 8.3765 | 9.9919 | 11.5773 | 13.1309 | 14.6557 | 16.2839 | 17.8814 | 19.4161 | 20.8731 | 22.2581 | 23.574 | 24.8255 | 26.0172 | 27.1546 | 28.2425 | 29.2869 | 30.2895 | 0 | 0 | 0 | 0 | 0 | 0 | 0 | 0 | 0 | 0 | 0 | 0 | 0 | 0 | 0 | 0 | 0 | 0 | 0 | 0 | 0 | 0 | 0 | 0 | 0 | 0 | 0 | 0 | 0
Residential_CZ2 - Single Family_Existing_Space Heating_Natural Gas_Boiler - Direct Fuel_E6_Baseline Forecast | Residential | CZ2 - Single Family | Existing | Space Heating | Natural Gas | Boiler - Direct Fuel | E6 | AFUE 96% | Baseline Forecast | 0 | 0.82082 | 1.6718 | 2.505 | 3.3229 | 4.1258 | 4.9214 | 5.7022 | 6.4675 | 7.2185 | 8.0205 | 8.8073 | 9.5632 | 10.2808 | 10.9629 | 11.6111 | 12.2275 | 12.8144 | 13.3746 | 13.9105 | 14.4249 | 14.9187 | 0 | 0 | 0 | 0 | 0 | 0 | 0 | 0 | 0 | 0 | 0 | 0 | 0 | 0 | 0 | 0 | 0 | 0 | 0 | 0 | 0 | 0 | 0 | 0 | 0 | 0 | 0 | 0 | 0
Residential_CZ2 - Single Family_Existing_Space Heating_Natural Gas_Boiler - Direct Fuel_E7_Baseline Forecast | Residential | CZ2 - Single Family | Existing | Space Heating | Natural Gas | Boiler - Direct Fuel | E7 | Convert to NG Heat Pump | Baseline Forecast | 0 | 0.09541 | 0.1907 | 0.28521 | 0.37973 | 0.4739 | 0.56659 | 0.65687 | 0.74383 | 0.82715 | 0.90585 | 0.97868 | 1.0452 | 1.1147 | 1.182 | 1.2474 | 1.3113 | 1.368 | 1.4181 | 1.462 | 1.5025 | 1.5398 | 0 | 0 | 0 | 0 | 0 | 0 | 0 | 0 | 0 | 0 | 0 | 0 | 0 | 0 | 0 | 0 | 0 | 0 | 0 | 0 | 0 | 0 | 0 | 0 | 0 | 0 | 0 | 0 | 0
Residential_CZ2 - Single Family_Existing_Space Heating_Natural Gas_Boiler - Direct Fuel_E8_Baseline Forecast | Residential | CZ2 - Single Family | Existing | Space Heating | Natural Gas | Boiler - Direct Fuel | E8 |  | Baseline Forecast | 0 | 0 | 0 | 0 | 0 | 0 | 0 | 0 | 0 | 0 | 0 | 0 | 0 | 0 | 0 | 0 | 0 | 0 | 0 | 0 | 0 | 0 | 0 | 0 | 0 | 0 | 0 | 0 | 0 | 0 | 0 | 0 | 0 | 0 | 0 | 0 | 0 | 0 | 0 | 0 | 0 | 0 | 0 | 0 | 0 | 0 | 0 | 0 | 0 | 0 | 0
Residential_CZ2 - Single Family_Existing_Space Heating_Natural Gas_Boiler - Direct Fuel_E9_Baseline Forecast | Residential | CZ2 - Single Family | Existing | Space Heating | Natural Gas | Boiler - Direct Fuel | E9 |  | Baseline Forecast | 0 | 0 | 0 | 0 | 0 | 0 | 0 | 0 | 0 | 0 | 0 | 0 | 0 | 0 | 0 | 0 | 0 | 0 | 0 | 0 | 0 | 0 | 0 | 0 | 0 | 0 | 0 | 0 | 0 | 0 | 0 | 0 | 0 | 0 | 0 | 0 | 0 | 0 | 0 | 0 | 0 | 0 | 0 | 0 | 0 | 0 | 0 | 0 | 0 | 0 | 0
Residential_CZ2 - Single Family_Existing_Space Heating_Natural Gas_Boiler - Direct Fuel_E10_Baseline Forecast | Residential | CZ2 - Single Family | Existing | Space Heating | Natural Gas | Boiler - Direct Fuel | E10 |  | Baseline Forecast | 0 | 0 | 0 | 0 | 0 | 0 | 0 | 0 | 0 | 0 | 0 | 0 | 0 | 0 | 0 | 0 | 0 | 0 | 0 | 0 | 0 | 0 | 0 | 0 | 0 | 0 | 0 | 0 | 0 | 0 | 0 | 0 | 0 | 0 | 0 | 0 | 0 | 0 | 0 | 0 | 0 | 0 | 0 | 0 | 0 | 0 | 0 | 0 | 0 | 0 | 0
Residential_CZ2 - Single Family_Existing_Space Heating_Natural Gas_Boiler - Direct Fuel_Vintage_Baseline Forecast | Residential | CZ2 - Single Family | Existing | Space Heating | Natural Gas | Boiler - Direct Fuel | Vintage | Vintage | Baseline Forecast | 634.7571 | 611.655 | 588.7899 | 566.1529 | 543.7358 | 521.5304 | 499.5293 | 477.8791 | 456.5648 | 435.5724 | 414.8881 | 394.4993 | 375.1125 | 356.6784 | 339.1502 | 322.4834 | 306.6357 | 291.5667 | 277.2383 | 263.614 | 250.6593 | 238.3411 | 0 | 0 | 0 | 0 | 0 | 0 | 0 | 0 | 0 | 0 | 0 | 0 | 0 | 0 | 0 | 0 | 0 | 0 | 0 | 0 | 0 | 0 | 0 | 0 | 0 | 0 | 0 | 0 | 0
Residential_CZ2 - Single Family_Existing_Secondary Heating_Natural Gas_Fireplace_E1_Baseline Forecast | Residential | CZ2 - Single Family | Existing | Secondary Heating | Natural Gas | Fireplace | E1 | Baseline (50% to 60% FE Rating) | Baseline Forecast | 0 | 489.832 | 963.9637 | 1423.7494 | 1870.4186 | 2305.0875 | 2721.6169 | 3121.6103 | 3506.5232 | 3877.6768 | 4236.2706 | 4610.4168 | 4998.5214 | 5399.1379 | 5821.4699 | 6263.3216 | 6722.7005 | 7137.9889 | 7513.2618 | 7852.2178 | 8158.2139 | 8434.2972 | 0 | 0 | 0 | 0 | 0 | 0 | 0 | 0 | 0 | 0 | 0 | 0 | 0 | 0 | 0 | 0 | 0 | 0 | 0 | 0 | 0 | 0 | 0 | 0 | 0 | 0 | 0 | 0 | 0
Residential_CZ2 - Single Family_Existing_Secondary Heating_Natural Gas_Fireplace_E2_Baseline Forecast | Residential | CZ2 - Single Family | Existing | Secondary Heating | Natural Gas | Fireplace | E2 | Tier 1 (70% FE Rating) | Baseline Forecast | 0 | 0 | 0 | 0 | 0 | 0 | 0 | 0 | 0 | 0 | 0 | 0 | 0 | 0 | 0 | 0 | 0 | 0 | 0 | 0 | 0 | 0 | 0 | 0 | 0 | 0 | 0 | 0 | 0 | 0 | 0 | 0 | 0 | 0 | 0 | 0 | 0 | 0 | 0 | 0 | 0 | 0 | 0 | 0 | 0 | 0 | 0 | 0 | 0 | 0 | 0
Residential_CZ2 - Single Family_Existing_Secondary Heating_Natural Gas_Fireplace_E3_Baseline Forecast | Residential | CZ2 - Single Family | Existing | Secondary Heating | Natural Gas | Fireplace | E3 | Tier 2 (77%+ FE Rating) | Baseline Forecast | 0 | 0 | 0 | 0 | 0 | 0 | 0 | 0 | 0 | 0 | 0 | 0 | 0 | 0 | 0 | 0 | 0 | 0 | 0 | 0 | 0 | 0 | 0 | 0 | 0 | 0 | 0 | 0 | 0 | 0 | 0 | 0 | 0 | 0 | 0 | 0 | 0 | 0 | 0 | 0 | 0 | 0 | 0 | 0 | 0 | 0 | 0 | 0 | 0 | 0 | 0
Residential_CZ2 - Single Family_Existing_Secondary Heating_Natural Gas_Fireplace_E4_Baseline Forecast | Residential | CZ2 - Single Family | Existing | Secondary Heating | Natural Gas | Fireplace | E4 |  | Baseline Forecast | 0 | 0 | 0 | 0 | 0 | 0 | 0 | 0 | 0 | 0 | 0 | 0 | 0 | 0 | 0 | 0 | 0 | 0 | 0 | 0 | 0 | 0 | 0 | 0 | 0 | 0 | 0 | 0 | 0 | 0 | 0 | 0 | 0 | 0 | 0 | 0 | 0 | 0 | 0 | 0 | 0 | 0 | 0 | 0 | 0 | 0 | 0 | 0 | 0 | 0 | 0
Residential_CZ2 - Single Family_Existing_Secondary Heating_Natural Gas_Fireplace_E5_Baseline Forecast | Residential | CZ2 - Single Family | Existing | Secondary Heating | Natural Gas | Fireplace | E5 |  | Baseline Forecast | 0 | 0 | 0 | 0 | 0 | 0 | 0 | 0 | 0 | 0 | 0 | 0 | 0 | 0 | 0 | 0 | 0 | 0 | 0 | 0 | 0 | 0 | 0 | 0 | 0 | 0 | 0 | 0 | 0 | 0 | 0 | 0 | 0 | 0 | 0 | 0 | 0 | 0 | 0 | 0 | 0 | 0 | 0 | 0 | 0 | 0 | 0 | 0 | 0 | 0 | 0
Residential_CZ2 - Single Family_Existing_Secondary Heating_Natural Gas_Fireplace_E6_Baseline Forecast | Residential | CZ2 - Single Family | Existing | Secondary Heating | Natural Gas | Fireplace | E6 |  | Baseline Forecast | 0 | 0 | 0 | 0 | 0 | 0 | 0 | 0 | 0 | 0 | 0 | 0 | 0 | 0 | 0 | 0 | 0 | 0 | 0 | 0 | 0 | 0 | 0 | 0 | 0 | 0 | 0 | 0 | 0 | 0 | 0 | 0 | 0 | 0 | 0 | 0 | 0 | 0 | 0 | 0 | 0 | 0 | 0 | 0 | 0 | 0 | 0 | 0 | 0 | 0 | 0
Residential_CZ2 - Single Family_Existing_Secondary Heating_Natural Gas_Fireplace_E7_Baseline Forecast | Residential | CZ2 - Single Family | Existing | Secondary Heating | Natural Gas | Fireplace | E7 |  | Baseline Forecast | 0 | 0 | 0 | 0 | 0 | 0 | 0 | 0 | 0 | 0 | 0 | 0 | 0 | 0 | 0 | 0 | 0 | 0 | 0 | 0 | 0 | 0 | 0 | 0 | 0 | 0 | 0 | 0 | 0 | 0 | 0 | 0 | 0 | 0 | 0 | 0 | 0 | 0 | 0 | 0 | 0 | 0 | 0 | 0 | 0 | 0 | 0 | 0 | 0 | 0 | 0
Residential_CZ2 - Single Family_Existing_Secondary Heating_Natural Gas_Fireplace_E8_Baseline Forecast | Residential | CZ2 - Single Family | Existing | Secondary Heating | Natural Gas | Fireplace | E8 |  | Baseline Forecast | 0 | 0 | 0 | 0 | 0 | 0 | 0 | 0 | 0 | 0 | 0 | 0 | 0 | 0 | 0 | 0 | 0 | 0 | 0 | 0 | 0 | 0 | 0 | 0 | 0 | 0 | 0 | 0 | 0 | 0 | 0 | 0 | 0 | 0 | 0 | 0 | 0 | 0 | 0 | 0 | 0 | 0 | 0 | 0 | 0 | 0 | 0 | 0 | 0 | 0 | 0
Residential_CZ2 - Single Family_Existing_Secondary Heating_Natural Gas_Fireplace_E9_Baseline Forecast | Residential | CZ2 - Single Family | Existing | Secondary Heating | Natural Gas | Fireplace | E9 |  | Baseline Forecast | 0 | 0 | 0 | 0 | 0 | 0 | 0 | 0 | 0 | 0 | 0 | 0 | 0 | 0 | 0 | 0 | 0 | 0 | 0 | 0 | 0 | 0 | 0 | 0 | 0 | 0 | 0 | 0 | 0 | 0 | 0 | 0 | 0 | 0 | 0 | 0 | 0 | 0 | 0 | 0 | 0 | 0 | 0 | 0 | 0 | 0 | 0 | 0 | 0 | 0 | 0
Residential_CZ2 - Single Family_Existing_Secondary Heating_Natural Gas_Fireplace_E10_Baseline Forecast | Residential | CZ2 - Single Family | Existing | Secondary Heating | Natural Gas | Fireplace | E10 |  | Baseline Forecast | 0 | 0 | 0 | 0 | 0 | 0 | 0 | 0 | 0 | 0 | 0 | 0 | 0 | 0 | 0 | 0 | 0 | 0 | 0 | 0 | 0 | 0 | 0 | 0 | 0 | 0 | 0 | 0 | 0 | 0 | 0 | 0 | 0 | 0 | 0 | 0 | 0 | 0 | 0 | 0 | 0 | 0 | 0 | 0 | 0 | 0 | 0 | 0 | 0 | 0 | 0
Residential_CZ2 - Single Family_Existing_Secondary Heating_Natural Gas_Fireplace_Vintage_Baseline Forecast | Residential | CZ2 - Single Family | Existing | Secondary Heating | Natural Gas | Fireplace | Vintage | Vintage | Baseline Forecast | 11712.9835 | 11204.4107 | 10711.5682 | 10233.1017 | 9767.7815 | 9314.4915 | 8879.3708 | 8460.8159 | 8057.3711 | 7667.7152 | 7290.6488 | 6898.0595 | 6491.5414 | 6072.5408 | 5631.8541 | 5171.677 | 4694.0021 | 4260.447 | 3866.9367 | 3509.7723 | 3185.597 | 2891.3637 | 0 | 0 | 0 | 0 | 0 | 0 | 0 | 0 | 0 | 0 | 0 | 0 | 0 | 0 | 0 | 0 | 0 | 0 | 0 | 0 | 0 | 0 | 0 | 0 | 0 | 0 | 0 | 0 | 0
Residential_CZ2 - Single Family_Existing_Water Heating_Natural Gas_Water Heater <= 55 gal._E1_Baseline Forecast | Residential | CZ2 - Single Family | Existing | Water Heating | Natural Gas | Water Heater <= 55 gal. | E1 | Baseline (UEF 0.58) | Baseline Forecast | 0 | 190.8405 | 388.3895 | 591.2414 | 798.1055 | 1008.7903 | 1218.1047 | 1423.6975 | 1626.8368 | 1827.3149 | 2007.5281 | 2186.0745 | 2333.801 | 2455.9233 | 2555.7066 | 2636.1592 | 2699.6803 | 2748.9671 | 2786.2989 | 2808.3117 | 2821.3449 | 2829.2935 | 0 | 0 | 0 | 0 | 0 | 0 | 0 | 0 | 0 | 0 | 0 | 0 | 0 | 0 | 0 | 0 | 0 | 0 | 0 | 0 | 0 | 0 | 0 | 0 | 0 | 0 | 0 | 0 | 0
Residential_CZ2 - Single Family_Existing_Water Heating_Natural Gas_Water Heater <= 55 gal._E2_Baseline Forecast | Residential | CZ2 - Single Family | Existing | Water Heating | Natural Gas | Water Heater <= 55 gal. | E2 | ENERGY STAR (UEF 0.64) | Baseline Forecast | 0 | 1131.146 | 2274.8751 | 3429.134 | 4592.258 | 5761.9082 | 6941.1142 | 8109.043 | 9265.9927 | 10413.5113 | 11570.3498 | 12718.894 | 13701.5983 | 14541.6169 | 15259.9671 | 15874.4172 | 16400.3504 | 16850.2886 | 17234.9728 | 17568.911 | 17855.3001 | 18098.4087 | 0 | 0 | 0 | 0 | 0 | 0 | 0 | 0 | 0 | 0 | 0 | 0 | 0 | 0 | 0 | 0 | 0 | 0 | 0 | 0 | 0 | 0 | 0 | 0 | 0 | 0 | 0 | 0 | 0
Residential_CZ2 - Single Family_Existing_Water Heating_Natural Gas_Water Heater <= 55 gal._E3_Baseline Forecast | Residential | CZ2 - Single Family | Existing | Water Heating | Natural Gas | Water Heater <= 55 gal. | E3 | Condensing (UEF 0.81) | Baseline Forecast | 0 | 55.0815 | 110.9665 | 167.5123 | 224.5936 | 282.1065 | 339.9594 | 397.1894 | 453.8595 | 510.0251 | 565.7349 | 621.0299 | 668.1295 | 708.2184 | 742.3067 | 771.2615 | 795.8229 | 816.6231 | 834.2065 | 849.0374 | 861.5137 | 871.9732 | 0 | 0 | 0 | 0 | 0 | 0 | 0 | 0 | 0 | 0 | 0 | 0 | 0 | 0 | 0 | 0 | 0 | 0 | 0 | 0 | 0 | 0 | 0 | 0 | 0 | 0 | 0 | 0 | 0
Residential_CZ2 - Single Family_Existing_Water Heating_Natural Gas_Water Heater <= 55 gal._E4_Baseline Forecast | Residential | CZ2 - Single Family | Existing | Water Heating | Natural Gas | Water Heater <= 55 gal. | E4 | Instantaneous - ENERGY STAR (UEF 0.87) | Baseline Forecast | 0 | 0 | 0 | 0 | 0 | 0 | 0 | 0 | 0 | 0 | 0 | 0 | 0 | 0 | 0 | 0 | 0 | 0 | 0 | 0 | 0 | 0 | 0 | 0 | 0 | 0 | 0 | 0 | 0 | 0 | 0 | 0 | 0 | 0 | 0 | 0 | 0 | 0 | 0 | 0 | 0 | 0 | 0 | 0 | 0 | 0 | 0 | 0 | 0 | 0 | 0
Residential_CZ2 - Single Family_Existing_Water Heating_Natural Gas_Water Heater <= 55 gal._E5_Baseline Forecast | Residential | CZ2 - Single Family | Existing | Water Heating | Natural Gas | Water Heater <= 55 gal. | E5 | Instantaneous - Condensing (UEF 0.92) | Baseline Forecast | 0 | 0 | 0 | 0 | 0 | 0 | 0 | 0 | 0 | 0 | 0 | 0 | 0 | 0 | 0 | 0 | 0 | 0 | 0 | 0 | 0 | 0 | 0 | 0 | 0 | 0 | 0 | 0 | 0 | 0 | 0 | 0 | 0 | 0 | 0 | 0 | 0 | 0 | 0 | 0 | 0 | 0 | 0 | 0 | 0 | 0 | 0 | 0 | 0 | 0 | 0
Residential_CZ2 - Single Family_Existing_Water Heating_Natural Gas_Water Heater <= 55 gal._E6_Baseline Forecast | Residential | CZ2 - Single Family | Existing | Water Heating | Natural Gas | Water Heater <= 55 gal. | E6 | NEEA Gas-Fired Absorption HPWH (EF 1.2) | Baseline Forecast | 0 | 0 | 0 | 0 | 0 | 0 | 0 | 0 | 0 | 0 | 0 | 0 | 0 | 0 | 0 | 0 | 0 | 0 | 0 | 0 | 0 | 0 | 0 | 0 | 0 | 0 | 0 | 0 | 0 | 0 | 0 | 0 | 0 | 0 | 0 | 0 | 0 | 0 | 0 | 0 | 0 | 0 | 0 | 0 | 0 | 0 | 0 | 0 | 0 | 0 | 0
Residential_CZ2 - Single Family_Existing_Water Heating_Natural Gas_Water Heater <= 55 gal._E7_Baseline Forecast | Residential | CZ2 - Single Family | Existing | Water Heating | Natural Gas | Water Heater <= 55 gal. | E7 | NEEA Gas-Fired Absorption HPWH (EF 1.7) | Baseline Forecast | 0 | 0 | 0 | 0 | 0 | 0 | 0 | 0 | 0 | 0 | 0 | 0 | 0 | 0 | 0 | 0 | 0 | 0 | 0 | 0 | 0 | 0 | 0 | 0 | 0 | 0 | 0 | 0 | 0 | 0 | 0 | 0 | 0 | 0 | 0 | 0 | 0 | 0 | 0 | 0 | 0 | 0 | 0 | 0 | 0 | 0 | 0 | 0 | 0 | 0 | 0
Residential_CZ2 - Single Family_Existing_Water Heating_Natural Gas_Water Heater <= 55 gal._E8_Baseline Forecast | Residential | CZ2 - Single Family | Existing | Water Heating | Natural Gas | Water Heater <= 55 gal. | E8 |  | Baseline Forecast | 0 | 0 | 0 | 0 | 0 | 0 | 0 | 0 | 0 | 0 | 0 | 0 | 0 | 0 | 0 | 0 | 0 | 0 | 0 | 0 | 0 | 0 | 0 | 0 | 0 | 0 | 0 | 0 | 0 | 0 | 0 | 0 | 0 | 0 | 0 | 0 | 0 | 0 | 0 | 0 | 0 | 0 | 0 | 0 | 0 | 0 | 0 | 0 | 0 | 0 | 0
Residential_CZ2 - Single Family_Existing_Water Heating_Natural Gas_Water Heater <= 55 gal._E9_Baseline Forecast | Residential | CZ2 - Single Family | Existing | Water Heating | Natural Gas | Water Heater <= 55 gal. | E9 |  | Baseline Forecast | 0 | 0 | 0 | 0 | 0 | 0 | 0 | 0 | 0 | 0 | 0 | 0 | 0 | 0 | 0 | 0 | 0 | 0 | 0 | 0 | 0 | 0 | 0 | 0 | 0 | 0 | 0 | 0 | 0 | 0 | 0 | 0 | 0 | 0 | 0 | 0 | 0 | 0 | 0 | 0 | 0 | 0 | 0 | 0 | 0 | 0 | 0 | 0 | 0 | 0 | 0
Residential_CZ2 - Single Family_Existing_Water Heating_Natural Gas_Water Heater <= 55 gal._E10_Baseline Forecast | Residential | CZ2 - Single Family | Existing | Water Heating | Natural Gas | Water Heater <= 55 gal. | E10 |  | Baseline Forecast | 0 | 0 | 0 | 0 | 0 | 0 | 0 | 0 | 0 | 0 | 0 | 0 | 0 | 0 | 0 | 0 | 0 | 0 | 0 | 0 | 0 | 0 | 0 | 0 | 0 | 0 | 0 | 0 | 0 | 0 | 0 | 0 | 0 | 0 | 0 | 0 | 0 | 0 | 0 | 0 | 0 | 0 | 0 | 0 | 0 | 0 | 0 | 0 | 0 | 0 | 0
Residential_CZ2 - Single Family_Existing_Water Heating_Natural Gas_Water Heater <= 55 gal._Vintage_Baseline Forecast | Residential | CZ2 - Single Family | Existing | Water Heating | Natural Gas | Water Heater <= 55 gal. | Vintage | Vintage | Baseline Forecast | 24381.7936 | 22965.7148 | 21529.6032 | 20077.0605 | 18611.1671 | 17134.5575 | 15649.4843 | 14180.0949 | 12724.7598 | 11282.0832 | 9850.869 | 8430.0922 | 7214.2321 | 6173.7337 | 5283.3049 | 4521.3014 | 3869.2005 | 3311.1513 | 2833.5887 | 2424.9042 | 2075.1637 | 1775.8658 | 0 | 0 | 0 | 0 | 0 | 0 | 0 | 0 | 0 | 0 | 0 | 0 | 0 | 0 | 0 | 0 | 0 | 0 | 0 | 0 | 0 | 0 | 0 | 0 | 0 | 0 | 0 | 0 | 0
Residential_CZ2 - Single Family_Existing_Water Heating_Natural Gas_Water Heater > 55 gal._E1_Baseline Forecast | Residential | CZ2 - Single Family | Existing | Water Heating | Natural Gas | Water Heater > 55 gal. | E1 | Standard (UEF 0.77) | Baseline Forecast | 0 | 27.584 | 79.217 | 151.3619 | 240.671 | 344.5805 | 458.1857 | 579.7236 | 707.9236 | 840.9818 | 965.4817 | 1094.3591 | 1218.0365 | 1332.6984 | 1435.2549 | 1524.1631 | 1598.7657 | 1659.4286 | 1707.0885 | 1736.2121 | 1750.8075 | 1755.6971 | 0 | 0 | 0 | 0 | 0 | 0 | 0 | 0 | 0 | 0 | 0 | 0 | 0 | 0 | 0 | 0 | 0 | 0 | 0 | 0 | 0 | 0 | 0 | 0 | 0 | 0 | 0 | 0 | 0
Residential_CZ2 - Single Family_Existing_Water Heating_Natural Gas_Water Heater > 55 gal._E2_Baseline Forecast | Residential | CZ2 - Single Family | Existing | Water Heating | Natural Gas | Water Heater > 55 gal. | E2 | ENERGY STAR (3.2) - UEF 0.78 | Baseline Forecast | 0 | 163.4953 | 299.2008 | 411.2737 | 503.5874 | 579.1355 | 643.1868 | 694.6155 | 735.4276 | 768.0483 | 806.3892 | 837.4302 | 843.9034 | 834.5937 | 816.6559 | 794.9322 | 772.775 | 752.0406 | 734.6922 | 728.1782 | 730.022 | 736.6961 | 0 | 0 | 0 | 0 | 0 | 0 | 0 | 0 | 0 | 0 | 0 | 0 | 0 | 0 | 0 | 0 | 0 | 0 | 0 | 0 | 0 | 0 | 0 | 0 | 0 | 0 | 0 | 0 | 0
Residential_CZ2 - Single Family_Existing_Water Heating_Natural Gas_Water Heater > 55 gal._E3_Baseline Forecast | Residential | CZ2 - Single Family | Existing | Water Heating | Natural Gas | Water Heater > 55 gal. | E3 | Condensing (UEF 0.82) | Baseline Forecast | 0 | 7.9615 | 22.5682 | 42.6796 | 67.3248 | 95.6928 | 127.0945 | 160.9281 | 196.6935 | 233.9715 | 272.4398 | 312.3307 | 352.3798 | 391.8893 | 430.4504 | 467.8919 | 504.196 | 539.4317 | 572.6597 | 603.6428 | 632.2851 | 658.5209 | 0 | 0 | 0 | 0 | 0 | 0 | 0 | 0 | 0 | 0 | 0 | 0 | 0 | 0 | 0 | 0 | 0 | 0 | 0 | 0 | 0 | 0 | 0 | 0 | 0 | 0 | 0 | 0 | 0
Residential_CZ2 - Single Family_Existing_Water Heating_Natural Gas_Water Heater > 55 gal._E4_Baseline Forecast | Residential | CZ2 - Single Family | Existing | Water Heating | Natural Gas | Water Heater > 55 gal. | E4 | Instantaneous - ENERGY STAR (UEF 0.87) | Baseline Forecast | 0 | 0 | 0 | 0 | 0 | 0 | 0 | 0 | 0 | 0 | 0 | 0 | 0 | 0 | 0 | 0 | 0 | 0 | 0 | 0 | 0 | 0 | 0 | 0 | 0 | 0 | 0 | 0 | 0 | 0 | 0 | 0 | 0 | 0 | 0 | 0 | 0 | 0 | 0 | 0 | 0 | 0 | 0 | 0 | 0 | 0 | 0 | 0 | 0 | 0 | 0
Residential_CZ2 - Single Family_Existing_Water Heating_Natural Gas_Water Heater > 55 gal._E5_Baseline Forecast | Residential | CZ2 - Single Family | Existing | Water Heating | Natural Gas | Water Heater > 55 gal. | E5 | Instantaneous - Condensing (UEF 0.92) | Baseline Forecast | 0 | 0 | 0 | 0 | 0 | 0 | 0 | 0 | 0 | 0 | 0 | 0 | 0 | 0 | 0 | 0 | 0 | 0 | 0 | 0 | 0 | 0 | 0 | 0 | 0 | 0 | 0 | 0 | 0 | 0 | 0 | 0 | 0 | 0 | 0 | 0 | 0 | 0 | 0 | 0 | 0 | 0 | 0 | 0 | 0 | 0 | 0 | 0 | 0 | 0 | 0
Residential_CZ2 - Single Family_Existing_Water Heating_Natural Gas_Water Heater > 55 gal._E6_Baseline Forecast | Residential | CZ2 - Single Family | Existing | Water Heating | Natural Gas | Water Heater > 55 gal. | E6 | NEEA Gas-Fired Absorption HPWH (EF 1.3) | Baseline Forecast | 0 | 0 | 0 | 0 | 0 | 0 | 0 | 0 | 0 | 0 | 0 | 0 | 0 | 0 | 0 | 0 | 0 | 0 | 0 | 0 | 0 | 0 | 0 | 0 | 0 | 0 | 0 | 0 | 0 | 0 | 0 | 0 | 0 | 0 | 0 | 0 | 0 | 0 | 0 | 0 | 0 | 0 | 0 | 0 | 0 | 0 | 0 | 0 | 0 | 0 | 0
Residential_CZ2 - Single Family_Existing_Water Heating_Natural Gas_Water Heater > 55 gal._E7_Baseline Forecast | Residential | CZ2 - Single Family | Existing | Water Heating | Natural Gas | Water Heater > 55 gal. | E7 | NEEA Gas-Fired Absorption HPWH (EF 1.7) | Baseline Forecast | 0 | 0 | 0 | 0 | 0 | 0 | 0 | 0 | 0 | 0 | 0 | 0 | 0 | 0 | 0 | 0 | 0 | 0 | 0 | 0 | 0 | 0 | 0 | 0 | 0 | 0 | 0 | 0 | 0 | 0 | 0 | 0 | 0 | 0 | 0 | 0 | 0 | 0 | 0 | 0 | 0 | 0 | 0 | 0 | 0 | 0 | 0 | 0 | 0 | 0 | 0
Residential_CZ2 - Single Family_Existing_Water Heating_Natural Gas_Water Heater > 55 gal._E8_Baseline Forecast | Residential | CZ2 - Single Family | Existing | Water Heating | Natural Gas | Water Heater > 55 gal. | E8 |  | Baseline Forecast | 0 | 0 | 0 | 0 | 0 | 0 | 0 | 0 | 0 | 0 | 0 | 0 | 0 | 0 | 0 | 0 | 0 | 0 | 0 | 0 | 0 | 0 | 0 | 0 | 0 | 0 | 0 | 0 | 0 | 0 | 0 | 0 | 0 | 0 | 0 | 0 | 0 | 0 | 0 | 0 | 0 | 0 | 0 | 0 | 0 | 0 | 0 | 0 | 0 | 0 | 0
Residential_CZ2 - Single Family_Existing_Water Heating_Natural Gas_Water Heater > 55 gal._E9_Baseline Forecast | Residential | CZ2 - Single Family | Existing | Water Heating | Natural Gas | Water Heater > 55 gal. | E9 |  | Baseline Forecast | 0 | 0 | 0 | 0 | 0 | 0 | 0 | 0 | 0 | 0 | 0 | 0 | 0 | 0 | 0 | 0 | 0 | 0 | 0 | 0 | 0 | 0 | 0 | 0 | 0 | 0 | 0 | 0 | 0 | 0 | 0 | 0 | 0 | 0 | 0 | 0 | 0 | 0 | 0 | 0 | 0 | 0 | 0 | 0 | 0 | 0 | 0 | 0 | 0 | 0 | 0
Residential_CZ2 - Single Family_Existing_Water Heating_Natural Gas_Water Heater > 55 gal._E10_Baseline Forecast | Residential | CZ2 - Single Family | Existing | Water Heating | Natural Gas | Water Heater > 55 gal. | E10 |  | Baseline Forecast | 0 | 0 | 0 | 0 | 0 | 0 | 0 | 0 | 0 | 0 | 0 | 0 | 0 | 0 | 0 | 0 | 0 | 0 | 0 | 0 | 0 | 0 | 0 | 0 | 0 | 0 | 0 | 0 | 0 | 0 | 0 | 0 | 0 | 0 | 0 | 0 | 0 | 0 | 0 | 0 | 0 | 0 | 0 | 0 | 0 | 0 | 0 | 0 | 0 | 0 | 0
Residential_CZ2 - Single Family_Existing_Water Heating_Natural Gas_Water Heater > 55 gal._Vintage_Baseline Forecast | Residential | CZ2 - Single Family | Existing | Water Heating | Natural Gas | Water Heater > 55 gal. | Vintage | Vintage | Baseline Forecast | 3524.1322 | 3319.4529 | 3111.878 | 2901.9282 | 2690.0488 | 2476.6203 | 2261.9686 | 2049.5838 | 1839.2304 | 1630.7066 | 1423.8397 | 1218.4813 | 1042.7415 | 892.3484 | 763.6462 | 653.5066 | 559.2523 | 478.5921 | 409.5655 | 350.4944 | 299.9431 | 256.6828 | 0 | 0 | 0 | 0 | 0 | 0 | 0 | 0 | 0 | 0 | 0 | 0 | 0 | 0 | 0 | 0 | 0 | 0 | 0 | 0 | 0 | 0 | 0 | 0 | 0 | 0 | 0 | 0 | 0
Residential_CZ2 - Single Family_Existing_Appliances_Natural Gas_Clothes Dryer_E1_Baseline Forecast | Residential | CZ2 - Single Family | Existing | Appliances | Natural Gas | Clothes Dryer | E1 | Standard | Baseline Forecast | 0 | 68.6363 | 142.4804 | 221.0873 | 304.0465 | 390.9864 | 481.5214 | 569.779 | 655.9309 | 740.1221 | 820.7346 | 899.8418 | 972.1089 | 1038.2532 | 1098.7548 | 1154.066 | 1204.5832 | 1250.6703 | 1292.6818 | 1330.9613 | 1365.799 | 1397.5729 | 0 | 0 | 0 | 0 | 0 | 0 | 0 | 0 | 0 | 0 | 0 | 0 | 0 | 0 | 0 | 0 | 0 | 0 | 0 | 0 | 0 | 0 | 0 | 0 | 0 | 0 | 0 | 0 | 0
Residential_CZ2 - Single Family_Existing_Appliances_Natural Gas_Clothes Dryer_E2_Baseline Forecast | Residential | CZ2 - Single Family | Existing | Appliances | Natural Gas | Clothes Dryer | E2 | NEEA/ENERGY STAR (CE >60%) | Baseline Forecast | 0 | 54.9033 | 113.9174 | 176.6955 | 242.919 | 312.2869 | 384.5657 | 455.0517 | 523.864 | 591.1254 | 658.7011 | 724.7454 | 785.8322 | 842.1697 | 894.1307 | 942.0493 | 986.2535 | 1027.0472 | 1064.6912 | 1099.409 | 1131.4331 | 1160.8673 | 0 | 0 | 0 | 0 | 0 | 0 | 0 | 0 | 0 | 0 | 0 | 0 | 0 | 0 | 0 | 0 | 0 | 0 | 0 | 0 | 0 | 0 | 0 | 0 | 0 | 0 | 0 | 0 | 0
Residential_CZ2 - Single Family_Existing_Appliances_Natural Gas_Clothes Dryer_E3_Baseline Forecast | Residential | CZ2 - Single Family | Existing | Appliances | Natural Gas | Clothes Dryer | E3 |  | Baseline Forecast | 0 | 0 | 0 | 0 | 0 | 0 | 0 | 0 | 0 | 0 | 0 | 0 | 0 | 0 | 0 | 0 | 0 | 0 | 0 | 0 | 0 | 0 | 0 | 0 | 0 | 0 | 0 | 0 | 0 | 0 | 0 | 0 | 0 | 0 | 0 | 0 | 0 | 0 | 0 | 0 | 0 | 0 | 0 | 0 | 0 | 0 | 0 | 0 | 0 | 0 | 0
Residential_CZ2 - Single Family_Existing_Appliances_Natural Gas_Clothes Dryer_E4_Baseline Forecast | Residential | CZ2 - Single Family | Existing | Appliances | Natural Gas | Clothes Dryer | E4 |  | Baseline Forecast | 0 | 0 | 0 | 0 | 0 | 0 | 0 | 0 | 0 | 0 | 0 | 0 | 0 | 0 | 0 | 0 | 0 | 0 | 0 | 0 | 0 | 0 | 0 | 0 | 0 | 0 | 0 | 0 | 0 | 0 | 0 | 0 | 0 | 0 | 0 | 0 | 0 | 0 | 0 | 0 | 0 | 0 | 0 | 0 | 0 | 0 | 0 | 0 | 0 | 0 | 0
Residential_CZ2 - Single Family_Existing_Appliances_Natural Gas_Clothes Dryer_E5_Baseline Forecast | Residential | CZ2 - Single Family | Existing | Appliances | Natural Gas | Clothes Dryer | E5 |  | Baseline Forecast | 0 | 0 | 0 | 0 | 0 | 0 | 0 | 0 | 0 | 0 | 0 | 0 | 0 | 0 | 0 | 0 | 0 | 0 | 0 | 0 | 0 | 0 | 0 | 0 | 0 | 0 | 0 | 0 | 0 | 0 | 0 | 0 | 0 | 0 | 0 | 0 | 0 | 0 | 0 | 0 | 0 | 0 | 0 | 0 | 0 | 0 | 0 | 0 | 0 | 0 | 0
Residential_CZ2 - Single Family_Existing_Appliances_Natural Gas_Clothes Dryer_E6_Baseline Forecast | Residential | CZ2 - Single Family | Existing | Appliances | Natural Gas | Clothes Dryer | E6 |  | Baseline Forecast | 0 | 0 | 0 | 0 | 0 | 0 | 0 | 0 | 0 | 0 | 0 | 0 | 0 | 0 | 0 | 0 | 0 | 0 | 0 | 0 | 0 | 0 | 0 | 0 | 0 | 0 | 0 | 0 | 0 | 0 | 0 | 0 | 0 | 0 | 0 | 0 | 0 | 0 | 0 | 0 | 0 | 0 | 0 | 0 | 0 | 0 | 0 | 0 | 0 | 0 | 0
Residential_CZ2 - Single Family_Existing_Appliances_Natural Gas_Clothes Dryer_E7_Baseline Forecast | Residential | CZ2 - Single Family | Existing | Appliances | Natural Gas | Clothes Dryer | E7 |  | Baseline Forecast | 0 | 0 | 0 | 0 | 0 | 0 | 0 | 0 | 0 | 0 | 0 | 0 | 0 | 0 | 0 | 0 | 0 | 0 | 0 | 0 | 0 | 0 | 0 | 0 | 0 | 0 | 0 | 0 | 0 | 0 | 0 | 0 | 0 | 0 | 0 | 0 | 0 | 0 | 0 | 0 | 0 | 0 | 0 | 0 | 0 | 0 | 0 | 0 | 0 | 0 | 0
Residential_CZ2 - Single Family_Existing_Appliances_Natural Gas_Clothes Dryer_E8_Baseline Forecast | Residential | CZ2 - Single Family | Existing | Appliances | Natural Gas | Clothes Dryer | E8 |  | Baseline Forecast | 0 | 0 | 0 | 0 | 0 | 0 | 0 | 0 | 0 | 0 | 0 | 0 | 0 | 0 | 0 | 0 | 0 | 0 | 0 | 0 | 0 | 0 | 0 | 0 | 0 | 0 | 0 | 0 | 0 | 0 | 0 | 0 | 0 | 0 | 0 | 0 | 0 | 0 | 0 | 0 | 0 | 0 | 0 | 0 | 0 | 0 | 0 | 0 | 0 | 0 | 0
Residential_CZ2 - Single Family_Existing_Appliances_Natural Gas_Clothes Dryer_E9_Baseline Forecast | Residential | CZ2 - Single Family | Existing | Appliances | Natural Gas | Clothes Dryer | E9 |  | Baseline Forecast | 0 | 0 | 0 | 0 | 0 | 0 | 0 | 0 | 0 | 0 | 0 | 0 | 0 | 0 | 0 | 0 | 0 | 0 | 0 | 0 | 0 | 0 | 0 | 0 | 0 | 0 | 0 | 0 | 0 | 0 | 0 | 0 | 0 | 0 | 0 | 0 | 0 | 0 | 0 | 0 | 0 | 0 | 0 | 0 | 0 | 0 | 0 | 0 | 0 | 0 | 0
Residential_CZ2 - Single Family_Existing_Appliances_Natural Gas_Clothes Dryer_E10_Baseline Forecast | Residential | CZ2 - Single Family | Existing | Appliances | Natural Gas | Clothes Dryer | E10 |  | Baseline Forecast | 0 | 0 | 0 | 0 | 0 | 0 | 0 | 0 | 0 | 0 | 0 | 0 | 0 | 0 | 0 | 0 | 0 | 0 | 0 | 0 | 0 | 0 | 0 | 0 | 0 | 0 | 0 | 0 | 0 | 0 | 0 | 0 | 0 | 0 | 0 | 0 | 0 | 0 | 0 | 0 | 0 | 0 | 0 | 0 | 0 | 0 | 0 | 0 | 0 | 0 | 0
Residential_CZ2 - Single Family_Existing_Appliances_Natural Gas_Clothes Dryer_Vintage_Baseline Forecast | Residential | CZ2 - Single Family | Existing | Appliances | Natural Gas | Clothes Dryer | Vintage | Vintage | Baseline Forecast | 3455.1371 | 3326.0694 | 3187.6918 | 3040.7961 | 2886.1118 | 2724.3111 | 2556.0131 | 2391.7941 | 2231.3634 | 2074.4529 | 1920.8156 | 1770.2236 | 1631.4381 | 1503.5334 | 1385.6564 | 1277.0209 | 1176.9025 | 1084.6333 | 999.5981 | 921.2296 | 849.0052 | 782.4432 | 0 | 0 | 0 | 0 | 0 | 0 | 0 | 0 | 0 | 0 | 0 | 0 | 0 | 0 | 0 | 0 | 0 | 0 | 0 | 0 | 0 | 0 | 0 | 0 | 0 | 0 | 0 | 0 | 0
Residential_CZ2 - Single Family_Existing_Appliances_Natural Gas_Stove/Oven_E1_Baseline Forecast | Residential | CZ2 - Single Family | Existing | Appliances | Natural Gas | Stove/Oven | E1 | Typical - (914 + 1915 IAEC) | Baseline Forecast | 0 | 589.2948 | 1156.1939 | 1703.6487 | 2234.1959 | 2748.5103 | 3248.3209 | 3735.5997 | 4212.0339 | 4678.9521 | 5128.4623 | 5509.4838 | 5830.4075 | 6100.8215 | 6328.0538 | 6518.4424 | 6677.366 | 6809.3799 | 6913.8119 | 6999.3905 | 7070.1256 | 7128.0032 | 0 | 0 | 0 | 0 | 0 | 0 | 0 | 0 | 0 | 0 | 0 | 0 | 0 | 0 | 0 | 0 | 0 | 0 | 0 | 0 | 0 | 0 | 0 | 0 | 0 | 0 | 0 | 0 | 0
Residential_CZ2 - Single Family_Existing_Appliances_Natural Gas_Stove/Oven_E2_Baseline Forecast | Residential | CZ2 - Single Family | Existing | Appliances | Natural Gas | Stove/Oven | E2 | High Efficiency (730 + 1660 IAEC) | Baseline Forecast | 0 | 252.9505 | 495.6845 | 729.6677 | 956.1442 | 1175.404 | 1388.823 | 1597.087 | 1800.7838 | 2000.5326 | 2205.8925 | 2382.701 | 2536.5673 | 2669.8841 | 2785.5763 | 2886.08 | 2973.5252 | 3049.7822 | 3121.0222 | 3183.2224 | 3236.4001 | 3282.0154 | 0 | 0 | 0 | 0 | 0 | 0 | 0 | 0 | 0 | 0 | 0 | 0 | 0 | 0 | 0 | 0 | 0 | 0 | 0 | 0 | 0 | 0 | 0 | 0 | 0 | 0 | 0 | 0 | 0
Residential_CZ2 - Single Family_Existing_Appliances_Natural Gas_Stove/Oven_E3_Baseline Forecast | Residential | CZ2 - Single Family | Existing | Appliances | Natural Gas | Stove/Oven | E3 |  | Baseline Forecast | 0 | 0 | 0 | 0 | 0 | 0 | 0 | 0 | 0 | 0 | 0 | 0 | 0 | 0 | 0 | 0 | 0 | 0 | 0 | 0 | 0 | 0 | 0 | 0 | 0 | 0 | 0 | 0 | 0 | 0 | 0 | 0 | 0 | 0 | 0 | 0 | 0 | 0 | 0 | 0 | 0 | 0 | 0 | 0 | 0 | 0 | 0 | 0 | 0 | 0 | 0
Residential_CZ2 - Single Family_Existing_Appliances_Natural Gas_Stove/Oven_E4_Baseline Forecast | Residential | CZ2 - Single Family | Existing | Appliances | Natural Gas | Stove/Oven | E4 |  | Baseline Forecast | 0 | 0 | 0 | 0 | 0 | 0 | 0 | 0 | 0 | 0 | 0 | 0 | 0 | 0 | 0 | 0 | 0 | 0 | 0 | 0 | 0 | 0 | 0 | 0 | 0 | 0 | 0 | 0 | 0 | 0 | 0 | 0 | 0 | 0 | 0 | 0 | 0 | 0 | 0 | 0 | 0 | 0 | 0 | 0 | 0 | 0 | 0 | 0 | 0 | 0 | 0
Residential_CZ2 - Single Family_Existing_Appliances_Natural Gas_Stove/Oven_E5_Baseline Forecast | Residential | CZ2 - Single Family | Existing | Appliances | Natural Gas | Stove/Oven | E5 |  | Baseline Forecast | 0 | 0 | 0 | 0 | 0 | 0 | 0 | 0 | 0 | 0 | 0 | 0 | 0 | 0 | 0 | 0 | 0 | 0 | 0 | 0 | 0 | 0 | 0 | 0 | 0 | 0 | 0 | 0 | 0 | 0 | 0 | 0 | 0 | 0 | 0 | 0 | 0 | 0 | 0 | 0 | 0 | 0 | 0 | 0 | 0 | 0 | 0 | 0 | 0 | 0 | 0
Residential_CZ2 - Single Family_Existing_Appliances_Natural Gas_Stove/Oven_E6_Baseline Forecast | Residential | CZ2 - Single Family | Existing | Appliances | Natural Gas | Stove/Oven | E6 |  | Baseline Forecast | 0 | 0 | 0 | 0 | 0 | 0 | 0 | 0 | 0 | 0 | 0 | 0 | 0 | 0 | 0 | 0 | 0 | 0 | 0 | 0 | 0 | 0 | 0 | 0 | 0 | 0 | 0 | 0 | 0 | 0 | 0 | 0 | 0 | 0 | 0 | 0 | 0 | 0 | 0 | 0 | 0 | 0 | 0 | 0 | 0 | 0 | 0 | 0 | 0 | 0 | 0
Residential_CZ2 - Single Family_Existing_Appliances_Natural Gas_Stove/Oven_E7_Baseline Forecast | Residential | CZ2 - Single Family | Existing | Appliances | Natural Gas | Stove/Oven | E7 |  | Baseline Forecast | 0 | 0 | 0 | 0 | 0 | 0 | 0 | 0 | 0 | 0 | 0 | 0 | 0 | 0 | 0 | 0 | 0 | 0 | 0 | 0 | 0 | 0 | 0 | 0 | 0 | 0 | 0 | 0 | 0 | 0 | 0 | 0 | 0 | 0 | 0 | 0 | 0 | 0 | 0 | 0 | 0 | 0 | 0 | 0 | 0 | 0 | 0 | 0 | 0 | 0 | 0
Residential_CZ2 - Single Family_Existing_Appliances_Natural Gas_Stove/Oven_E8_Baseline Forecast | Residential | CZ2 - Single Family | Existing | Appliances | Natural Gas | Stove/Oven | E8 |  | Baseline Forecast | 0 | 0 | 0 | 0 | 0 | 0 | 0 | 0 | 0 | 0 | 0 | 0 | 0 | 0 | 0 | 0 | 0 | 0 | 0 | 0 | 0 | 0 | 0 | 0 | 0 | 0 | 0 | 0 | 0 | 0 | 0 | 0 | 0 | 0 | 0 | 0 | 0 | 0 | 0 | 0 | 0 | 0 | 0 | 0 | 0 | 0 | 0 | 0 | 0 | 0 | 0
Residential_CZ2 - Single Family_Existing_Appliances_Natural Gas_Stove/Oven_E9_Baseline Forecast | Residential | CZ2 - Single Family | Existing | Appliances | Natural Gas | Stove/Oven | E9 |  | Baseline Forecast | 0 | 0 | 0 | 0 | 0 | 0 | 0 | 0 | 0 | 0 | 0 | 0 | 0 | 0 | 0 | 0 | 0 | 0 | 0 | 0 | 0 | 0 | 0 | 0 | 0 | 0 | 0 | 0 | 0 | 0 | 0 | 0 | 0 | 0 | 0 | 0 | 0 | 0 | 0 | 0 | 0 | 0 | 0 | 0 | 0 | 0 | 0 | 0 | 0 | 0 | 0
Residential_CZ2 - Single Family_Existing_Appliances_Natural Gas_Stove/Oven_E10_Baseline Forecast | Residential | CZ2 - Single Family | Existing | Appliances | Natural Gas | Stove/Oven | E10 |  | Baseline Forecast | 0 | 0 | 0 | 0 | 0 | 0 | 0 | 0 | 0 | 0 | 0 | 0 | 0 | 0 | 0 | 0 | 0 | 0 | 0 | 0 | 0 | 0 | 0 | 0 | 0 | 0 | 0 | 0 | 0 | 0 | 0 | 0 | 0 | 0 | 0 | 0 | 0 | 0 | 0 | 0 | 0 | 0 | 0 | 0 | 0 | 0 | 0 | 0 | 0 | 0 | 0
Residential_CZ2 - Single Family_Existing_Appliances_Natural Gas_Stove/Oven_Vintage_Baseline Forecast | Residential | CZ2 - Single Family | Existing | Appliances | Natural Gas | Stove/Oven | Vintage | Vintage | Baseline Forecast | 11510.5475 | 10649.8853 | 9821.8648 | 9022.0688 | 8246.7165 | 7494.843 | 6763.3434 | 6049.5599 | 5351.2172 | 4666.3678 | 3993.3443 | 3417.3899 | 2924.5047 | 2502.7075 | 2141.7456 | 1832.8447 | 1568.4961 | 1342.2742 | 1148.6799 | 983.0074 | 841.2297 | 719.9003 | 0 | 0 | 0 | 0 | 0 | 0 | 0 | 0 | 0 | 0 | 0 | 0 | 0 | 0 | 0 | 0 | 0 | 0 | 0 | 0 | 0 | 0 | 0 | 0 | 0 | 0 | 0 | 0 | 0
Residential_CZ2 - Single Family_Existing_Miscellaneous_Natural Gas_Pool Heater_E1_Baseline Forecast | Residential | CZ2 - Single Family | Existing | Miscellaneous | Natural Gas | Pool Heater | E1 | Standard (EF 0.82) | Baseline Forecast | 0 | 23.4408 | 45.2856 | 65.68 | 84.7559 | 102.6334 | 119.4212 | 134.6164 | 148.3662 | 160.804 | 172.0513 | 182.218 | 191.4039 | 199.6997 | 207.1878 | 213.9428 | 220.0324 | 225.5182 | 230.456 | 234.8965 | 238.8857 | 242.4653 | 0 | 0 | 0 | 0 | 0 | 0 | 0 | 0 | 0 | 0 | 0 | 0 | 0 | 0 | 0 | 0 | 0 | 0 | 0 | 0 | 0 | 0 | 0 | 0 | 0 | 0 | 0 | 0 | 0
Residential_CZ2 - Single Family_Existing_Miscellaneous_Natural Gas_Pool Heater_E2_Baseline Forecast | Residential | CZ2 - Single Family | Existing | Miscellaneous | Natural Gas | Pool Heater | E2 | High Efficiency (EF 0.84) | Baseline Forecast | 0 | 1.2337 | 2.3835 | 3.4568 | 4.4608 | 5.4018 | 6.2853 | 7.0851 | 7.8087 | 8.4634 | 9.0553 | 9.5904 | 10.0739 | 10.5105 | 10.9046 | 11.2601 | 11.5807 | 11.8694 | 12.1293 | 12.363 | 12.5729 | 12.7613 | 0 | 0 | 0 | 0 | 0 | 0 | 0 | 0 | 0 | 0 | 0 | 0 | 0 | 0 | 0 | 0 | 0 | 0 | 0 | 0 | 0 | 0 | 0 | 0 | 0 | 0 | 0 | 0 | 0
Residential_CZ2 - Single Family_Existing_Miscellaneous_Natural Gas_Pool Heater_E3_Baseline Forecast | Residential | CZ2 - Single Family | Existing | Miscellaneous | Natural Gas | Pool Heater | E3 | Condensing (EF .94) | Baseline Forecast | 0 | 0 | 0 | 0 | 0 | 0 | 0 | 0 | 0 | 0 | 0 | 0 | 0 | 0 | 0 | 0 | 0 | 0 | 0 | 0 | 0 | 0 | 0 | 0 | 0 | 0 | 0 | 0 | 0 | 0 | 0 | 0 | 0 | 0 | 0 | 0 | 0 | 0 | 0 | 0 | 0 | 0 | 0 | 0 | 0 | 0 | 0 | 0 | 0 | 0 | 0
Residential_CZ2 - Single Family_Existing_Miscellaneous_Natural Gas_Pool Heater_E4_Baseline Forecast | Residential | CZ2 - Single Family | Existing | Miscellaneous | Natural Gas | Pool Heater | E4 | Condensing w/Imp. HX (EF 0.95) | Baseline Forecast | 0 | 0 | 0 | 0 | 0 | 0 | 0 | 0 | 0 | 0 | 0 | 0 | 0 | 0 | 0 | 0 | 0 | 0 | 0 | 0 | 0 | 0 | 0 | 0 | 0 | 0 | 0 | 0 | 0 | 0 | 0 | 0 | 0 | 0 | 0 | 0 | 0 | 0 | 0 | 0 | 0 | 0 | 0 | 0 | 0 | 0 | 0 | 0 | 0 | 0 | 0
Residential_CZ2 - Single Family_Existing_Miscellaneous_Natural Gas_Pool Heater_E5_Baseline Forecast | Residential | CZ2 - Single Family | Existing | Miscellaneous | Natural Gas | Pool Heater | E5 |  | Baseline Forecast | 0 | 0 | 0 | 0 | 0 | 0 | 0 | 0 | 0 | 0 | 0 | 0 | 0 | 0 | 0 | 0 | 0 | 0 | 0 | 0 | 0 | 0 | 0 | 0 | 0 | 0 | 0 | 0 | 0 | 0 | 0 | 0 | 0 | 0 | 0 | 0 | 0 | 0 | 0 | 0 | 0 | 0 | 0 | 0 | 0 | 0 | 0 | 0 | 0 | 0 | 0
Residential_CZ2 - Single Family_Existing_Miscellaneous_Natural Gas_Pool Heater_E6_Baseline Forecast | Residential | CZ2 - Single Family | Existing | Miscellaneous | Natural Gas | Pool Heater | E6 |  | Baseline Forecast | 0 | 0 | 0 | 0 | 0 | 0 | 0 | 0 | 0 | 0 | 0 | 0 | 0 | 0 | 0 | 0 | 0 | 0 | 0 | 0 | 0 | 0 | 0 | 0 | 0 | 0 | 0 | 0 | 0 | 0 | 0 | 0 | 0 | 0 | 0 | 0 | 0 | 0 | 0 | 0 | 0 | 0 | 0 | 0 | 0 | 0 | 0 | 0 | 0 | 0 | 0
Residential_CZ2 - Single Family_Existing_Miscellaneous_Natural Gas_Pool Heater_E7_Baseline Forecast | Residential | CZ2 - Single Family | Existing | Miscellaneous | Natural Gas | Pool Heater | E7 |  | Baseline Forecast | 0 | 0 | 0 | 0 | 0 | 0 | 0 | 0 | 0 | 0 | 0 | 0 | 0 | 0 | 0 | 0 | 0 | 0 | 0 | 0 | 0 | 0 | 0 | 0 | 0 | 0 | 0 | 0 | 0 | 0 | 0 | 0 | 0 | 0 | 0 | 0 | 0 | 0 | 0 | 0 | 0 | 0 | 0 | 0 | 0 | 0 | 0 | 0 | 0 | 0 | 0
Residential_CZ2 - Single Family_Existing_Miscellaneous_Natural Gas_Pool Heater_E8_Baseline Forecast | Residential | CZ2 - Single Family | Existing | Miscellaneous | Natural Gas | Pool Heater | E8 |  | Baseline Forecast | 0 | 0 | 0 | 0 | 0 | 0 | 0 | 0 | 0 | 0 | 0 | 0 | 0 | 0 | 0 | 0 | 0 | 0 | 0 | 0 | 0 | 0 | 0 | 0 | 0 | 0 | 0 | 0 | 0 | 0 | 0 | 0 | 0 | 0 | 0 | 0 | 0 | 0 | 0 | 0 | 0 | 0 | 0 | 0 | 0 | 0 | 0 | 0 | 0 | 0 | 0
Residential_CZ2 - Single Family_Existing_Miscellaneous_Natural Gas_Pool Heater_E9_Baseline Forecast | Residential | CZ2 - Single Family | Existing | Miscellaneous | Natural Gas | Pool Heater | E9 |  | Baseline Forecast | 0 | 0 | 0 | 0 | 0 | 0 | 0 | 0 | 0 | 0 | 0 | 0 | 0 | 0 | 0 | 0 | 0 | 0 | 0 | 0 | 0 | 0 | 0 | 0 | 0 | 0 | 0 | 0 | 0 | 0 | 0 | 0 | 0 | 0 | 0 | 0 | 0 | 0 | 0 | 0 | 0 | 0 | 0 | 0 | 0 | 0 | 0 | 0 | 0 | 0 | 0
Residential_CZ2 - Single Family_Existing_Miscellaneous_Natural Gas_Pool Heater_E10_Baseline Forecast | Residential | CZ2 - Single Family | Existing | Miscellaneous | Natural Gas | Pool Heater | E10 |  | Baseline Forecast | 0 | 0 | 0 | 0 | 0 | 0 | 0 | 0 | 0 | 0 | 0 | 0 | 0 | 0 | 0 | 0 | 0 | 0 | 0 | 0 | 0 | 0 | 0 | 0 | 0 | 0 | 0 | 0 | 0 | 0 | 0 | 0 | 0 | 0 | 0 | 0 | 0 | 0 | 0 | 0 | 0 | 0 | 0 | 0 | 0 | 0 | 0 | 0 | 0 | 0 | 0
Residential_CZ2 - Single Family_Existing_Miscellaneous_Natural Gas_Pool Heater_Vintage_Baseline Forecast | Residential | CZ2 - Single Family | Existing | Miscellaneous | Natural Gas | Pool Heater | Vintage | Vintage | Baseline Forecast | 307.0852 | 281.9193 | 258.4342 | 236.4767 | 215.9078 | 196.6012 | 178.4424 | 161.9608 | 147.0015 | 133.4239 | 121.1004 | 109.9151 | 99.763 | 90.5485 | 82.1851 | 74.5942 | 67.7044 | 61.451 | 55.7751 | 50.6236 | 45.9478 | 41.7039 | 0 | 0 | 0 | 0 | 0 | 0 | 0 | 0 | 0 | 0 | 0 | 0 | 0 | 0 | 0 | 0 | 0 | 0 | 0 | 0 | 0 | 0 | 0 | 0 | 0 | 0 | 0 | 0 | 0
Residential_CZ2 - Single Family_Existing_Miscellaneous_Natural Gas_Miscellaneous_E1_Baseline Forecast | Residential | CZ2 - Single Family | Existing | Miscellaneous | Natural Gas | Miscellaneous | E1 | Default | Baseline Forecast | 0 | 0 | 1244.1075 | 3519.3314 | 6648.4724 | 10484.1104 | 14903.6015 | 18570.7287 | 21611.9051 | 24132.3062 | 26219.4379 | 27946.1054 | 29372.8822 | 30550.1658 | 31519.8867 | 32316.931 | 32970.3241 | 33504.2149 | 33938.6954 | 34290.482 | 34573.483 | 34799.2697 | 0 | 0 | 0 | 0 | 0 | 0 | 0 | 0 | 0 | 0 | 0 | 0 | 0 | 0 | 0 | 0 | 0 | 0 | 0 | 0 | 0 | 0 | 0 | 0 | 0 | 0 | 0 | 0 | 0
Residential_CZ2 - Single Family_Existing_Miscellaneous_Natural Gas_Miscellaneous_E2_Baseline Forecast | Residential | CZ2 - Single Family | Existing | Miscellaneous | Natural Gas | Miscellaneous | E2 |  | Baseline Forecast | 0 | 0 | 0 | 0 | 0 | 0 | 0 | 0 | 0 | 0 | 0 | 0 | 0 | 0 | 0 | 0 | 0 | 0 | 0 | 0 | 0 | 0 | 0 | 0 | 0 | 0 | 0 | 0 | 0 | 0 | 0 | 0 | 0 | 0 | 0 | 0 | 0 | 0 | 0 | 0 | 0 | 0 | 0 | 0 | 0 | 0 | 0 | 0 | 0 | 0 | 0
Residential_CZ2 - Single Family_Existing_Miscellaneous_Natural Gas_Miscellaneous_E3_Baseline Forecast | Residential | CZ2 - Single Family | Existing | Miscellaneous | Natural Gas | Miscellaneous | E3 |  | Baseline Forecast | 0 | 0 | 0 | 0 | 0 | 0 | 0 | 0 | 0 | 0 | 0 | 0 | 0 | 0 | 0 | 0 | 0 | 0 | 0 | 0 | 0 | 0 | 0 | 0 | 0 | 0 | 0 | 0 | 0 | 0 | 0 | 0 | 0 | 0 | 0 | 0 | 0 | 0 | 0 | 0 | 0 | 0 | 0 | 0 | 0 | 0 | 0 | 0 | 0 | 0 | 0
Residential_CZ2 - Single Family_Existing_Miscellaneous_Natural Gas_Miscellaneous_E4_Baseline Forecast | Residential | CZ2 - Single Family | Existing | Miscellaneous | Natural Gas | Miscellaneous | E4 |  | Baseline Forecast | 0 | 0 | 0 | 0 | 0 | 0 | 0 | 0 | 0 | 0 | 0 | 0 | 0 | 0 | 0 | 0 | 0 | 0 | 0 | 0 | 0 | 0 | 0 | 0 | 0 | 0 | 0 | 0 | 0 | 0 | 0 | 0 | 0 | 0 | 0 | 0 | 0 | 0 | 0 | 0 | 0 | 0 | 0 | 0 | 0 | 0 | 0 | 0 | 0 | 0 | 0
Residential_CZ2 - Single Family_Existing_Miscellaneous_Natural Gas_Miscellaneous_E5_Baseline Forecast | Residential | CZ2 - Single Family | Existing | Miscellaneous | Natural Gas | Miscellaneous | E5 |  | Baseline Forecast | 0 | 0 | 0 | 0 | 0 | 0 | 0 | 0 | 0 | 0 | 0 | 0 | 0 | 0 | 0 | 0 | 0 | 0 | 0 | 0 | 0 | 0 | 0 | 0 | 0 | 0 | 0 | 0 | 0 | 0 | 0 | 0 | 0 | 0 | 0 | 0 | 0 | 0 | 0 | 0 | 0 | 0 | 0 | 0 | 0 | 0 | 0 | 0 | 0 | 0 | 0
Residential_CZ2 - Single Family_Existing_Miscellaneous_Natural Gas_Miscellaneous_E6_Baseline Forecast | Residential | CZ2 - Single Family | Existing | Miscellaneous | Natural Gas | Miscellaneous | E6 |  | Baseline Forecast | 0 | 0 | 0 | 0 | 0 | 0 | 0 | 0 | 0 | 0 | 0 | 0 | 0 | 0 | 0 | 0 | 0 | 0 | 0 | 0 | 0 | 0 | 0 | 0 | 0 | 0 | 0 | 0 | 0 | 0 | 0 | 0 | 0 | 0 | 0 | 0 | 0 | 0 | 0 | 0 | 0 | 0 | 0 | 0 | 0 | 0 | 0 | 0 | 0 | 0 | 0
Residential_CZ2 - Single Family_Existing_Miscellaneous_Natural Gas_Miscellaneous_E7_Baseline Forecast | Residential | CZ2 - Single Family | Existing | Miscellaneous | Natural Gas | Miscellaneous | E7 |  | Baseline Forecast | 0 | 0 | 0 | 0 | 0 | 0 | 0 | 0 | 0 | 0 | 0 | 0 | 0 | 0 | 0 | 0 | 0 | 0 | 0 | 0 | 0 | 0 | 0 | 0 | 0 | 0 | 0 | 0 | 0 | 0 | 0 | 0 | 0 | 0 | 0 | 0 | 0 | 0 | 0 | 0 | 0 | 0 | 0 | 0 | 0 | 0 | 0 | 0 | 0 | 0 | 0
Residential_CZ2 - Single Family_Existing_Miscellaneous_Natural Gas_Miscellaneous_E8_Baseline Forecast | Residential | CZ2 - Single Family | Existing | Miscellaneous | Natural Gas | Miscellaneous | E8 |  | Baseline Forecast | 0 | 0 | 0 | 0 | 0 | 0 | 0 | 0 | 0 | 0 | 0 | 0 | 0 | 0 | 0 | 0 | 0 | 0 | 0 | 0 | 0 | 0 | 0 | 0 | 0 | 0 | 0 | 0 | 0 | 0 | 0 | 0 | 0 | 0 | 0 | 0 | 0 | 0 | 0 | 0 | 0 | 0 | 0 | 0 | 0 | 0 | 0 | 0 | 0 | 0 | 0
Residential_CZ2 - Single Family_Existing_Miscellaneous_Natural Gas_Miscellaneous_E9_Baseline Forecast | Residential | CZ2 - Single Family | Existing | Miscellaneous | Natural Gas | Miscellaneous | E9 |  | Baseline Forecast | 0 | 0 | 0 | 0 | 0 | 0 | 0 | 0 | 0 | 0 | 0 | 0 | 0 | 0 | 0 | 0 | 0 | 0 | 0 | 0 | 0 | 0 | 0 | 0 | 0 | 0 | 0 | 0 | 0 | 0 | 0 | 0 | 0 | 0 | 0 | 0 | 0 | 0 | 0 | 0 | 0 | 0 | 0 | 0 | 0 | 0 | 0 | 0 | 0 | 0 | 0
Residential_CZ2 - Single Family_Existing_Miscellaneous_Natural Gas_Miscellaneous_E10_Baseline Forecast | Residential | CZ2 - Single Family | Existing | Miscellaneous | Natural Gas | Miscellaneous | E10 |  | Baseline Forecast | 0 | 0 | 0 | 0 | 0 | 0 | 0 | 0 | 0 | 0 | 0 | 0 | 0 | 0 | 0 | 0 | 0 | 0 | 0 | 0 | 0 | 0 | 0 | 0 | 0 | 0 | 0 | 0 | 0 | 0 | 0 | 0 | 0 | 0 | 0 | 0 | 0 | 0 | 0 | 0 | 0 | 0 | 0 | 0 | 0 | 0 | 0 | 0 | 0 | 0 | 0
Residential_CZ2 - Single Family_Existing_Miscellaneous_Natural Gas_Miscellaneous_Vintage_Baseline Forecast | Residential | CZ2 - Single Family | Existing | Miscellaneous | Natural Gas | Miscellaneous | Vintage | Vintage | Baseline Forecast | 37442.9472 | 37383.0385 | 36079.1181 | 33744.1771 | 30555.4145 | 26660.2502 | 22181.3282 | 18454.865 | 15354.4477 | 12774.9005 | 10628.7172 | 8843.0927 | 7357.4531 | 6121.401 | 5093.0056 | 4237.3807 | 3525.5007 | 2933.2166 | 2440.4362 | 2030.4429 | 1689.3285 | 1405.5213 | 0 | 0 | 0 | 0 | 0 | 0 | 0 | 0 | 0 | 0 | 0 | 0 | 0 | 0 | 0 | 0 | 0 | 0 | 0 | 0 | 0 | 0 | 0 | 0 | 0 | 0 | 0 | 0 | 0
Residential_CZ2 - Single Family_New_Space Heating_Natural Gas_Furnace - Direct Fuel_E1_Baseline Forecast | Residential | CZ2 - Single Family | New | Space Heating | Natural Gas | Furnace - Direct Fuel | E1 | AFUE 80% | Baseline Forecast | 0 | 259.4018 | 518.5498 | 945.2628 | 1360.3218 | 1360.3218 | 1360.3218 | 1360.3218 | 1360.3218 | 1360.3218 | 1360.3218 | 1360.3218 | 1345.0629 | 1315.4575 | 1262.4929 | 1188.2286 | 1118.3328 | 1052.5485 | 990.6339 | 932.3613 | 877.5166 | 825.8979 | 0 | 0 | 0 | 0 | 0 | 0 | 0 | 0 | 0 | 0 | 0 | 0 | 0 | 0 | 0 | 0 | 0 | 0 | 0 | 0 | 0 | 0 | 0 | 0 | 0 | 0 | 0 | 0 | 0
Residential_CZ2 - Single Family_New_Space Heating_Natural Gas_Furnace - Direct Fuel_E2_Baseline Forecast | Residential | CZ2 - Single Family | New | Space Heating | Natural Gas | Furnace - Direct Fuel | E2 | AFUE 90% | Baseline Forecast | 0 | 3.9921 | 8.1476 | 15.1584 | 23.9363 | 23.9363 | 23.9363 | 23.9363 | 23.9363 | 23.9363 | 23.9363 | 23.9363 | 23.7014 | 23.236 | 22.3855 | 21.0687 | 19.8294 | 18.6629 | 17.5651 | 16.5319 | 15.5594 | 14.6442 | 0 | 0 | 0 | 0 | 0 | 0 | 0 | 0 | 0 | 0 | 0 | 0 | 0 | 0 | 0 | 0 | 0 | 0 | 0 | 0 | 0 | 0 | 0 | 0 | 0 | 0 | 0 | 0 | 0
Residential_CZ2 - Single Family_New_Space Heating_Natural Gas_Furnace - Direct Fuel_E3_Baseline Forecast | Residential | CZ2 - Single Family | New | Space Heating | Natural Gas | Furnace - Direct Fuel | E3 | AFUE 92% | Baseline Forecast | 0 | 0.21652 | 0.43847 | 0.81071 | 1.275 | 428.4348 | 857.8809 | 1290.8903 | 1722.7774 | 2154.2645 | 2586.0956 | 3018.2935 | 3465.2616 | 3924.8936 | 4406.9823 | 4908.1053 | 5404.994 | 5896.5721 | 6383.154 | 6865.8346 | 7344.437 | 7834.8661 | 0 | 0 | 0 | 0 | 0 | 0 | 0 | 0 | 0 | 0 | 0 | 0 | 0 | 0 | 0 | 0 | 0 | 0 | 0 | 0 | 0 | 0 | 0 | 0 | 0 | 0 | 0 | 0 | 0
Residential_CZ2 - Single Family_New_Space Heating_Natural Gas_Furnace - Direct Fuel_E4_Baseline Forecast | Residential | CZ2 - Single Family | New | Space Heating | Natural Gas | Furnace - Direct Fuel | E4 | AFUE 95% | Baseline Forecast | 0 | 0.096947 | 0.19633 | 0.36301 | 0.5709 | 0.78807 | 1.0204 | 1.2686 | 1.5329 | 1.8179 | 2.1732 | 2.5566 | 2.9869 | 3.4612 | 3.9939 | 4.585 | 5.2442 | 5.9738 | 6.781 | 7.6716 | 8.6508 | 9.7549 | 0 | 0 | 0 | 0 | 0 | 0 | 0 | 0 | 0 | 0 | 0 | 0 | 0 | 0 | 0 | 0 | 0 | 0 | 0 | 0 | 0 | 0 | 0 | 0 | 0 | 0 | 0 | 0 | 0
Residential_CZ2 - Single Family_New_Space Heating_Natural Gas_Furnace - Direct Fuel_E5_Baseline Forecast | Residential | CZ2 - Single Family | New | Space Heating | Natural Gas | Furnace - Direct Fuel | E5 | AFUE 98% | Baseline Forecast | 0 | 0.064632 | 0.13089 | 0.242 | 0.3806 | 0.52538 | 0.68025 | 0.84575 | 1.0219 | 1.2119 | 1.4488 | 1.7044 | 1.9913 | 2.3075 | 2.6626 | 3.0567 | 3.4961 | 3.9826 | 4.5207 | 5.1144 | 5.7672 | 6.5032 | 0 | 0 | 0 | 0 | 0 | 0 | 0 | 0 | 0 | 0 | 0 | 0 | 0 | 0 | 0 | 0 | 0 | 0 | 0 | 0 | 0 | 0 | 0 | 0 | 0 | 0 | 0 | 0 | 0
Residential_CZ2 - Single Family_New_Space Heating_Natural Gas_Furnace - Direct Fuel_E6_Baseline Forecast | Residential | CZ2 - Single Family | New | Space Heating | Natural Gas | Furnace - Direct Fuel | E6 | Convert to NG Heat Pump | Baseline Forecast | 0 | 0 | 0 | 0 | 0 | 0 | 0 | 0 | 0 | 0 | 0 | 0 | 0 | 0 | 0 | 0 | 0 | 0 | 0 | 0 | 0 | 0 | 0 | 0 | 0 | 0 | 0 | 0 | 0 | 0 | 0 | 0 | 0 | 0 | 0 | 0 | 0 | 0 | 0 | 0 | 0 | 0 | 0 | 0 | 0 | 0 | 0 | 0 | 0 | 0 | 0
Residential_CZ2 - Single Family_New_Space Heating_Natural Gas_Furnace - Direct Fuel_E7_Baseline Forecast | Residential | CZ2 - Single Family | New | Space Heating | Natural Gas | Furnace - Direct Fuel | E7 |  | Baseline Forecast | 0 | 0 | 0 | 0 | 0 | 0 | 0 | 0 | 0 | 0 | 0 | 0 | 0 | 0 | 0 | 0 | 0 | 0 | 0 | 0 | 0 | 0 | 0 | 0 | 0 | 0 | 0 | 0 | 0 | 0 | 0 | 0 | 0 | 0 | 0 | 0 | 0 | 0 | 0 | 0 | 0 | 0 | 0 | 0 | 0 | 0 | 0 | 0 | 0 | 0 | 0
Residential_CZ2 - Single Family_New_Space Heating_Natural Gas_Furnace - Direct Fuel_E8_Baseline Forecast | Residential | CZ2 - Single Family | New | Space Heating | Natural Gas | Furnace - Direct Fuel | E8 |  | Baseline Forecast | 0 | 0 | 0 | 0 | 0 | 0 | 0 | 0 | 0 | 0 | 0 | 0 | 0 | 0 | 0 | 0 | 0 | 0 | 0 | 0 | 0 | 0 | 0 | 0 | 0 | 0 | 0 | 0 | 0 | 0 | 0 | 0 | 0 | 0 | 0 | 0 | 0 | 0 | 0 | 0 | 0 | 0 | 0 | 0 | 0 | 0 | 0 | 0 | 0 | 0 | 0
Residential_CZ2 - Single Family_New_Space Heating_Natural Gas_Furnace - Direct Fuel_E9_Baseline Forecast | Residential | CZ2 - Single Family | New | Space Heating | Natural Gas | Furnace - Direct Fuel | E9 |  | Baseline Forecast | 0 | 0 | 0 | 0 | 0 | 0 | 0 | 0 | 0 | 0 | 0 | 0 | 0 | 0 | 0 | 0 | 0 | 0 | 0 | 0 | 0 | 0 | 0 | 0 | 0 | 0 | 0 | 0 | 0 | 0 | 0 | 0 | 0 | 0 | 0 | 0 | 0 | 0 | 0 | 0 | 0 | 0 | 0 | 0 | 0 | 0 | 0 | 0 | 0 | 0 | 0
Residential_CZ2 - Single Family_New_Space Heating_Natural Gas_Furnace - Direct Fuel_E10_Baseline Forecast | Residential | CZ2 - Single Family | New | Space Heating | Natural Gas | Furnace - Direct Fuel | E10 |  | Baseline Forecast | 0 | 0 | 0 | 0 | 0 | 0 | 0 | 0 | 0 | 0 | 0 | 0 | 0 | 0 | 0 | 0 | 0 | 0 | 0 | 0 | 0 | 0 | 0 | 0 | 0 | 0 | 0 | 0 | 0 | 0 | 0 | 0 | 0 | 0 | 0 | 0 | 0 | 0 | 0 | 0 | 0 | 0 | 0 | 0 | 0 | 0 | 0 | 0 | 0 | 0 | 0
Residential_CZ2 - Single Family_New_Space Heating_Natural Gas_Furnace - Direct Fuel_Vintage_Baseline Forecast | Residential | CZ2 - Single Family | New | Space Heating | Natural Gas | Furnace - Direct Fuel | Vintage | Vintage | Baseline Forecast | 0 | 0 | 0 | 0 | 0 | 0 | 0 | 0 | 0 | 0 | 0 | 0 | 0 | 0 | 0 | 0 | 0 | 0 | 0 | 0 | 0 | 0 | 0 | 0 | 0 | 0 | 0 | 0 | 0 | 0 | 0 | 0 | 0 | 0 | 0 | 0 | 0 | 0 | 0 | 0 | 0 | 0 | 0 | 0 | 0 | 0 | 0 | 0 | 0 | 0 | 0
Residential_CZ2 - Single Family_New_Space Heating_Natural Gas_Boiler - Direct Fuel_E1_Baseline Forecast | Residential | CZ2 - Single Family | New | Space Heating | Natural Gas | Boiler - Direct Fuel | E1 | AFUE 82% | Baseline Forecast | 0 | 0 | 0 | 0 | 0 | 0 | 0 | 0 | 0 | 0 | 0 | 0 | 0 | 0 | 0 | 0 | 0 | 0 | 0 | 0 | 0 | 0 | 0 | 0 | 0 | 0 | 0 | 0 | 0 | 0 | 0 | 0 | 0 | 0 | 0 | 0 | 0 | 0 | 0 | 0 | 0 | 0 | 0 | 0 | 0 | 0 | 0 | 0 | 0 | 0 | 0
Residential_CZ2 - Single Family_New_Space Heating_Natural Gas_Boiler - Direct Fuel_E2_Baseline Forecast | Residential | CZ2 - Single Family | New | Space Heating | Natural Gas | Boiler - Direct Fuel | E2 | AFUE 84% | Baseline Forecast | 0 | 0 | 4.3923 | 11.6271 | 18.673 | 25.7401 | 32.8461 | 40.0088 | 47.1214 | 54.2256 | 61.3126 | 68.3852 | 75.4256 | 82.3958 | 89.3113 | 96.1538 | 102.9403 | 109.636 | 116.2719 | 122.8619 | 129.3929 | 136.0849 | 0 | 0 | 0 | 0 | 0 | 0 | 0 | 0 | 0 | 0 | 0 | 0 | 0 | 0 | 0 | 0 | 0 | 0 | 0 | 0 | 0 | 0 | 0 | 0 | 0 | 0 | 0 | 0 | 0
Residential_CZ2 - Single Family_New_Space Heating_Natural Gas_Boiler - Direct Fuel_E3_Baseline Forecast | Residential | CZ2 - Single Family | New | Space Heating | Natural Gas | Boiler - Direct Fuel | E3 | AFUE 85% | Baseline Forecast | 0 | 0.030949 | 0.070165 | 0.13499 | 0.21186 | 0.30246 | 0.39323 | 0.48608 | 0.59467 | 0.70439 | 0.82658 | 0.95952 | 1.1031 | 1.2661 | 1.4464 | 1.6409 | 1.8661 | 2.1127 | 2.3808 | 2.6708 | 2.9859 | 3.3496 | 0 | 0 | 0 | 0 | 0 | 0 | 0 | 0 | 0 | 0 | 0 | 0 | 0 | 0 | 0 | 0 | 0 | 0 | 0 | 0 | 0 | 0 | 0 | 0 | 0 | 0 | 0 | 0 | 0
Residential_CZ2 - Single Family_New_Space Heating_Natural Gas_Boiler - Direct Fuel_E4_Baseline Forecast | Residential | CZ2 - Single Family | New | Space Heating | Natural Gas | Boiler - Direct Fuel | E4 | AFUE 90% | Baseline Forecast | 0 | 0.030949 | 0.070165 | 0.13499 | 0.21186 | 0.30246 | 0.39323 | 0.48608 | 0.59467 | 0.70439 | 0.82658 | 0.95952 | 1.1031 | 1.2661 | 1.4464 | 1.6409 | 1.8661 | 2.1127 | 2.3808 | 2.6708 | 2.9859 | 3.3496 | 0 | 0 | 0 | 0 | 0 | 0 | 0 | 0 | 0 | 0 | 0 | 0 | 0 | 0 | 0 | 0 | 0 | 0 | 0 | 0 | 0 | 0 | 0 | 0 | 0 | 0 | 0 | 0 | 0
Residential_CZ2 - Single Family_New_Space Heating_Natural Gas_Boiler - Direct Fuel_E5_Baseline Forecast | Residential | CZ2 - Single Family | New | Space Heating | Natural Gas | Boiler - Direct Fuel | E5 | AFUE 95% | Baseline Forecast | 0 | 0 | 0 | 0 | 0 | 0 | 0 | 0 | 0 | 0 | 0 | 0 | 0 | 0 | 0 | 0 | 0 | 0.020787 | 0.042283 | 0.064494 | 0.087546 | 0.11173 | 0 | 0 | 0 | 0 | 0 | 0 | 0 | 0 | 0 | 0 | 0 | 0 | 0 | 0 | 0 | 0 | 0 | 0 | 0 | 0 | 0 | 0 | 0 | 0 | 0 | 0 | 0 | 0 | 0
Residential_CZ2 - Single Family_New_Space Heating_Natural Gas_Boiler - Direct Fuel_E6_Baseline Forecast | Residential | CZ2 - Single Family | New | Space Heating | Natural Gas | Boiler - Direct Fuel | E6 | AFUE 96% | Baseline Forecast | 0 | 0 | 0 | 0 | 0 | 0 | 0 | 0 | 0 | 0 | 0 | 0 | 0 | 0 | 0 | 0 | 0 | 0.010238 | 0.020826 | 0.031766 | 0.04312 | 0.055031 | 0 | 0 | 0 | 0 | 0 | 0 | 0 | 0 | 0 | 0 | 0 | 0 | 0 | 0 | 0 | 0 | 0 | 0 | 0 | 0 | 0 | 0 | 0 | 0 | 0 | 0 | 0 | 0 | 0
Residential_CZ2 - Single Family_New_Space Heating_Natural Gas_Boiler - Direct Fuel_E7_Baseline Forecast | Residential | CZ2 - Single Family | New | Space Heating | Natural Gas | Boiler - Direct Fuel | E7 | Convert to NG Heat Pump | Baseline Forecast | 0 | 0 | 0 | 0 | 0 | 0 | 0 | 0 | 0 | 0 | 0 | 0 | 0 | 0 | 0 | 0 | 0 | 0 | 0 | 0 | 0 | 0 | 0 | 0 | 0 | 0 | 0 | 0 | 0 | 0 | 0 | 0 | 0 | 0 | 0 | 0 | 0 | 0 | 0 | 0 | 0 | 0 | 0 | 0 | 0 | 0 | 0 | 0 | 0 | 0 | 0
Residential_CZ2 - Single Family_New_Space Heating_Natural Gas_Boiler - Direct Fuel_E8_Baseline Forecast | Residential | CZ2 - Single Family | New | Space Heating | Natural Gas | Boiler - Direct Fuel | E8 |  | Baseline Forecast | 0 | 0 | 0 | 0 | 0 | 0 | 0 | 0 | 0 | 0 | 0 | 0 | 0 | 0 | 0 | 0 | 0 | 0 | 0 | 0 | 0 | 0 | 0 | 0 | 0 | 0 | 0 | 0 | 0 | 0 | 0 | 0 | 0 | 0 | 0 | 0 | 0 | 0 | 0 | 0 | 0 | 0 | 0 | 0 | 0 | 0 | 0 | 0 | 0 | 0 | 0
Residential_CZ2 - Single Family_New_Space Heating_Natural Gas_Boiler - Direct Fuel_E9_Baseline Forecast | Residential | CZ2 - Single Family | New | Space Heating | Natural Gas | Boiler - Direct Fuel | E9 |  | Baseline Forecast | 0 | 0 | 0 | 0 | 0 | 0 | 0 | 0 | 0 | 0 | 0 | 0 | 0 | 0 | 0 | 0 | 0 | 0 | 0 | 0 | 0 | 0 | 0 | 0 | 0 | 0 | 0 | 0 | 0 | 0 | 0 | 0 | 0 | 0 | 0 | 0 | 0 | 0 | 0 | 0 | 0 | 0 | 0 | 0 | 0 | 0 | 0 | 0 | 0 | 0 | 0
Residential_CZ2 - Single Family_New_Space Heating_Natural Gas_Boiler - Direct Fuel_E10_Baseline Forecast | Residential | CZ2 - Single Family | New | Space Heating | Natural Gas | Boiler - Direct Fuel | E10 |  | Baseline Forecast | 0 | 0 | 0 | 0 | 0 | 0 | 0 | 0 | 0 | 0 | 0 | 0 | 0 | 0 | 0 | 0 | 0 | 0 | 0 | 0 | 0 | 0 | 0 | 0 | 0 | 0 | 0 | 0 | 0 | 0 | 0 | 0 | 0 | 0 | 0 | 0 | 0 | 0 | 0 | 0 | 0 | 0 | 0 | 0 | 0 | 0 | 0 | 0 | 0 | 0 | 0
Residential_CZ2 - Single Family_New_Space Heating_Natural Gas_Boiler - Direct Fuel_Vintage_Baseline Forecast | Residential | CZ2 - Single Family | New | Space Heating | Natural Gas | Boiler - Direct Fuel | Vintage | Vintage | Baseline Forecast | 0 | 0 | 0 | 0 | 0 | 0 | 0 | 0 | 0 | 0 | 0 | 0 | 0 | 0 | 0 | 0 | 0 | 0 | 0 | 0 | 0 | 0 | 0 | 0 | 0 | 0 | 0 | 0 | 0 | 0 | 0 | 0 | 0 | 0 | 0 | 0 | 0 | 0 | 0 | 0 | 0 | 0 | 0 | 0 | 0 | 0 | 0 | 0 | 0 | 0 | 0
Residential_CZ2 - Single Family_New_Secondary Heating_Natural Gas_Fireplace_E1_Baseline Forecast | Residential | CZ2 - Single Family | New | Secondary Heating | Natural Gas | Fireplace | E1 | Baseline (50% to 60% FE Rating) | Baseline Forecast | 0 | 195.7434 | 391.4269 | 713.773 | 1028.9012 | 1346.1623 | 1665.1388 | 1986.7793 | 2307.6068 | 2628.163 | 2949.0615 | 3270.267 | 3590.9935 | 3910.3547 | 4228.8326 | 4545.3556 | 4862.1198 | 5178.1355 | 5493.462 | 5808.7472 | 6123.7044 | 6450.0291 | 0 | 0 | 0 | 0 | 0 | 0 | 0 | 0 | 0 | 0 | 0 | 0 | 0 | 0 | 0 | 0 | 0 | 0 | 0 | 0 | 0 | 0 | 0 | 0 | 0 | 0 | 0 | 0 | 0
Residential_CZ2 - Single Family_New_Secondary Heating_Natural Gas_Fireplace_E2_Baseline Forecast | Residential | CZ2 - Single Family | New | Secondary Heating | Natural Gas | Fireplace | E2 | Tier 1 (70% FE Rating) | Baseline Forecast | 0 | 0 | 0 | 0 | 0 | 0 | 0 | 0 | 0 | 0 | 0 | 0 | 0 | 0 | 0 | 0 | 0 | 0 | 0 | 0 | 0 | 0 | 0 | 0 | 0 | 0 | 0 | 0 | 0 | 0 | 0 | 0 | 0 | 0 | 0 | 0 | 0 | 0 | 0 | 0 | 0 | 0 | 0 | 0 | 0 | 0 | 0 | 0 | 0 | 0 | 0
Residential_CZ2 - Single Family_New_Secondary Heating_Natural Gas_Fireplace_E3_Baseline Forecast | Residential | CZ2 - Single Family | New | Secondary Heating | Natural Gas | Fireplace | E3 | Tier 2 (77%+ FE Rating) | Baseline Forecast | 0 | 0 | 0 | 0 | 0 | 0 | 0 | 0 | 0 | 0 | 0 | 0 | 0 | 0 | 0 | 0 | 0 | 0 | 0 | 0 | 0 | 0 | 0 | 0 | 0 | 0 | 0 | 0 | 0 | 0 | 0 | 0 | 0 | 0 | 0 | 0 | 0 | 0 | 0 | 0 | 0 | 0 | 0 | 0 | 0 | 0 | 0 | 0 | 0 | 0 | 0
Residential_CZ2 - Single Family_New_Secondary Heating_Natural Gas_Fireplace_E4_Baseline Forecast | Residential | CZ2 - Single Family | New | Secondary Heating | Natural Gas | Fireplace | E4 |  | Baseline Forecast | 0 | 0 | 0 | 0 | 0 | 0 | 0 | 0 | 0 | 0 | 0 | 0 | 0 | 0 | 0 | 0 | 0 | 0 | 0 | 0 | 0 | 0 | 0 | 0 | 0 | 0 | 0 | 0 | 0 | 0 | 0 | 0 | 0 | 0 | 0 | 0 | 0 | 0 | 0 | 0 | 0 | 0 | 0 | 0 | 0 | 0 | 0 | 0 | 0 | 0 | 0
Residential_CZ2 - Single Family_New_Secondary Heating_Natural Gas_Fireplace_E5_Baseline Forecast | Residential | CZ2 - Single Family | New | Secondary Heating | Natural Gas | Fireplace | E5 |  | Baseline Forecast | 0 | 0 | 0 | 0 | 0 | 0 | 0 | 0 | 0 | 0 | 0 | 0 | 0 | 0 | 0 | 0 | 0 | 0 | 0 | 0 | 0 | 0 | 0 | 0 | 0 | 0 | 0 | 0 | 0 | 0 | 0 | 0 | 0 | 0 | 0 | 0 | 0 | 0 | 0 | 0 | 0 | 0 | 0 | 0 | 0 | 0 | 0 | 0 | 0 | 0 | 0
Residential_CZ2 - Single Family_New_Secondary Heating_Natural Gas_Fireplace_E6_Baseline Forecast | Residential | CZ2 - Single Family | New | Secondary Heating | Natural Gas | Fireplace | E6 |  | Baseline Forecast | 0 | 0 | 0 | 0 | 0 | 0 | 0 | 0 | 0 | 0 | 0 | 0 | 0 | 0 | 0 | 0 | 0 | 0 | 0 | 0 | 0 | 0 | 0 | 0 | 0 | 0 | 0 | 0 | 0 | 0 | 0 | 0 | 0 | 0 | 0 | 0 | 0 | 0 | 0 | 0 | 0 | 0 | 0 | 0 | 0 | 0 | 0 | 0 | 0 | 0 | 0
Residential_CZ2 - Single Family_New_Secondary Heating_Natural Gas_Fireplace_E7_Baseline Forecast | Residential | CZ2 - Single Family | New | Secondary Heating | Natural Gas | Fireplace | E7 |  | Baseline Forecast | 0 | 0 | 0 | 0 | 0 | 0 | 0 | 0 | 0 | 0 | 0 | 0 | 0 | 0 | 0 | 0 | 0 | 0 | 0 | 0 | 0 | 0 | 0 | 0 | 0 | 0 | 0 | 0 | 0 | 0 | 0 | 0 | 0 | 0 | 0 | 0 | 0 | 0 | 0 | 0 | 0 | 0 | 0 | 0 | 0 | 0 | 0 | 0 | 0 | 0 | 0
Residential_CZ2 - Single Family_New_Secondary Heating_Natural Gas_Fireplace_E8_Baseline Forecast | Residential | CZ2 - Single Family | New | Secondary Heating | Natural Gas | Fireplace | E8 |  | Baseline Forecast | 0 | 0 | 0 | 0 | 0 | 0 | 0 | 0 | 0 | 0 | 0 | 0 | 0 | 0 | 0 | 0 | 0 | 0 | 0 | 0 | 0 | 0 | 0 | 0 | 0 | 0 | 0 | 0 | 0 | 0 | 0 | 0 | 0 | 0 | 0 | 0 | 0 | 0 | 0 | 0 | 0 | 0 | 0 | 0 | 0 | 0 | 0 | 0 | 0 | 0 | 0
Residential_CZ2 - Single Family_New_Secondary Heating_Natural Gas_Fireplace_E9_Baseline Forecast | Residential | CZ2 - Single Family | New | Secondary Heating | Natural Gas | Fireplace | E9 |  | Baseline Forecast | 0 | 0 | 0 | 0 | 0 | 0 | 0 | 0 | 0 | 0 | 0 | 0 | 0 | 0 | 0 | 0 | 0 | 0 | 0 | 0 | 0 | 0 | 0 | 0 | 0 | 0 | 0 | 0 | 0 | 0 | 0 | 0 | 0 | 0 | 0 | 0 | 0 | 0 | 0 | 0 | 0 | 0 | 0 | 0 | 0 | 0 | 0 | 0 | 0 | 0 | 0
Residential_CZ2 - Single Family_New_Secondary Heating_Natural Gas_Fireplace_E10_Baseline Forecast | Residential | CZ2 - Single Family | New | Secondary Heating | Natural Gas | Fireplace | E10 |  | Baseline Forecast | 0 | 0 | 0 | 0 | 0 | 0 | 0 | 0 | 0 | 0 | 0 | 0 | 0 | 0 | 0 | 0 | 0 | 0 | 0 | 0 | 0 | 0 | 0 | 0 | 0 | 0 | 0 | 0 | 0 | 0 | 0 | 0 | 0 | 0 | 0 | 0 | 0 | 0 | 0 | 0 | 0 | 0 | 0 | 0 | 0 | 0 | 0 | 0 | 0 | 0 | 0
Residential_CZ2 - Single Family_New_Secondary Heating_Natural Gas_Fireplace_Vintage_Baseline Forecast | Residential | CZ2 - Single Family | New | Secondary Heating | Natural Gas | Fireplace | Vintage | Vintage | Baseline Forecast | 0 | 0 | 0 | 0 | 0 | 0 | 0 | 0 | 0 | 0 | 0 | 0 | 0 | 0 | 0 | 0 | 0 | 0 | 0 | 0 | 0 | 0 | 0 | 0 | 0 | 0 | 0 | 0 | 0 | 0 | 0 | 0 | 0 | 0 | 0 | 0 | 0 | 0 | 0 | 0 | 0 | 0 | 0 | 0 | 0 | 0 | 0 | 0 | 0 | 0 | 0
Residential_CZ2 - Single Family_New_Water Heating_Natural Gas_Water Heater <= 55 gal._E1_Baseline Forecast | Residential | CZ2 - Single Family | New | Water Heating | Natural Gas | Water Heater <= 55 gal. | E1 | Baseline (UEF 0.58) | Baseline Forecast | 0 | 31.9162 | 64.4603 | 118.8459 | 172.5389 | 227.158 | 281.383 | 335.6557 | 389.6517 | 443.3463 | 492.109 | 540.7951 | 588.3455 | 635.0113 | 680.5056 | 724.7689 | 768.1344 | 810.6298 | 852.3984 | 892.7433 | 932.575 | 973.4314 | 0 | 0 | 0 | 0 | 0 | 0 | 0 | 0 | 0 | 0 | 0 | 0 | 0 | 0 | 0 | 0 | 0 | 0 | 0 | 0 | 0 | 0 | 0 | 0 | 0 | 0 | 0 | 0 | 0
Residential_CZ2 - Single Family_New_Water Heating_Natural Gas_Water Heater <= 55 gal._E2_Baseline Forecast | Residential | CZ2 - Single Family | New | Water Heating | Natural Gas | Water Heater <= 55 gal. | E2 | ENERGY STAR (UEF 0.64) | Baseline Forecast | 0 | 188.2649 | 375.8359 | 684.0408 | 984.821 | 1287.073 | 1591.6483 | 1899.1715 | 2206.0576 | 2512.9413 | 2825.1405 | 3137.7622 | 3450.9808 | 3763.548 | 4076.2952 | 4388.0715 | 4701.0168 | 5013.9901 | 5326.9179 | 5641.225 | 5955.6757 | 6281.8831 | 0 | 0 | 0 | 0 | 0 | 0 | 0 | 0 | 0 | 0 | 0 | 0 | 0 | 0 | 0 | 0 | 0 | 0 | 0 | 0 | 0 | 0 | 0 | 0 | 0 | 0 | 0 | 0 | 0
Residential_CZ2 - Single Family_New_Water Heating_Natural Gas_Water Heater <= 55 gal._E3_Baseline Forecast | Residential | CZ2 - Single Family | New | Water Heating | Natural Gas | Water Heater <= 55 gal. | E3 | Condensing (UEF 0.81) | Baseline Forecast | 0 | 9.1743 | 18.3444 | 33.4513 | 48.2183 | 63.0867 | 78.0355 | 93.1105 | 108.1465 | 123.1685 | 138.2079 | 153.2612 | 168.292 | 183.259 | 198.1827 | 213.0176 | 227.864 | 242.6753 | 257.4514 | 272.2237 | 286.9811 | 302.2765 | 0 | 0 | 0 | 0 | 0 | 0 | 0 | 0 | 0 | 0 | 0 | 0 | 0 | 0 | 0 | 0 | 0 | 0 | 0 | 0 | 0 | 0 | 0 | 0 | 0 | 0 | 0 | 0 | 0
Residential_CZ2 - Single Family_New_Water Heating_Natural Gas_Water Heater <= 55 gal._E4_Baseline Forecast | Residential | CZ2 - Single Family | New | Water Heating | Natural Gas | Water Heater <= 55 gal. | E4 | Instantaneous - ENERGY STAR (UEF 0.87) | Baseline Forecast | 0 | 0 | 0 | 0 | 0 | 0 | 0 | 0 | 0 | 0 | 0 | 0 | 0 | 0 | 0 | 0 | 0 | 0 | 0 | 0 | 0 | 0 | 0 | 0 | 0 | 0 | 0 | 0 | 0 | 0 | 0 | 0 | 0 | 0 | 0 | 0 | 0 | 0 | 0 | 0 | 0 | 0 | 0 | 0 | 0 | 0 | 0 | 0 | 0 | 0 | 0
Residential_CZ2 - Single Family_New_Water Heating_Natural Gas_Water Heater <= 55 gal._E5_Baseline Forecast | Residential | CZ2 - Single Family | New | Water Heating | Natural Gas | Water Heater <= 55 gal. | E5 | Instantaneous - Condensing (UEF 0.92) | Baseline Forecast | 0 | 0 | 0 | 0 | 0 | 0 | 0 | 0 | 0 | 0 | 0 | 0 | 0 | 0 | 0 | 0 | 0 | 0 | 0 | 0 | 0 | 0 | 0 | 0 | 0 | 0 | 0 | 0 | 0 | 0 | 0 | 0 | 0 | 0 | 0 | 0 | 0 | 0 | 0 | 0 | 0 | 0 | 0 | 0 | 0 | 0 | 0 | 0 | 0 | 0 | 0
Residential_CZ2 - Single Family_New_Water Heating_Natural Gas_Water Heater <= 55 gal._E6_Baseline Forecast | Residential | CZ2 - Single Family | New | Water Heating | Natural Gas | Water Heater <= 55 gal. | E6 | NEEA Gas-Fired Absorption HPWH (EF 1.2) | Baseline Forecast | 0 | 0 | 0 | 0 | 0 | 0 | 0 | 0 | 0 | 0 | 0 | 0 | 0 | 0 | 0 | 0 | 0 | 0 | 0 | 0 | 0 | 0 | 0 | 0 | 0 | 0 | 0 | 0 | 0 | 0 | 0 | 0 | 0 | 0 | 0 | 0 | 0 | 0 | 0 | 0 | 0 | 0 | 0 | 0 | 0 | 0 | 0 | 0 | 0 | 0 | 0
Residential_CZ2 - Single Family_New_Water Heating_Natural Gas_Water Heater <= 55 gal._E7_Baseline Forecast | Residential | CZ2 - Single Family | New | Water Heating | Natural Gas | Water Heater <= 55 gal. | E7 | NEEA Gas-Fired Absorption HPWH (EF 1.7) | Baseline Forecast | 0 | 0 | 0 | 0 | 0 | 0 | 0 | 0 | 0 | 0 | 0 | 0 | 0 | 0 | 0 | 0 | 0 | 0 | 0 | 0 | 0 | 0 | 0 | 0 | 0 | 0 | 0 | 0 | 0 | 0 | 0 | 0 | 0 | 0 | 0 | 0 | 0 | 0 | 0 | 0 | 0 | 0 | 0 | 0 | 0 | 0 | 0 | 0 | 0 | 0 | 0
Residential_CZ2 - Single Family_New_Water Heating_Natural Gas_Water Heater <= 55 gal._E8_Baseline Forecast | Residential | CZ2 - Single Family | New | Water Heating | Natural Gas | Water Heater <= 55 gal. | E8 |  | Baseline Forecast | 0 | 0 | 0 | 0 | 0 | 0 | 0 | 0 | 0 | 0 | 0 | 0 | 0 | 0 | 0 | 0 | 0 | 0 | 0 | 0 | 0 | 0 | 0 | 0 | 0 | 0 | 0 | 0 | 0 | 0 | 0 | 0 | 0 | 0 | 0 | 0 | 0 | 0 | 0 | 0 | 0 | 0 | 0 | 0 | 0 | 0 | 0 | 0 | 0 | 0 | 0
Residential_CZ2 - Single Family_New_Water Heating_Natural Gas_Water Heater <= 55 gal._E9_Baseline Forecast | Residential | CZ2 - Single Family | New | Water Heating | Natural Gas | Water Heater <= 55 gal. | E9 |  | Baseline Forecast | 0 | 0 | 0 | 0 | 0 | 0 | 0 | 0 | 0 | 0 | 0 | 0 | 0 | 0 | 0 | 0 | 0 | 0 | 0 | 0 | 0 | 0 | 0 | 0 | 0 | 0 | 0 | 0 | 0 | 0 | 0 | 0 | 0 | 0 | 0 | 0 | 0 | 0 | 0 | 0 | 0 | 0 | 0 | 0 | 0 | 0 | 0 | 0 | 0 | 0 | 0
Residential_CZ2 - Single Family_New_Water Heating_Natural Gas_Water Heater <= 55 gal._E10_Baseline Forecast | Residential | CZ2 - Single Family | New | Water Heating | Natural Gas | Water Heater <= 55 gal. | E10 |  | Baseline Forecast | 0 | 0 | 0 | 0 | 0 | 0 | 0 | 0 | 0 | 0 | 0 | 0 | 0 | 0 | 0 | 0 | 0 | 0 | 0 | 0 | 0 | 0 | 0 | 0 | 0 | 0 | 0 | 0 | 0 | 0 | 0 | 0 | 0 | 0 | 0 | 0 | 0 | 0 | 0 | 0 | 0 | 0 | 0 | 0 | 0 | 0 | 0 | 0 | 0 | 0 | 0
Residential_CZ2 - Single Family_New_Water Heating_Natural Gas_Water Heater <= 55 gal._Vintage_Baseline Forecast | Residential | CZ2 - Single Family | New | Water Heating | Natural Gas | Water Heater <= 55 gal. | Vintage | Vintage | Baseline Forecast | 0 | 0 | 0 | 0 | 0 | 0 | 0 | 0 | 0 | 0 | 0 | 0 | 0 | 0 | 0 | 0 | 0 | 0 | 0 | 0 | 0 | 0 | 0 | 0 | 0 | 0 | 0 | 0 | 0 | 0 | 0 | 0 | 0 | 0 | 0 | 0 | 0 | 0 | 0 | 0 | 0 | 0 | 0 | 0 | 0 | 0 | 0 | 0 | 0 | 0 | 0
Residential_CZ2 - Single Family_New_Water Heating_Natural Gas_Water Heater > 55 gal._E1_Baseline Forecast | Residential | CZ2 - Single Family | New | Water Heating | Natural Gas | Water Heater > 55 gal. | E1 | Standard (UEF 0.77) | Baseline Forecast | 0 | 4.6132 | 13.1794 | 28.1496 | 48.2468 | 72.6828 | 100.1394 | 130.193 | 162.4578 | 196.4338 | 228.6653 | 262.397 | 296.3756 | 330.3771 | 363.6877 | 395.9285 | 426.9329 | 456.7195 | 485.4017 | 512.0128 | 537.2232 | 561.3918 | 0 | 0 | 0 | 0 | 0 | 0 | 0 | 0 | 0 | 0 | 0 | 0 | 0 | 0 | 0 | 0 | 0 | 0 | 0 | 0 | 0 | 0 | 0 | 0 | 0 | 0 | 0 | 0 | 0
Residential_CZ2 - Single Family_New_Water Heating_Natural Gas_Water Heater > 55 gal._E2_Baseline Forecast | Residential | CZ2 - Single Family | New | Water Heating | Natural Gas | Water Heater > 55 gal. | E2 | ENERGY STAR (3.2) - UEF 0.78 | Baseline Forecast | 0 | 27.2117 | 49.3725 | 84.8362 | 112.5815 | 135.2246 | 154.2202 | 170.2915 | 183.3771 | 194.1848 | 206.3595 | 216.5973 | 226.0744 | 234.8824 | 243.8112 | 253.0394 | 263.0688 | 273.6857 | 284.9467 | 297.9695 | 312.182 | 329.1935 | 0 | 0 | 0 | 0 | 0 | 0 | 0 | 0 | 0 | 0 | 0 | 0 | 0 | 0 | 0 | 0 | 0 | 0 | 0 | 0 | 0 | 0 | 0 | 0 | 0 | 0 | 0 | 0 | 0
Residential_CZ2 - Single Family_New_Water Heating_Natural Gas_Water Heater > 55 gal._E3_Baseline Forecast | Residential | CZ2 - Single Family | New | Water Heating | Natural Gas | Water Heater > 55 gal. | E3 | Condensing (UEF 0.82) | Baseline Forecast | 0 | 1.326 | 3.7398 | 7.8981 | 13.4254 | 20.0773 | 27.6466 | 35.9944 | 44.9791 | 54.4844 | 64.4252 | 74.8548 | 85.717 | 96.9942 | 108.6919 | 120.8289 | 133.442 | 146.5586 | 160.0187 | 173.7813 | 187.6992 | 201.7852 | 0 | 0 | 0 | 0 | 0 | 0 | 0 | 0 | 0 | 0 | 0 | 0 | 0 | 0 | 0 | 0 | 0 | 0 | 0 | 0 | 0 | 0 | 0 | 0 | 0 | 0 | 0 | 0 | 0
Residential_CZ2 - Single Family_New_Water Heating_Natural Gas_Water Heater > 55 gal._E4_Baseline Forecast | Residential | CZ2 - Single Family | New | Water Heating | Natural Gas | Water Heater > 55 gal. | E4 | Instantaneous - ENERGY STAR (UEF 0.87) | Baseline Forecast | 0 | 0 | 0 | 0 | 0 | 0 | 0 | 0 | 0 | 0 | 0 | 0 | 0 | 0 | 0 | 0 | 0 | 0 | 0 | 0 | 0 | 0 | 0 | 0 | 0 | 0 | 0 | 0 | 0 | 0 | 0 | 0 | 0 | 0 | 0 | 0 | 0 | 0 | 0 | 0 | 0 | 0 | 0 | 0 | 0 | 0 | 0 | 0 | 0 | 0 | 0
Residential_CZ2 - Single Family_New_Water Heating_Natural Gas_Water Heater > 55 gal._E5_Baseline Forecast | Residential | CZ2 - Single Family | New | Water Heating | Natural Gas | Water Heater > 55 gal. | E5 | Instantaneous - Condensing (UEF 0.92) | Baseline Forecast | 0 | 0 | 0 | 0 | 0 | 0 | 0 | 0 | 0 | 0 | 0 | 0 | 0 | 0 | 0 | 0 | 0 | 0 | 0 | 0 | 0 | 0 | 0 | 0 | 0 | 0 | 0 | 0 | 0 | 0 | 0 | 0 | 0 | 0 | 0 | 0 | 0 | 0 | 0 | 0 | 0 | 0 | 0 | 0 | 0 | 0 | 0 | 0 | 0 | 0 | 0
Residential_CZ2 - Single Family_New_Water Heating_Natural Gas_Water Heater > 55 gal._E6_Baseline Forecast | Residential | CZ2 - Single Family | New | Water Heating | Natural Gas | Water Heater > 55 gal. | E6 | NEEA Gas-Fired Absorption HPWH (EF 1.3) | Baseline Forecast | 0 | 0 | 0 | 0 | 0 | 0 | 0 | 0 | 0 | 0 | 0 | 0 | 0 | 0 | 0 | 0 | 0 | 0 | 0 | 0 | 0 | 0 | 0 | 0 | 0 | 0 | 0 | 0 | 0 | 0 | 0 | 0 | 0 | 0 | 0 | 0 | 0 | 0 | 0 | 0 | 0 | 0 | 0 | 0 | 0 | 0 | 0 | 0 | 0 | 0 | 0
Residential_CZ2 - Single Family_New_Water Heating_Natural Gas_Water Heater > 55 gal._E7_Baseline Forecast | Residential | CZ2 - Single Family | New | Water Heating | Natural Gas | Water Heater > 55 gal. | E7 | NEEA Gas-Fired Absorption HPWH (EF 1.7) | Baseline Forecast | 0 | 0 | 0 | 0 | 0 | 0 | 0 | 0 | 0 | 0 | 0 | 0 | 0 | 0 | 0 | 0 | 0 | 0 | 0 | 0 | 0 | 0 | 0 | 0 | 0 | 0 | 0 | 0 | 0 | 0 | 0 | 0 | 0 | 0 | 0 | 0 | 0 | 0 | 0 | 0 | 0 | 0 | 0 | 0 | 0 | 0 | 0 | 0 | 0 | 0 | 0
Residential_CZ2 - Single Family_New_Water Heating_Natural Gas_Water Heater > 55 gal._E8_Baseline Forecast | Residential | CZ2 - Single Family | New | Water Heating | Natural Gas | Water Heater > 55 gal. | E8 |  | Baseline Forecast | 0 | 0 | 0 | 0 | 0 | 0 | 0 | 0 | 0 | 0 | 0 | 0 | 0 | 0 | 0 | 0 | 0 | 0 | 0 | 0 | 0 | 0 | 0 | 0 | 0 | 0 | 0 | 0 | 0 | 0 | 0 | 0 | 0 | 0 | 0 | 0 | 0 | 0 | 0 | 0 | 0 | 0 | 0 | 0 | 0 | 0 | 0 | 0 | 0 | 0 | 0
Residential_CZ2 - Single Family_New_Water Heating_Natural Gas_Water Heater > 55 gal._E9_Baseline Forecast | Residential | CZ2 - Single Family | New | Water Heating | Natural Gas | Water Heater > 55 gal. | E9 |  | Baseline Forecast | 0 | 0 | 0 | 0 | 0 | 0 | 0 | 0 | 0 | 0 | 0 | 0 | 0 | 0 | 0 | 0 | 0 | 0 | 0 | 0 | 0 | 0 | 0 | 0 | 0 | 0 | 0 | 0 | 0 | 0 | 0 | 0 | 0 | 0 | 0 | 0 | 0 | 0 | 0 | 0 | 0 | 0 | 0 | 0 | 0 | 0 | 0 | 0 | 0 | 0 | 0
Residential_CZ2 - Single Family_New_Water Heating_Natural Gas_Water Heater > 55 gal._E10_Baseline Forecast | Residential | CZ2 - Single Family | New | Water Heating | Natural Gas | Water Heater > 55 gal. | E10 |  | Baseline Forecast | 0 | 0 | 0 | 0 | 0 | 0 | 0 | 0 | 0 | 0 | 0 | 0 | 0 | 0 | 0 | 0 | 0 | 0 | 0 | 0 | 0 | 0 | 0 | 0 | 0 | 0 | 0 | 0 | 0 | 0 | 0 | 0 | 0 | 0 | 0 | 0 | 0 | 0 | 0 | 0 | 0 | 0 | 0 | 0 | 0 | 0 | 0 | 0 | 0 | 0 | 0
Residential_CZ2 - Single Family_New_Water Heating_Natural Gas_Water Heater > 55 gal._Vintage_Baseline Forecast | Residential | CZ2 - Single Family | New | Water Heating | Natural Gas | Water Heater > 55 gal. | Vintage | Vintage | Baseline Forecast | 0 | 0 | 0 | 0 | 0 | 0 | 0 | 0 | 0 | 0 | 0 | 0 | 0 | 0 | 0 | 0 | 0 | 0 | 0 | 0 | 0 | 0 | 0 | 0 | 0 | 0 | 0 | 0 | 0 | 0 | 0 | 0 | 0 | 0 | 0 | 0 | 0 | 0 | 0 | 0 | 0 | 0 | 0 | 0 | 0 | 0 | 0 | 0 | 0 | 0 | 0
Residential_CZ2 - Single Family_New_Appliances_Natural Gas_Clothes Dryer_E1_Baseline Forecast | Residential | CZ2 - Single Family | New | Appliances | Natural Gas | Clothes Dryer | E1 | Standard | Baseline Forecast | 0 | 19.1137 | 38.2287 | 69.7263 | 100.5255 | 131.5387 | 162.7123 | 194.1418 | 225.4891 | 256.8072 | 287.4969 | 318.2719 | 348.8472 | 379.2184 | 409.4132 | 439.3438 | 469.2214 | 498.9522 | 528.5446 | 558.0771 | 587.5206 | 618.0221 | 0 | 0 | 0 | 0 | 0 | 0 | 0 | 0 | 0 | 0 | 0 | 0 | 0 | 0 | 0 | 0 | 0 | 0 | 0 | 0 | 0 | 0 | 0 | 0 | 0 | 0 | 0 | 0 | 0
Residential_CZ2 - Single Family_New_Appliances_Natural Gas_Clothes Dryer_E2_Baseline Forecast | Residential | CZ2 - Single Family | New | Appliances | Natural Gas | Clothes Dryer | E2 | NEEA/ENERGY STAR (CE >60%) | Baseline Forecast | 0 | 15.2881 | 30.5642 | 55.7187 | 80.3031 | 105.0483 | 129.9346 | 155.0332 | 180.0711 | 205.0904 | 230.7984 | 256.4751 | 282.2672 | 308.0236 | 333.801 | 359.499 | 385.2925 | 411.1012 | 436.9272 | 462.8059 | 488.7159 | 515.5657 | 0 | 0 | 0 | 0 | 0 | 0 | 0 | 0 | 0 | 0 | 0 | 0 | 0 | 0 | 0 | 0 | 0 | 0 | 0 | 0 | 0 | 0 | 0 | 0 | 0 | 0 | 0 | 0 | 0
Residential_CZ2 - Single Family_New_Appliances_Natural Gas_Clothes Dryer_E3_Baseline Forecast | Residential | CZ2 - Single Family | New | Appliances | Natural Gas | Clothes Dryer | E3 |  | Baseline Forecast | 0 | 0 | 0 | 0 | 0 | 0 | 0 | 0 | 0 | 0 | 0 | 0 | 0 | 0 | 0 | 0 | 0 | 0 | 0 | 0 | 0 | 0 | 0 | 0 | 0 | 0 | 0 | 0 | 0 | 0 | 0 | 0 | 0 | 0 | 0 | 0 | 0 | 0 | 0 | 0 | 0 | 0 | 0 | 0 | 0 | 0 | 0 | 0 | 0 | 0 | 0
Residential_CZ2 - Single Family_New_Appliances_Natural Gas_Clothes Dryer_E4_Baseline Forecast | Residential | CZ2 - Single Family | New | Appliances | Natural Gas | Clothes Dryer | E4 |  | Baseline Forecast | 0 | 0 | 0 | 0 | 0 | 0 | 0 | 0 | 0 | 0 | 0 | 0 | 0 | 0 | 0 | 0 | 0 | 0 | 0 | 0 | 0 | 0 | 0 | 0 | 0 | 0 | 0 | 0 | 0 | 0 | 0 | 0 | 0 | 0 | 0 | 0 | 0 | 0 | 0 | 0 | 0 | 0 | 0 | 0 | 0 | 0 | 0 | 0 | 0 | 0 | 0
Residential_CZ2 - Single Family_New_Appliances_Natural Gas_Clothes Dryer_E5_Baseline Forecast | Residential | CZ2 - Single Family | New | Appliances | Natural Gas | Clothes Dryer | E5 |  | Baseline Forecast | 0 | 0 | 0 | 0 | 0 | 0 | 0 | 0 | 0 | 0 | 0 | 0 | 0 | 0 | 0 | 0 | 0 | 0 | 0 | 0 | 0 | 0 | 0 | 0 | 0 | 0 | 0 | 0 | 0 | 0 | 0 | 0 | 0 | 0 | 0 | 0 | 0 | 0 | 0 | 0 | 0 | 0 | 0 | 0 | 0 | 0 | 0 | 0 | 0 | 0 | 0
Residential_CZ2 - Single Family_New_Appliances_Natural Gas_Clothes Dryer_E6_Baseline Forecast | Residential | CZ2 - Single Family | New | Appliances | Natural Gas | Clothes Dryer | E6 |  | Baseline Forecast | 0 | 0 | 0 | 0 | 0 | 0 | 0 | 0 | 0 | 0 | 0 | 0 | 0 | 0 | 0 | 0 | 0 | 0 | 0 | 0 | 0 | 0 | 0 | 0 | 0 | 0 | 0 | 0 | 0 | 0 | 0 | 0 | 0 | 0 | 0 | 0 | 0 | 0 | 0 | 0 | 0 | 0 | 0 | 0 | 0 | 0 | 0 | 0 | 0 | 0 | 0
Residential_CZ2 - Single Family_New_Appliances_Natural Gas_Clothes Dryer_E7_Baseline Forecast | Residential | CZ2 - Single Family | New | Appliances | Natural Gas | Clothes Dryer | E7 |  | Baseline Forecast | 0 | 0 | 0 | 0 | 0 | 0 | 0 | 0 | 0 | 0 | 0 | 0 | 0 | 0 | 0 | 0 | 0 | 0 | 0 | 0 | 0 | 0 | 0 | 0 | 0 | 0 | 0 | 0 | 0 | 0 | 0 | 0 | 0 | 0 | 0 | 0 | 0 | 0 | 0 | 0 | 0 | 0 | 0 | 0 | 0 | 0 | 0 | 0 | 0 | 0 | 0
Residential_CZ2 - Single Family_New_Appliances_Natural Gas_Clothes Dryer_E8_Baseline Forecast | Residential | CZ2 - Single Family | New | Appliances | Natural Gas | Clothes Dryer | E8 |  | Baseline Forecast | 0 | 0 | 0 | 0 | 0 | 0 | 0 | 0 | 0 | 0 | 0 | 0 | 0 | 0 | 0 | 0 | 0 | 0 | 0 | 0 | 0 | 0 | 0 | 0 | 0 | 0 | 0 | 0 | 0 | 0 | 0 | 0 | 0 | 0 | 0 | 0 | 0 | 0 | 0 | 0 | 0 | 0 | 0 | 0 | 0 | 0 | 0 | 0 | 0 | 0 | 0
Residential_CZ2 - Single Family_New_Appliances_Natural Gas_Clothes Dryer_E9_Baseline Forecast | Residential | CZ2 - Single Family | New | Appliances | Natural Gas | Clothes Dryer | E9 |  | Baseline Forecast | 0 | 0 | 0 | 0 | 0 | 0 | 0 | 0 | 0 | 0 | 0 | 0 | 0 | 0 | 0 | 0 | 0 | 0 | 0 | 0 | 0 | 0 | 0 | 0 | 0 | 0 | 0 | 0 | 0 | 0 | 0 | 0 | 0 | 0 | 0 | 0 | 0 | 0 | 0 | 0 | 0 | 0 | 0 | 0 | 0 | 0 | 0 | 0 | 0 | 0 | 0
Residential_CZ2 - Single Family_New_Appliances_Natural Gas_Clothes Dryer_E10_Baseline Forecast | Residential | CZ2 - Single Family | New | Appliances | Natural Gas | Clothes Dryer | E10 |  | Baseline Forecast | 0 | 0 | 0 | 0 | 0 | 0 | 0 | 0 | 0 | 0 | 0 | 0 | 0 | 0 | 0 | 0 | 0 | 0 | 0 | 0 | 0 | 0 | 0 | 0 | 0 | 0 | 0 | 0 | 0 | 0 | 0 | 0 | 0 | 0 | 0 | 0 | 0 | 0 | 0 | 0 | 0 | 0 | 0 | 0 | 0 | 0 | 0 | 0 | 0 | 0 | 0
Residential_CZ2 - Single Family_New_Appliances_Natural Gas_Clothes Dryer_Vintage_Baseline Forecast | Residential | CZ2 - Single Family | New | Appliances | Natural Gas | Clothes Dryer | Vintage | Vintage | Baseline Forecast | 0 | 0 | 0 | 0 | 0 | 0 | 0 | 0 | 0 | 0 | 0 | 0 | 0 | 0 | 0 | 0 | 0 | 0 | 0 | 0 | 0 | 0 | 0 | 0 | 0 | 0 | 0 | 0 | 0 | 0 | 0 | 0 | 0 | 0 | 0 | 0 | 0 | 0 | 0 | 0 | 0 | 0 | 0 | 0 | 0 | 0 | 0 | 0 | 0 | 0 | 0
Residential_CZ2 - Single Family_New_Appliances_Natural Gas_Stove/Oven_E1_Baseline Forecast | Residential | CZ2 - Single Family | New | Appliances | Natural Gas | Stove/Oven | E1 | Typical - (914 + 1915 IAEC) | Baseline Forecast | 0 | 69.9605 | 139.9513 | 255.3096 | 368.1271 | 481.7507 | 595.9344 | 711.0399 | 825.844 | 940.5285 | 1053.0849 | 1165.4819 | 1277.0621 | 1387.6589 | 1497.4977 | 1606.2722 | 1714.7825 | 1822.7075 | 1929.5454 | 2036.2149 | 2142.5478 | 2252.956 | 0 | 0 | 0 | 0 | 0 | 0 | 0 | 0 | 0 | 0 | 0 | 0 | 0 | 0 | 0 | 0 | 0 | 0 | 0 | 0 | 0 | 0 | 0 | 0 | 0 | 0 | 0 | 0 | 0
Residential_CZ2 - Single Family_New_Appliances_Natural Gas_Stove/Oven_E2_Baseline Forecast | Residential | CZ2 - Single Family | New | Appliances | Natural Gas | Stove/Oven | E2 | High Efficiency (730 + 1660 IAEC) | Baseline Forecast | 0 | 30.0298 | 59.9988 | 109.3024 | 157.4599 | 205.9007 | 254.6577 | 303.8537 | 352.9359 | 401.999 | 453.3651 | 505.0475 | 557.3019 | 609.8423 | 662.6896 | 715.6024 | 768.9027 | 822.406 | 876.6443 | 931.0299 | 985.5845 | 1041.8707 | 0 | 0 | 0 | 0 | 0 | 0 | 0 | 0 | 0 | 0 | 0 | 0 | 0 | 0 | 0 | 0 | 0 | 0 | 0 | 0 | 0 | 0 | 0 | 0 | 0 | 0 | 0 | 0 | 0
Residential_CZ2 - Single Family_New_Appliances_Natural Gas_Stove/Oven_E3_Baseline Forecast | Residential | CZ2 - Single Family | New | Appliances | Natural Gas | Stove/Oven | E3 |  | Baseline Forecast | 0 | 0 | 0 | 0 | 0 | 0 | 0 | 0 | 0 | 0 | 0 | 0 | 0 | 0 | 0 | 0 | 0 | 0 | 0 | 0 | 0 | 0 | 0 | 0 | 0 | 0 | 0 | 0 | 0 | 0 | 0 | 0 | 0 | 0 | 0 | 0 | 0 | 0 | 0 | 0 | 0 | 0 | 0 | 0 | 0 | 0 | 0 | 0 | 0 | 0 | 0
Residential_CZ2 - Single Family_New_Appliances_Natural Gas_Stove/Oven_E4_Baseline Forecast | Residential | CZ2 - Single Family | New | Appliances | Natural Gas | Stove/Oven | E4 |  | Baseline Forecast | 0 | 0 | 0 | 0 | 0 | 0 | 0 | 0 | 0 | 0 | 0 | 0 | 0 | 0 | 0 | 0 | 0 | 0 | 0 | 0 | 0 | 0 | 0 | 0 | 0 | 0 | 0 | 0 | 0 | 0 | 0 | 0 | 0 | 0 | 0 | 0 | 0 | 0 | 0 | 0 | 0 | 0 | 0 | 0 | 0 | 0 | 0 | 0 | 0 | 0 | 0
Residential_CZ2 - Single Family_New_Appliances_Natural Gas_Stove/Oven_E5_Baseline Forecast | Residential | CZ2 - Single Family | New | Appliances | Natural Gas | Stove/Oven | E5 |  | Baseline Forecast | 0 | 0 | 0 | 0 | 0 | 0 | 0 | 0 | 0 | 0 | 0 | 0 | 0 | 0 | 0 | 0 | 0 | 0 | 0 | 0 | 0 | 0 | 0 | 0 | 0 | 0 | 0 | 0 | 0 | 0 | 0 | 0 | 0 | 0 | 0 | 0 | 0 | 0 | 0 | 0 | 0 | 0 | 0 | 0 | 0 | 0 | 0 | 0 | 0 | 0 | 0
Residential_CZ2 - Single Family_New_Appliances_Natural Gas_Stove/Oven_E6_Baseline Forecast | Residential | CZ2 - Single Family | New | Appliances | Natural Gas | Stove/Oven | E6 |  | Baseline Forecast | 0 | 0 | 0 | 0 | 0 | 0 | 0 | 0 | 0 | 0 | 0 | 0 | 0 | 0 | 0 | 0 | 0 | 0 | 0 | 0 | 0 | 0 | 0 | 0 | 0 | 0 | 0 | 0 | 0 | 0 | 0 | 0 | 0 | 0 | 0 | 0 | 0 | 0 | 0 | 0 | 0 | 0 | 0 | 0 | 0 | 0 | 0 | 0 | 0 | 0 | 0
Residential_CZ2 - Single Family_New_Appliances_Natural Gas_Stove/Oven_E7_Baseline Forecast | Residential | CZ2 - Single Family | New | Appliances | Natural Gas | Stove/Oven | E7 |  | Baseline Forecast | 0 | 0 | 0 | 0 | 0 | 0 | 0 | 0 | 0 | 0 | 0 | 0 | 0 | 0 | 0 | 0 | 0 | 0 | 0 | 0 | 0 | 0 | 0 | 0 | 0 | 0 | 0 | 0 | 0 | 0 | 0 | 0 | 0 | 0 | 0 | 0 | 0 | 0 | 0 | 0 | 0 | 0 | 0 | 0 | 0 | 0 | 0 | 0 | 0 | 0 | 0
Residential_CZ2 - Single Family_New_Appliances_Natural Gas_Stove/Oven_E8_Baseline Forecast | Residential | CZ2 - Single Family | New | Appliances | Natural Gas | Stove/Oven | E8 |  | Baseline Forecast | 0 | 0 | 0 | 0 | 0 | 0 | 0 | 0 | 0 | 0 | 0 | 0 | 0 | 0 | 0 | 0 | 0 | 0 | 0 | 0 | 0 | 0 | 0 | 0 | 0 | 0 | 0 | 0 | 0 | 0 | 0 | 0 | 0 | 0 | 0 | 0 | 0 | 0 | 0 | 0 | 0 | 0 | 0 | 0 | 0 | 0 | 0 | 0 | 0 | 0 | 0
Residential_CZ2 - Single Family_New_Appliances_Natural Gas_Stove/Oven_E9_Baseline Forecast | Residential | CZ2 - Single Family | New | Appliances | Natural Gas | Stove/Oven | E9 |  | Baseline Forecast | 0 | 0 | 0 | 0 | 0 | 0 | 0 | 0 | 0 | 0 | 0 | 0 | 0 | 0 | 0 | 0 | 0 | 0 | 0 | 0 | 0 | 0 | 0 | 0 | 0 | 0 | 0 | 0 | 0 | 0 | 0 | 0 | 0 | 0 | 0 | 0 | 0 | 0 | 0 | 0 | 0 | 0 | 0 | 0 | 0 | 0 | 0 | 0 | 0 | 0 | 0
Residential_CZ2 - Single Family_New_Appliances_Natural Gas_Stove/Oven_E10_Baseline Forecast | Residential | CZ2 - Single Family | New | Appliances | Natural Gas | Stove/Oven | E10 |  | Baseline Forecast | 0 | 0 | 0 | 0 | 0 | 0 | 0 | 0 | 0 | 0 | 0 | 0 | 0 | 0 | 0 | 0 | 0 | 0 | 0 | 0 | 0 | 0 | 0 | 0 | 0 | 0 | 0 | 0 | 0 | 0 | 0 | 0 | 0 | 0 | 0 | 0 | 0 | 0 | 0 | 0 | 0 | 0 | 0 | 0 | 0 | 0 | 0 | 0 | 0 | 0 | 0
Residential_CZ2 - Single Family_New_Appliances_Natural Gas_Stove/Oven_Vintage_Baseline Forecast | Residential | CZ2 - Single Family | New | Appliances | Natural Gas | Stove/Oven | Vintage | Vintage | Baseline Forecast | 0 | 0 | 0 | 0 | 0 | 0 | 0 | 0 | 0 | 0 | 0 | 0 | 0 | 0 | 0 | 0 | 0 | 0 | 0 | 0 | 0 | 0 | 0 | 0 | 0 | 0 | 0 | 0 | 0 | 0 | 0 | 0 | 0 | 0 | 0 | 0 | 0 | 0 | 0 | 0 | 0 | 0 | 0 | 0 | 0 | 0 | 0 | 0 | 0 | 0 | 0
Residential_CZ2 - Single Family_New_Miscellaneous_Natural Gas_Pool Heater_E1_Baseline Forecast | Residential | CZ2 - Single Family | New | Miscellaneous | Natural Gas | Pool Heater | E1 | Standard (EF 0.82) | Baseline Forecast | 0 | 3.3578 | 6.7146 | 12.2441 | 17.6498 | 23.0921 | 28.5639 | 34.0813 | 39.5848 | 45.0836 | 50.5883 | 56.0983 | 61.6 | 67.0784 | 72.5416 | 77.9712 | 83.405 | 88.8259 | 94.2351 | 99.6435 | 105.0463 | 110.644 | 0 | 0 | 0 | 0 | 0 | 0 | 0 | 0 | 0 | 0 | 0 | 0 | 0 | 0 | 0 | 0 | 0 | 0 | 0 | 0 | 0 | 0 | 0 | 0 | 0 | 0 | 0 | 0 | 0
Residential_CZ2 - Single Family_New_Miscellaneous_Natural Gas_Pool Heater_E2_Baseline Forecast | Residential | CZ2 - Single Family | New | Miscellaneous | Natural Gas | Pool Heater | E2 | High Efficiency (EF 0.84) | Baseline Forecast | 0 | 0.17673 | 0.3534 | 0.64443 | 0.92894 | 1.2154 | 1.5034 | 1.7938 | 2.0834 | 2.3728 | 2.6625 | 2.9525 | 3.2421 | 3.5304 | 3.818 | 4.1037 | 4.3897 | 4.675 | 4.9597 | 5.2444 | 5.5288 | 5.8234 | 0 | 0 | 0 | 0 | 0 | 0 | 0 | 0 | 0 | 0 | 0 | 0 | 0 | 0 | 0 | 0 | 0 | 0 | 0 | 0 | 0 | 0 | 0 | 0 | 0 | 0 | 0 | 0 | 0
Residential_CZ2 - Single Family_New_Miscellaneous_Natural Gas_Pool Heater_E3_Baseline Forecast | Residential | CZ2 - Single Family | New | Miscellaneous | Natural Gas | Pool Heater | E3 | Condensing (EF .94) | Baseline Forecast | 0 | 0 | 0 | 0 | 0 | 0 | 0 | 0 | 0 | 0 | 0 | 0 | 0 | 0 | 0 | 0 | 0 | 0 | 0 | 0 | 0 | 0 | 0 | 0 | 0 | 0 | 0 | 0 | 0 | 0 | 0 | 0 | 0 | 0 | 0 | 0 | 0 | 0 | 0 | 0 | 0 | 0 | 0 | 0 | 0 | 0 | 0 | 0 | 0 | 0 | 0
Residential_CZ2 - Single Family_New_Miscellaneous_Natural Gas_Pool Heater_E4_Baseline Forecast | Residential | CZ2 - Single Family | New | Miscellaneous | Natural Gas | Pool Heater | E4 | Condensing w/Imp. HX (EF 0.95) | Baseline Forecast | 0 | 0 | 0 | 0 | 0 | 0 | 0 | 0 | 0 | 0 | 0 | 0 | 0 | 0 | 0 | 0 | 0 | 0 | 0 | 0 | 0 | 0 | 0 | 0 | 0 | 0 | 0 | 0 | 0 | 0 | 0 | 0 | 0 | 0 | 0 | 0 | 0 | 0 | 0 | 0 | 0 | 0 | 0 | 0 | 0 | 0 | 0 | 0 | 0 | 0 | 0
Residential_CZ2 - Single Family_New_Miscellaneous_Natural Gas_Pool Heater_E5_Baseline Forecast | Residential | CZ2 - Single Family | New | Miscellaneous | Natural Gas | Pool Heater | E5 |  | Baseline Forecast | 0 | 0 | 0 | 0 | 0 | 0 | 0 | 0 | 0 | 0 | 0 | 0 | 0 | 0 | 0 | 0 | 0 | 0 | 0 | 0 | 0 | 0 | 0 | 0 | 0 | 0 | 0 | 0 | 0 | 0 | 0 | 0 | 0 | 0 | 0 | 0 | 0 | 0 | 0 | 0 | 0 | 0 | 0 | 0 | 0 | 0 | 0 | 0 | 0 | 0 | 0
Residential_CZ2 - Single Family_New_Miscellaneous_Natural Gas_Pool Heater_E6_Baseline Forecast | Residential | CZ2 - Single Family | New | Miscellaneous | Natural Gas | Pool Heater | E6 |  | Baseline Forecast | 0 | 0 | 0 | 0 | 0 | 0 | 0 | 0 | 0 | 0 | 0 | 0 | 0 | 0 | 0 | 0 | 0 | 0 | 0 | 0 | 0 | 0 | 0 | 0 | 0 | 0 | 0 | 0 | 0 | 0 | 0 | 0 | 0 | 0 | 0 | 0 | 0 | 0 | 0 | 0 | 0 | 0 | 0 | 0 | 0 | 0 | 0 | 0 | 0 | 0 | 0
Residential_CZ2 - Single Family_New_Miscellaneous_Natural Gas_Pool Heater_E7_Baseline Forecast | Residential | CZ2 - Single Family | New | Miscellaneous | Natural Gas | Pool Heater | E7 |  | Baseline Forecast | 0 | 0 | 0 | 0 | 0 | 0 | 0 | 0 | 0 | 0 | 0 | 0 | 0 | 0 | 0 | 0 | 0 | 0 | 0 | 0 | 0 | 0 | 0 | 0 | 0 | 0 | 0 | 0 | 0 | 0 | 0 | 0 | 0 | 0 | 0 | 0 | 0 | 0 | 0 | 0 | 0 | 0 | 0 | 0 | 0 | 0 | 0 | 0 | 0 | 0 | 0
Residential_CZ2 - Single Family_New_Miscellaneous_Natural Gas_Pool Heater_E8_Baseline Forecast | Residential | CZ2 - Single Family | New | Miscellaneous | Natural Gas | Pool Heater | E8 |  | Baseline Forecast | 0 | 0 | 0 | 0 | 0 | 0 | 0 | 0 | 0 | 0 | 0 | 0 | 0 | 0 | 0 | 0 | 0 | 0 | 0 | 0 | 0 | 0 | 0 | 0 | 0 | 0 | 0 | 0 | 0 | 0 | 0 | 0 | 0 | 0 | 0 | 0 | 0 | 0 | 0 | 0 | 0 | 0 | 0 | 0 | 0 | 0 | 0 | 0 | 0 | 0 | 0
Residential_CZ2 - Single Family_New_Miscellaneous_Natural Gas_Pool Heater_E9_Baseline Forecast | Residential | CZ2 - Single Family | New | Miscellaneous | Natural Gas | Pool Heater | E9 |  | Baseline Forecast | 0 | 0 | 0 | 0 | 0 | 0 | 0 | 0 | 0 | 0 | 0 | 0 | 0 | 0 | 0 | 0 | 0 | 0 | 0 | 0 | 0 | 0 | 0 | 0 | 0 | 0 | 0 | 0 | 0 | 0 | 0 | 0 | 0 | 0 | 0 | 0 | 0 | 0 | 0 | 0 | 0 | 0 | 0 | 0 | 0 | 0 | 0 | 0 | 0 | 0 | 0
Residential_CZ2 - Single Family_New_Miscellaneous_Natural Gas_Pool Heater_E10_Baseline Forecast | Residential | CZ2 - Single Family | New | Miscellaneous | Natural Gas | Pool Heater | E10 |  | Baseline Forecast | 0 | 0 | 0 | 0 | 0 | 0 | 0 | 0 | 0 | 0 | 0 | 0 | 0 | 0 | 0 | 0 | 0 | 0 | 0 | 0 | 0 | 0 | 0 | 0 | 0 | 0 | 0 | 0 | 0 | 0 | 0 | 0 | 0 | 0 | 0 | 0 | 0 | 0 | 0 | 0 | 0 | 0 | 0 | 0 | 0 | 0 | 0 | 0 | 0 | 0 | 0
Residential_CZ2 - Single Family_New_Miscellaneous_Natural Gas_Pool Heater_Vintage_Baseline Forecast | Residential | CZ2 - Single Family | New | Miscellaneous | Natural Gas | Pool Heater | Vintage | Vintage | Baseline Forecast | 0 | 0 | 0 | 0 | 0 | 0 | 0 | 0 | 0 | 0 | 0 | 0 | 0 | 0 | 0 | 0 | 0 | 0 | 0 | 0 | 0 | 0 | 0 | 0 | 0 | 0 | 0 | 0 | 0 | 0 | 0 | 0 | 0 | 0 | 0 | 0 | 0 | 0 | 0 | 0 | 0 | 0 | 0 | 0 | 0 | 0 | 0 | 0 | 0 | 0 | 0
Residential_CZ2 - Single Family_New_Miscellaneous_Natural Gas_Miscellaneous_E1_Baseline Forecast | Residential | CZ2 - Single Family | New | Miscellaneous | Natural Gas | Miscellaneous | E1 | Default | Baseline Forecast | 0 | 312.867 | 625.6381 | 1140.8607 | 1644.5466 | 2151.6416 | 2661.4784 | 3175.5732 | 3688.3686 | 4200.7303 | 4713.6391 | 5227.0386 | 5739.6726 | 6250.1243 | 6759.1642 | 7265.0794 | 7771.3801 | 8276.4846 | 8780.4873 | 9284.4242 | 9787.8367 | 10309.4185 | 0 | 0 | 0 | 0 | 0 | 0 | 0 | 0 | 0 | 0 | 0 | 0 | 0 | 0 | 0 | 0 | 0 | 0 | 0 | 0 | 0 | 0 | 0 | 0 | 0 | 0 | 0 | 0 | 0
Residential_CZ2 - Single Family_New_Miscellaneous_Natural Gas_Miscellaneous_E2_Baseline Forecast | Residential | CZ2 - Single Family | New | Miscellaneous | Natural Gas | Miscellaneous | E2 |  | Baseline Forecast | 0 | 0 | 0 | 0 | 0 | 0 | 0 | 0 | 0 | 0 | 0 | 0 | 0 | 0 | 0 | 0 | 0 | 0 | 0 | 0 | 0 | 0 | 0 | 0 | 0 | 0 | 0 | 0 | 0 | 0 | 0 | 0 | 0 | 0 | 0 | 0 | 0 | 0 | 0 | 0 | 0 | 0 | 0 | 0 | 0 | 0 | 0 | 0 | 0 | 0 | 0
Residential_CZ2 - Single Family_New_Miscellaneous_Natural Gas_Miscellaneous_E3_Baseline Forecast | Residential | CZ2 - Single Family | New | Miscellaneous | Natural Gas | Miscellaneous | E3 |  | Baseline Forecast | 0 | 0 | 0 | 0 | 0 | 0 | 0 | 0 | 0 | 0 | 0 | 0 | 0 | 0 | 0 | 0 | 0 | 0 | 0 | 0 | 0 | 0 | 0 | 0 | 0 | 0 | 0 | 0 | 0 | 0 | 0 | 0 | 0 | 0 | 0 | 0 | 0 | 0 | 0 | 0 | 0 | 0 | 0 | 0 | 0 | 0 | 0 | 0 | 0 | 0 | 0
Residential_CZ2 - Single Family_New_Miscellaneous_Natural Gas_Miscellaneous_E4_Baseline Forecast | Residential | CZ2 - Single Family | New | Miscellaneous | Natural Gas | Miscellaneous | E4 |  | Baseline Forecast | 0 | 0 | 0 | 0 | 0 | 0 | 0 | 0 | 0 | 0 | 0 | 0 | 0 | 0 | 0 | 0 | 0 | 0 | 0 | 0 | 0 | 0 | 0 | 0 | 0 | 0 | 0 | 0 | 0 | 0 | 0 | 0 | 0 | 0 | 0 | 0 | 0 | 0 | 0 | 0 | 0 | 0 | 0 | 0 | 0 | 0 | 0 | 0 | 0 | 0 | 0
Residential_CZ2 - Single Family_New_Miscellaneous_Natural Gas_Miscellaneous_E5_Baseline Forecast | Residential | CZ2 - Single Family | New | Miscellaneous | Natural Gas | Miscellaneous | E5 |  | Baseline Forecast | 0 | 0 | 0 | 0 | 0 | 0 | 0 | 0 | 0 | 0 | 0 | 0 | 0 | 0 | 0 | 0 | 0 | 0 | 0 | 0 | 0 | 0 | 0 | 0 | 0 | 0 | 0 | 0 | 0 | 0 | 0 | 0 | 0 | 0 | 0 | 0 | 0 | 0 | 0 | 0 | 0 | 0 | 0 | 0 | 0 | 0 | 0 | 0 | 0 | 0 | 0
Residential_CZ2 - Single Family_New_Miscellaneous_Natural Gas_Miscellaneous_E6_Baseline Forecast | Residential | CZ2 - Single Family | New | Miscellaneous | Natural Gas | Miscellaneous | E6 |  | Baseline Forecast | 0 | 0 | 0 | 0 | 0 | 0 | 0 | 0 | 0 | 0 | 0 | 0 | 0 | 0 | 0 | 0 | 0 | 0 | 0 | 0 | 0 | 0 | 0 | 0 | 0 | 0 | 0 | 0 | 0 | 0 | 0 | 0 | 0 | 0 | 0 | 0 | 0 | 0 | 0 | 0 | 0 | 0 | 0 | 0 | 0 | 0 | 0 | 0 | 0 | 0 | 0
Residential_CZ2 - Single Family_New_Miscellaneous_Natural Gas_Miscellaneous_E7_Baseline Forecast | Residential | CZ2 - Single Family | New | Miscellaneous | Natural Gas | Miscellaneous | E7 |  | Baseline Forecast | 0 | 0 | 0 | 0 | 0 | 0 | 0 | 0 | 0 | 0 | 0 | 0 | 0 | 0 | 0 | 0 | 0 | 0 | 0 | 0 | 0 | 0 | 0 | 0 | 0 | 0 | 0 | 0 | 0 | 0 | 0 | 0 | 0 | 0 | 0 | 0 | 0 | 0 | 0 | 0 | 0 | 0 | 0 | 0 | 0 | 0 | 0 | 0 | 0 | 0 | 0
Residential_CZ2 - Single Family_New_Miscellaneous_Natural Gas_Miscellaneous_E8_Baseline Forecast | Residential | CZ2 - Single Family | New | Miscellaneous | Natural Gas | Miscellaneous | E8 |  | Baseline Forecast | 0 | 0 | 0 | 0 | 0 | 0 | 0 | 0 | 0 | 0 | 0 | 0 | 0 | 0 | 0 | 0 | 0 | 0 | 0 | 0 | 0 | 0 | 0 | 0 | 0 | 0 | 0 | 0 | 0 | 0 | 0 | 0 | 0 | 0 | 0 | 0 | 0 | 0 | 0 | 0 | 0 | 0 | 0 | 0 | 0 | 0 | 0 | 0 | 0 | 0 | 0
Residential_CZ2 - Single Family_New_Miscellaneous_Natural Gas_Miscellaneous_E9_Baseline Forecast | Residential | CZ2 - Single Family | New | Miscellaneous | Natural Gas | Miscellaneous | E9 |  | Baseline Forecast | 0 | 0 | 0 | 0 | 0 | 0 | 0 | 0 | 0 | 0 | 0 | 0 | 0 | 0 | 0 | 0 | 0 | 0 | 0 | 0 | 0 | 0 | 0 | 0 | 0 | 0 | 0 | 0 | 0 | 0 | 0 | 0 | 0 | 0 | 0 | 0 | 0 | 0 | 0 | 0 | 0 | 0 | 0 | 0 | 0 | 0 | 0 | 0 | 0 | 0 | 0
Residential_CZ2 - Single Family_New_Miscellaneous_Natural Gas_Miscellaneous_E10_Baseline Forecast | Residential | CZ2 - Single Family | New | Miscellaneous | Natural Gas | Miscellaneous | E10 |  | Baseline Forecast | 0 | 0 | 0 | 0 | 0 | 0 | 0 | 0 | 0 | 0 | 0 | 0 | 0 | 0 | 0 | 0 | 0 | 0 | 0 | 0 | 0 | 0 | 0 | 0 | 0 | 0 | 0 | 0 | 0 | 0 | 0 | 0 | 0 | 0 | 0 | 0 | 0 | 0 | 0 | 0 | 0 | 0 | 0 | 0 | 0 | 0 | 0 | 0 | 0 | 0 | 0
Residential_CZ2 - Single Family_New_Miscellaneous_Natural Gas_Miscellaneous_Vintage_Baseline Forecast | Residential | CZ2 - Single Family | New | Miscellaneous | Natural Gas | Miscellaneous | Vintage | Vintage | Baseline Forecast | 0 | 0 | 0 | 0 | 0 | 0 | 0 | 0 | 0 | 0 | 0 | 0 | 0 | 0 | 0 | 0 | 0 | 0 | 0 | 0 | 0 | 0 | 0 | 0 | 0 | 0 | 0 | 0 | 0 | 0 | 0 | 0 | 0 | 0 | 0 | 0 | 0 | 0 | 0 | 0 | 0 | 0 | 0 | 0 | 0 | 0 | 0 | 0 | 0 | 0 | 0
Residential_CZ2 - Multi Family_Existing_Space Heating_Natural Gas_Furnace - Direct Fuel_E1_Baseline Forecast | Residential | CZ2 - Multi Family | Existing | Space Heating | Natural Gas | Furnace - Direct Fuel | E1 | AFUE 80% | Baseline Forecast | 0 | 92.4949 | 183.0509 | 271.6886 | 358.4342 | 357.0005 | 355.5725 | 354.1502 | 352.7336 | 351.3227 | 349.9174 | 348.5177 | 341.9174 | 330.5515 | 314.8265 | 295.122 | 276.6509 | 259.3358 | 243.1044 | 227.8889 | 213.6258 | 200.2553 | 0 | 0 | 0 | 0 | 0 | 0 | 0 | 0 | 0 | 0 | 0 | 0 | 0 | 0 | 0 | 0 | 0 | 0 | 0 | 0 | 0 | 0 | 0 | 0 | 0 | 0 | 0 | 0 | 0
Residential_CZ2 - Multi Family_Existing_Space Heating_Natural Gas_Furnace - Direct Fuel_E2_Baseline Forecast | Residential | CZ2 - Multi Family | Existing | Space Heating | Natural Gas | Furnace - Direct Fuel | E2 | AFUE 90% | Baseline Forecast | 0 | 53.7535 | 105.7411 | 156.1105 | 205.0002 | 204.1802 | 203.3634 | 202.55 | 201.7398 | 200.9328 | 200.1291 | 199.3286 | 195.5057 | 188.9491 | 179.9213 | 168.6603 | 158.1042 | 148.2087 | 138.9326 | 130.2371 | 122.0858 | 114.4446 | 0 | 0 | 0 | 0 | 0 | 0 | 0 | 0 | 0 | 0 | 0 | 0 | 0 | 0 | 0 | 0 | 0 | 0 | 0 | 0 | 0 | 0 | 0 | 0 | 0 | 0 | 0 | 0 | 0
Residential_CZ2 - Multi Family_Existing_Space Heating_Natural Gas_Furnace - Direct Fuel_E3_Baseline Forecast | Residential | CZ2 - Multi Family | Existing | Space Heating | Natural Gas | Furnace - Direct Fuel | E3 | AFUE 92% | Baseline Forecast | 0 | 11.9024 | 23.4272 | 34.6036 | 45.4598 | 190.634 | 332.3702 | 469.7537 | 603.0286 | 732.4177 | 857.7075 | 979.5168 | 1101.1226 | 1222.3657 | 1343.1142 | 1463.2073 | 1574.8466 | 1678.549 | 1774.8176 | 1864.1242 | 1946.9375 | 2023.6835 | 0 | 0 | 0 | 0 | 0 | 0 | 0 | 0 | 0 | 0 | 0 | 0 | 0 | 0 | 0 | 0 | 0 | 0 | 0 | 0 | 0 | 0 | 0 | 0 | 0 | 0 | 0 | 0 | 0
Residential_CZ2 - Multi Family_Existing_Space Heating_Natural Gas_Furnace - Direct Fuel_E4_Baseline Forecast | Residential | CZ2 - Multi Family | Existing | Space Heating | Natural Gas | Furnace - Direct Fuel | E4 | AFUE 95% | Baseline Forecast | 0 | 9.5219 | 18.7417 | 27.6828 | 36.3679 | 44.8082 | 53.05 | 61.0307 | 68.759 | 76.2549 | 83.8673 | 91.2724 | 98.24 | 104.7782 | 110.9332 | 116.7416 | 122.2384 | 127.454 | 132.4053 | 137.1059 | 141.5694 | 145.7966 | 0 | 0 | 0 | 0 | 0 | 0 | 0 | 0 | 0 | 0 | 0 | 0 | 0 | 0 | 0 | 0 | 0 | 0 | 0 | 0 | 0 | 0 | 0 | 0 | 0 | 0 | 0 | 0 | 0
Residential_CZ2 - Multi Family_Existing_Space Heating_Natural Gas_Furnace - Direct Fuel_E5_Baseline Forecast | Residential | CZ2 - Multi Family | Existing | Space Heating | Natural Gas | Furnace - Direct Fuel | E5 | AFUE 98% | Baseline Forecast | 0 | 2.3805 | 4.6854 | 6.9207 | 9.092 | 11.2021 | 13.2625 | 15.2577 | 17.1898 | 19.0637 | 20.9668 | 22.8181 | 24.56 | 26.1946 | 27.7333 | 29.1854 | 30.5596 | 31.8635 | 33.1013 | 34.2765 | 35.3923 | 36.4492 | 0 | 0 | 0 | 0 | 0 | 0 | 0 | 0 | 0 | 0 | 0 | 0 | 0 | 0 | 0 | 0 | 0 | 0 | 0 | 0 | 0 | 0 | 0 | 0 | 0 | 0 | 0 | 0 | 0
Residential_CZ2 - Multi Family_Existing_Space Heating_Natural Gas_Furnace - Direct Fuel_E6_Baseline Forecast | Residential | CZ2 - Multi Family | Existing | Space Heating | Natural Gas | Furnace - Direct Fuel | E6 | Convert to NG Heat Pump | Baseline Forecast | 0 | 1.0775 | 2.0639 | 2.9648 | 3.7779 | 4.5732 | 5.3435 | 6.088 | 6.8046 | 7.4829 | 8.123 | 8.7196 | 9.2883 | 9.8214 | 10.2554 | 10.5861 | 10.8841 | 11.1538 | 11.3951 | 11.6101 | 11.774 | 11.8912 | 0 | 0 | 0 | 0 | 0 | 0 | 0 | 0 | 0 | 0 | 0 | 0 | 0 | 0 | 0 | 0 | 0 | 0 | 0 | 0 | 0 | 0 | 0 | 0 | 0 | 0 | 0 | 0 | 0
Residential_CZ2 - Multi Family_Existing_Space Heating_Natural Gas_Furnace - Direct Fuel_E7_Baseline Forecast | Residential | CZ2 - Multi Family | Existing | Space Heating | Natural Gas | Furnace - Direct Fuel | E7 |  | Baseline Forecast | 0 | 0 | 0 | 0 | 0 | 0 | 0 | 0 | 0 | 0 | 0 | 0 | 0 | 0 | 0 | 0 | 0 | 0 | 0 | 0 | 0 | 0 | 0 | 0 | 0 | 0 | 0 | 0 | 0 | 0 | 0 | 0 | 0 | 0 | 0 | 0 | 0 | 0 | 0 | 0 | 0 | 0 | 0 | 0 | 0 | 0 | 0 | 0 | 0 | 0 | 0
Residential_CZ2 - Multi Family_Existing_Space Heating_Natural Gas_Furnace - Direct Fuel_E8_Baseline Forecast | Residential | CZ2 - Multi Family | Existing | Space Heating | Natural Gas | Furnace - Direct Fuel | E8 |  | Baseline Forecast | 0 | 0 | 0 | 0 | 0 | 0 | 0 | 0 | 0 | 0 | 0 | 0 | 0 | 0 | 0 | 0 | 0 | 0 | 0 | 0 | 0 | 0 | 0 | 0 | 0 | 0 | 0 | 0 | 0 | 0 | 0 | 0 | 0 | 0 | 0 | 0 | 0 | 0 | 0 | 0 | 0 | 0 | 0 | 0 | 0 | 0 | 0 | 0 | 0 | 0 | 0
Residential_CZ2 - Multi Family_Existing_Space Heating_Natural Gas_Furnace - Direct Fuel_E9_Baseline Forecast | Residential | CZ2 - Multi Family | Existing | Space Heating | Natural Gas | Furnace - Direct Fuel | E9 |  | Baseline Forecast | 0 | 0 | 0 | 0 | 0 | 0 | 0 | 0 | 0 | 0 | 0 | 0 | 0 | 0 | 0 | 0 | 0 | 0 | 0 | 0 | 0 | 0 | 0 | 0 | 0 | 0 | 0 | 0 | 0 | 0 | 0 | 0 | 0 | 0 | 0 | 0 | 0 | 0 | 0 | 0 | 0 | 0 | 0 | 0 | 0 | 0 | 0 | 0 | 0 | 0 | 0
Residential_CZ2 - Multi Family_Existing_Space Heating_Natural Gas_Furnace - Direct Fuel_E10_Baseline Forecast | Residential | CZ2 - Multi Family | Existing | Space Heating | Natural Gas | Furnace - Direct Fuel | E10 |  | Baseline Forecast | 0 | 0 | 0 | 0 | 0 | 0 | 0 | 0 | 0 | 0 | 0 | 0 | 0 | 0 | 0 | 0 | 0 | 0 | 0 | 0 | 0 | 0 | 0 | 0 | 0 | 0 | 0 | 0 | 0 | 0 | 0 | 0 | 0 | 0 | 0 | 0 | 0 | 0 | 0 | 0 | 0 | 0 | 0 | 0 | 0 | 0 | 0 | 0 | 0 | 0 | 0
Residential_CZ2 - Multi Family_Existing_Space Heating_Natural Gas_Furnace - Direct Fuel_Vintage_Baseline Forecast | Residential | CZ2 - Multi Family | Existing | Space Heating | Natural Gas | Furnace - Direct Fuel | Vintage | Vintage | Baseline Forecast | 3991.0288 | 3803.9338 | 3621.4542 | 3443.3567 | 3269.4225 | 3099.4461 | 2933.2347 | 2771.7817 | 2614.8342 | 2462.1545 | 2313.5197 | 2168.7206 | 2032.9842 | 1905.7433 | 1786.4662 | 1674.6544 | 1569.8408 | 1471.5872 | 1379.4832 | 1293.1437 | 1212.2082 | 1136.3382 | 0 | 0 | 0 | 0 | 0 | 0 | 0 | 0 | 0 | 0 | 0 | 0 | 0 | 0 | 0 | 0 | 0 | 0 | 0 | 0 | 0 | 0 | 0 | 0 | 0 | 0 | 0 | 0 | 0
Residential_CZ2 - Multi Family_Existing_Space Heating_Natural Gas_Boiler - Direct Fuel_E1_Baseline Forecast | Residential | CZ2 - Multi Family | Existing | Space Heating | Natural Gas | Boiler - Direct Fuel | E1 | AFUE 82% | Baseline Forecast | 0 | 0.92511 | 0.92141 | 0.91773 | 0.91406 | 0.9104 | 0.90676 | 0.90313 | 0.89952 | 0.89592 | 0.89234 | 0.88877 | 0.84306 | 0.7997 | 0.75858 | 0.71956 | 0.68256 | 0.64745 | 0.61416 | 0.58257 | 0.55261 | 0.52419 | 0 | 0 | 0 | 0 | 0 | 0 | 0 | 0 | 0 | 0 | 0 | 0 | 0 | 0 | 0 | 0 | 0 | 0 | 0 | 0 | 0 | 0 | 0 | 0 | 0 | 0 | 0 | 0 | 0
Residential_CZ2 - Multi Family_Existing_Space Heating_Natural Gas_Boiler - Direct Fuel_E2_Baseline Forecast | Residential | CZ2 - Multi Family | Existing | Space Heating | Natural Gas | Boiler - Direct Fuel | E2 | AFUE 84% | Baseline Forecast | 0 | 0 | 0.75084 | 1.4914 | 2.2218 | 2.9425 | 3.6527 | 4.3478 | 5.0286 | 5.6955 | 6.3444 | 6.9808 | 7.6151 | 8.2129 | 8.7761 | 9.3063 | 9.8052 | 10.2741 | 10.7144 | 11.1272 | 11.5138 | 11.8751 | 0 | 0 | 0 | 0 | 0 | 0 | 0 | 0 | 0 | 0 | 0 | 0 | 0 | 0 | 0 | 0 | 0 | 0 | 0 | 0 | 0 | 0 | 0 | 0 | 0 | 0 | 0 | 0 | 0
Residential_CZ2 - Multi Family_Existing_Space Heating_Natural Gas_Boiler - Direct Fuel_E3_Baseline Forecast | Residential | CZ2 - Multi Family | Existing | Space Heating | Natural Gas | Boiler - Direct Fuel | E3 | AFUE 85% | Baseline Forecast | 0 | 0.71558 | 1.4913 | 2.2549 | 3.0069 | 3.7476 | 4.4776 | 5.1918 | 5.8907 | 6.575 | 7.242 | 7.8954 | 8.5133 | 9.0948 | 9.6418 | 10.1563 | 10.6398 | 11.094 | 11.5207 | 11.9213 | 12.2972 | 12.6499 | 0 | 0 | 0 | 0 | 0 | 0 | 0 | 0 | 0 | 0 | 0 | 0 | 0 | 0 | 0 | 0 | 0 | 0 | 0 | 0 | 0 | 0 | 0 | 0 | 0 | 0 | 0 | 0 | 0
Residential_CZ2 - Multi Family_Existing_Space Heating_Natural Gas_Boiler - Direct Fuel_E4_Baseline Forecast | Residential | CZ2 - Multi Family | Existing | Space Heating | Natural Gas | Boiler - Direct Fuel | E4 | AFUE 90% | Baseline Forecast | 0 | 0.71558 | 1.4913 | 2.2549 | 3.0069 | 3.7476 | 4.4776 | 5.1918 | 5.8907 | 6.575 | 7.242 | 7.8954 | 8.5133 | 9.0948 | 9.6418 | 10.1563 | 10.6398 | 11.094 | 11.5207 | 11.9213 | 12.2972 | 12.6499 | 0 | 0 | 0 | 0 | 0 | 0 | 0 | 0 | 0 | 0 | 0 | 0 | 0 | 0 | 0 | 0 | 0 | 0 | 0 | 0 | 0 | 0 | 0 | 0 | 0 | 0 | 0 | 0 | 0
Residential_CZ2 - Multi Family_Existing_Space Heating_Natural Gas_Boiler - Direct Fuel_E5_Baseline Forecast | Residential | CZ2 - Multi Family | Existing | Space Heating | Natural Gas | Boiler - Direct Fuel | E5 | AFUE 95% | Baseline Forecast | 0 | 0.14795 | 0.30794 | 0.46516 | 0.61976 | 0.77174 | 0.92153 | 1.0681 | 1.2113 | 1.3516 | 1.4961 | 1.6377 | 1.7734 | 1.9018 | 2.0234 | 2.1384 | 2.2472 | 2.3503 | 2.448 | 2.5407 | 2.6286 | 2.712 | 0 | 0 | 0 | 0 | 0 | 0 | 0 | 0 | 0 | 0 | 0 | 0 | 0 | 0 | 0 | 0 | 0 | 0 | 0 | 0 | 0 | 0 | 0 | 0 | 0 | 0 | 0 | 0 | 0
Residential_CZ2 - Multi Family_Existing_Space Heating_Natural Gas_Boiler - Direct Fuel_E6_Baseline Forecast | Residential | CZ2 - Multi Family | Existing | Space Heating | Natural Gas | Boiler - Direct Fuel | E6 | AFUE 96% | Baseline Forecast | 0 | 0.07287 | 0.15167 | 0.22911 | 0.30525 | 0.38011 | 0.45389 | 0.52606 | 0.59663 | 0.6657 | 0.73687 | 0.80664 | 0.87344 | 0.93669 | 0.99658 | 1.0532 | 1.1068 | 1.1576 | 1.2058 | 1.2514 | 1.2947 | 1.3357 | 0 | 0 | 0 | 0 | 0 | 0 | 0 | 0 | 0 | 0 | 0 | 0 | 0 | 0 | 0 | 0 | 0 | 0 | 0 | 0 | 0 | 0 | 0 | 0 | 0 | 0 | 0 | 0 | 0
Residential_CZ2 - Multi Family_Existing_Space Heating_Natural Gas_Boiler - Direct Fuel_E7_Baseline Forecast | Residential | CZ2 - Multi Family | Existing | Space Heating | Natural Gas | Boiler - Direct Fuel | E7 | Convert to NG Heat Pump | Baseline Forecast | 0 | 0 | 0 | 0 | 0 | 0 | 0 | 0 | 0 | 0 | 0 | 0 | 0 | 0 | 0 | 0 | 0 | 0 | 0 | 0 | 0 | 0 | 0 | 0 | 0 | 0 | 0 | 0 | 0 | 0 | 0 | 0 | 0 | 0 | 0 | 0 | 0 | 0 | 0 | 0 | 0 | 0 | 0 | 0 | 0 | 0 | 0 | 0 | 0 | 0 | 0
Residential_CZ2 - Multi Family_Existing_Space Heating_Natural Gas_Boiler - Direct Fuel_E8_Baseline Forecast | Residential | CZ2 - Multi Family | Existing | Space Heating | Natural Gas | Boiler - Direct Fuel | E8 |  | Baseline Forecast | 0 | 0 | 0 | 0 | 0 | 0 | 0 | 0 | 0 | 0 | 0 | 0 | 0 | 0 | 0 | 0 | 0 | 0 | 0 | 0 | 0 | 0 | 0 | 0 | 0 | 0 | 0 | 0 | 0 | 0 | 0 | 0 | 0 | 0 | 0 | 0 | 0 | 0 | 0 | 0 | 0 | 0 | 0 | 0 | 0 | 0 | 0 | 0 | 0 | 0 | 0
Residential_CZ2 - Multi Family_Existing_Space Heating_Natural Gas_Boiler - Direct Fuel_E9_Baseline Forecast | Residential | CZ2 - Multi Family | Existing | Space Heating | Natural Gas | Boiler - Direct Fuel | E9 |  | Baseline Forecast | 0 | 0 | 0 | 0 | 0 | 0 | 0 | 0 | 0 | 0 | 0 | 0 | 0 | 0 | 0 | 0 | 0 | 0 | 0 | 0 | 0 | 0 | 0 | 0 | 0 | 0 | 0 | 0 | 0 | 0 | 0 | 0 | 0 | 0 | 0 | 0 | 0 | 0 | 0 | 0 | 0 | 0 | 0 | 0 | 0 | 0 | 0 | 0 | 0 | 0 | 0
Residential_CZ2 - Multi Family_Existing_Space Heating_Natural Gas_Boiler - Direct Fuel_E10_Baseline Forecast | Residential | CZ2 - Multi Family | Existing | Space Heating | Natural Gas | Boiler - Direct Fuel | E10 |  | Baseline Forecast | 0 | 0 | 0 | 0 | 0 | 0 | 0 | 0 | 0 | 0 | 0 | 0 | 0 | 0 | 0 | 0 | 0 | 0 | 0 | 0 | 0 | 0 | 0 | 0 | 0 | 0 | 0 | 0 | 0 | 0 | 0 | 0 | 0 | 0 | 0 | 0 | 0 | 0 | 0 | 0 | 0 | 0 | 0 | 0 | 0 | 0 | 0 | 0 | 0 | 0 | 0
Residential_CZ2 - Multi Family_Existing_Space Heating_Natural Gas_Boiler - Direct Fuel_Vintage_Baseline Forecast | Residential | CZ2 - Multi Family | Existing | Space Heating | Natural Gas | Boiler - Direct Fuel | Vintage | Vintage | Baseline Forecast | 74.2433 | 71.3692 | 68.5361 | 65.7427 | 62.9878 | 60.2703 | 57.589 | 54.9605 | 52.383 | 49.8543 | 47.3727 | 44.9364 | 42.6254 | 40.4332 | 38.3538 | 36.3813 | 34.5103 | 32.7355 | 31.0519 | 29.455 | 27.9401 | 26.5032 | 0 | 0 | 0 | 0 | 0 | 0 | 0 | 0 | 0 | 0 | 0 | 0 | 0 | 0 | 0 | 0 | 0 | 0 | 0 | 0 | 0 | 0 | 0 | 0 | 0 | 0 | 0 | 0 | 0
Residential_CZ2 - Multi Family_Existing_Secondary Heating_Natural Gas_Fireplace_E1_Baseline Forecast | Residential | CZ2 - Multi Family | Existing | Secondary Heating | Natural Gas | Fireplace | E1 | Baseline (50% to 60% FE Rating) | Baseline Forecast | 0 | 31.3513 | 61.5494 | 90.6884 | 118.8534 | 146.1218 | 172.1113 | 196.9318 | 220.6829 | 243.4548 | 265.3293 | 288.069 | 311.5678 | 335.73 | 361.1214 | 387.5967 | 415.0246 | 439.6031 | 461.6025 | 481.2677 | 498.8204 | 514.4614 | 0 | 0 | 0 | 0 | 0 | 0 | 0 | 0 | 0 | 0 | 0 | 0 | 0 | 0 | 0 | 0 | 0 | 0 | 0 | 0 | 0 | 0 | 0 | 0 | 0 | 0 | 0 | 0 | 0
Residential_CZ2 - Multi Family_Existing_Secondary Heating_Natural Gas_Fireplace_E2_Baseline Forecast | Residential | CZ2 - Multi Family | Existing | Secondary Heating | Natural Gas | Fireplace | E2 | Tier 1 (70% FE Rating) | Baseline Forecast | 0 | 0 | 0 | 0 | 0 | 0 | 0 | 0 | 0 | 0 | 0 | 0 | 0 | 0 | 0 | 0 | 0 | 0 | 0 | 0 | 0 | 0 | 0 | 0 | 0 | 0 | 0 | 0 | 0 | 0 | 0 | 0 | 0 | 0 | 0 | 0 | 0 | 0 | 0 | 0 | 0 | 0 | 0 | 0 | 0 | 0 | 0 | 0 | 0 | 0 | 0
Residential_CZ2 - Multi Family_Existing_Secondary Heating_Natural Gas_Fireplace_E3_Baseline Forecast | Residential | CZ2 - Multi Family | Existing | Secondary Heating | Natural Gas | Fireplace | E3 | Tier 2 (77%+ FE Rating) | Baseline Forecast | 0 | 0 | 0 | 0 | 0 | 0 | 0 | 0 | 0 | 0 | 0 | 0 | 0 | 0 | 0 | 0 | 0 | 0 | 0 | 0 | 0 | 0 | 0 | 0 | 0 | 0 | 0 | 0 | 0 | 0 | 0 | 0 | 0 | 0 | 0 | 0 | 0 | 0 | 0 | 0 | 0 | 0 | 0 | 0 | 0 | 0 | 0 | 0 | 0 | 0 | 0
Residential_CZ2 - Multi Family_Existing_Secondary Heating_Natural Gas_Fireplace_E4_Baseline Forecast | Residential | CZ2 - Multi Family | Existing | Secondary Heating | Natural Gas | Fireplace | E4 |  | Baseline Forecast | 0 | 0 | 0 | 0 | 0 | 0 | 0 | 0 | 0 | 0 | 0 | 0 | 0 | 0 | 0 | 0 | 0 | 0 | 0 | 0 | 0 | 0 | 0 | 0 | 0 | 0 | 0 | 0 | 0 | 0 | 0 | 0 | 0 | 0 | 0 | 0 | 0 | 0 | 0 | 0 | 0 | 0 | 0 | 0 | 0 | 0 | 0 | 0 | 0 | 0 | 0
Residential_CZ2 - Multi Family_Existing_Secondary Heating_Natural Gas_Fireplace_E5_Baseline Forecast | Residential | CZ2 - Multi Family | Existing | Secondary Heating | Natural Gas | Fireplace | E5 |  | Baseline Forecast | 0 | 0 | 0 | 0 | 0 | 0 | 0 | 0 | 0 | 0 | 0 | 0 | 0 | 0 | 0 | 0 | 0 | 0 | 0 | 0 | 0 | 0 | 0 | 0 | 0 | 0 | 0 | 0 | 0 | 0 | 0 | 0 | 0 | 0 | 0 | 0 | 0 | 0 | 0 | 0 | 0 | 0 | 0 | 0 | 0 | 0 | 0 | 0 | 0 | 0 | 0
Residential_CZ2 - Multi Family_Existing_Secondary Heating_Natural Gas_Fireplace_E6_Baseline Forecast | Residential | CZ2 - Multi Family | Existing | Secondary Heating | Natural Gas | Fireplace | E6 |  | Baseline Forecast | 0 | 0 | 0 | 0 | 0 | 0 | 0 | 0 | 0 | 0 | 0 | 0 | 0 | 0 | 0 | 0 | 0 | 0 | 0 | 0 | 0 | 0 | 0 | 0 | 0 | 0 | 0 | 0 | 0 | 0 | 0 | 0 | 0 | 0 | 0 | 0 | 0 | 0 | 0 | 0 | 0 | 0 | 0 | 0 | 0 | 0 | 0 | 0 | 0 | 0 | 0
Residential_CZ2 - Multi Family_Existing_Secondary Heating_Natural Gas_Fireplace_E7_Baseline Forecast | Residential | CZ2 - Multi Family | Existing | Secondary Heating | Natural Gas | Fireplace | E7 |  | Baseline Forecast | 0 | 0 | 0 | 0 | 0 | 0 | 0 | 0 | 0 | 0 | 0 | 0 | 0 | 0 | 0 | 0 | 0 | 0 | 0 | 0 | 0 | 0 | 0 | 0 | 0 | 0 | 0 | 0 | 0 | 0 | 0 | 0 | 0 | 0 | 0 | 0 | 0 | 0 | 0 | 0 | 0 | 0 | 0 | 0 | 0 | 0 | 0 | 0 | 0 | 0 | 0
Residential_CZ2 - Multi Family_Existing_Secondary Heating_Natural Gas_Fireplace_E8_Baseline Forecast | Residential | CZ2 - Multi Family | Existing | Secondary Heating | Natural Gas | Fireplace | E8 |  | Baseline Forecast | 0 | 0 | 0 | 0 | 0 | 0 | 0 | 0 | 0 | 0 | 0 | 0 | 0 | 0 | 0 | 0 | 0 | 0 | 0 | 0 | 0 | 0 | 0 | 0 | 0 | 0 | 0 | 0 | 0 | 0 | 0 | 0 | 0 | 0 | 0 | 0 | 0 | 0 | 0 | 0 | 0 | 0 | 0 | 0 | 0 | 0 | 0 | 0 | 0 | 0 | 0
Residential_CZ2 - Multi Family_Existing_Secondary Heating_Natural Gas_Fireplace_E9_Baseline Forecast | Residential | CZ2 - Multi Family | Existing | Secondary Heating | Natural Gas | Fireplace | E9 |  | Baseline Forecast | 0 | 0 | 0 | 0 | 0 | 0 | 0 | 0 | 0 | 0 | 0 | 0 | 0 | 0 | 0 | 0 | 0 | 0 | 0 | 0 | 0 | 0 | 0 | 0 | 0 | 0 | 0 | 0 | 0 | 0 | 0 | 0 | 0 | 0 | 0 | 0 | 0 | 0 | 0 | 0 | 0 | 0 | 0 | 0 | 0 | 0 | 0 | 0 | 0 | 0 | 0
Residential_CZ2 - Multi Family_Existing_Secondary Heating_Natural Gas_Fireplace_E10_Baseline Forecast | Residential | CZ2 - Multi Family | Existing | Secondary Heating | Natural Gas | Fireplace | E10 |  | Baseline Forecast | 0 | 0 | 0 | 0 | 0 | 0 | 0 | 0 | 0 | 0 | 0 | 0 | 0 | 0 | 0 | 0 | 0 | 0 | 0 | 0 | 0 | 0 | 0 | 0 | 0 | 0 | 0 | 0 | 0 | 0 | 0 | 0 | 0 | 0 | 0 | 0 | 0 | 0 | 0 | 0 | 0 | 0 | 0 | 0 | 0 | 0 | 0 | 0 | 0 | 0 | 0
Residential_CZ2 - Multi Family_Existing_Secondary Heating_Natural Gas_Fireplace_Vintage_Baseline Forecast | Residential | CZ2 - Multi Family | Existing | Secondary Heating | Natural Gas | Fireplace | Vintage | Vintage | Baseline Forecast | 751.4868 | 717.1295 | 683.9375 | 651.8166 | 620.6815 | 590.455 | 561.5192 | 533.7642 | 507.0903 | 481.4073 | 456.6334 | 431.0059 | 404.6307 | 377.6037 | 349.359 | 320.0418 | 289.7833 | 262.3856 | 237.5782 | 215.1163 | 194.778 | 176.3627 | 0 | 0 | 0 | 0 | 0 | 0 | 0 | 0 | 0 | 0 | 0 | 0 | 0 | 0 | 0 | 0 | 0 | 0 | 0 | 0 | 0 | 0 | 0 | 0 | 0 | 0 | 0 | 0 | 0
Residential_CZ2 - Multi Family_Existing_Water Heating_Natural Gas_Water Heater <= 55 gal._E1_Baseline Forecast | Residential | CZ2 - Multi Family | Existing | Water Heating | Natural Gas | Water Heater <= 55 gal. | E1 | Baseline (UEF 0.58) | Baseline Forecast | 0 | 30.0984 | 60.9026 | 92.2313 | 123.9232 | 155.9354 | 187.7143 | 218.8431 | 249.4677 | 279.5807 | 307.6004 | 335.246 | 358.1789 | 377.1527 | 392.7053 | 405.3171 | 415.383 | 423.3051 | 429.4222 | 433.5691 | 436.3739 | 438.2701 | 0 | 0 | 0 | 0 | 0 | 0 | 0 | 0 | 0 | 0 | 0 | 0 | 0 | 0 | 0 | 0 | 0 | 0 | 0 | 0 | 0 | 0 | 0 | 0 | 0 | 0 | 0 | 0 | 0
Residential_CZ2 - Multi Family_Existing_Water Heating_Natural Gas_Water Heater <= 55 gal._E2_Baseline Forecast | Residential | CZ2 - Multi Family | Existing | Water Heating | Natural Gas | Water Heater <= 55 gal. | E2 | ENERGY STAR (UEF 0.64) | Baseline Forecast | 0 | 139.7347 | 280.4192 | 421.7787 | 563.5848 | 705.5498 | 847.9468 | 988.2525 | 1126.5357 | 1262.9873 | 1399.3478 | 1534.0339 | 1648.0376 | 1744.3269 | 1825.5411 | 1893.9121 | 1951.3605 | 1999.4612 | 2039.5622 | 2073.2701 | 2101.1864 | 2123.9274 | 0 | 0 | 0 | 0 | 0 | 0 | 0 | 0 | 0 | 0 | 0 | 0 | 0 | 0 | 0 | 0 | 0 | 0 | 0 | 0 | 0 | 0 | 0 | 0 | 0 | 0 | 0 | 0 | 0
Residential_CZ2 - Multi Family_Existing_Water Heating_Natural Gas_Water Heater <= 55 gal._E3_Baseline Forecast | Residential | CZ2 - Multi Family | Existing | Water Heating | Natural Gas | Water Heater <= 55 gal. | E3 | Condensing (UEF 0.81) | Baseline Forecast | 0 | 7.0762 | 14.2216 | 21.4165 | 28.6453 | 35.8944 | 43.1516 | 50.2946 | 57.3319 | 64.2718 | 71.1203 | 77.8838 | 83.5892 | 88.3919 | 92.4236 | 95.7978 | 98.6107 | 100.9446 | 102.8704 | 104.4474 | 105.7271 | 106.7536 | 0 | 0 | 0 | 0 | 0 | 0 | 0 | 0 | 0 | 0 | 0 | 0 | 0 | 0 | 0 | 0 | 0 | 0 | 0 | 0 | 0 | 0 | 0 | 0 | 0 | 0 | 0 | 0 | 0
Residential_CZ2 - Multi Family_Existing_Water Heating_Natural Gas_Water Heater <= 55 gal._E4_Baseline Forecast | Residential | CZ2 - Multi Family | Existing | Water Heating | Natural Gas | Water Heater <= 55 gal. | E4 | Instantaneous - ENERGY STAR (UEF 0.87) | Baseline Forecast | 0 | 0 | 0 | 0 | 0 | 0 | 0 | 0 | 0 | 0 | 0 | 0 | 0 | 0 | 0 | 0 | 0 | 0 | 0 | 0 | 0 | 0 | 0 | 0 | 0 | 0 | 0 | 0 | 0 | 0 | 0 | 0 | 0 | 0 | 0 | 0 | 0 | 0 | 0 | 0 | 0 | 0 | 0 | 0 | 0 | 0 | 0 | 0 | 0 | 0 | 0
Residential_CZ2 - Multi Family_Existing_Water Heating_Natural Gas_Water Heater <= 55 gal._E5_Baseline Forecast | Residential | CZ2 - Multi Family | Existing | Water Heating | Natural Gas | Water Heater <= 55 gal. | E5 | Instantaneous - Condensing (UEF 0.92) | Baseline Forecast | 0 | 0 | 0 | 0 | 0 | 0 | 0 | 0 | 0 | 0 | 0 | 0 | 0 | 0 | 0 | 0 | 0 | 0 | 0 | 0 | 0 | 0 | 0 | 0 | 0 | 0 | 0 | 0 | 0 | 0 | 0 | 0 | 0 | 0 | 0 | 0 | 0 | 0 | 0 | 0 | 0 | 0 | 0 | 0 | 0 | 0 | 0 | 0 | 0 | 0 | 0
Residential_CZ2 - Multi Family_Existing_Water Heating_Natural Gas_Water Heater <= 55 gal._E6_Baseline Forecast | Residential | CZ2 - Multi Family | Existing | Water Heating | Natural Gas | Water Heater <= 55 gal. | E6 | NEEA Gas-Fired Absorption HPWH (EF 1.2) | Baseline Forecast | 0 | 0 | 0 | 0 | 0 | 0 | 0 | 0 | 0 | 0 | 0 | 0 | 0 | 0 | 0 | 0 | 0 | 0 | 0 | 0 | 0 | 0 | 0 | 0 | 0 | 0 | 0 | 0 | 0 | 0 | 0 | 0 | 0 | 0 | 0 | 0 | 0 | 0 | 0 | 0 | 0 | 0 | 0 | 0 | 0 | 0 | 0 | 0 | 0 | 0 | 0
Residential_CZ2 - Multi Family_Existing_Water Heating_Natural Gas_Water Heater <= 55 gal._E7_Baseline Forecast | Residential | CZ2 - Multi Family | Existing | Water Heating | Natural Gas | Water Heater <= 55 gal. | E7 | NEEA Gas-Fired Absorption HPWH (EF 1.7) | Baseline Forecast | 0 | 0 | 0 | 0 | 0 | 0 | 0 | 0 | 0 | 0 | 0 | 0 | 0 | 0 | 0 | 0 | 0 | 0 | 0 | 0 | 0 | 0 | 0 | 0 | 0 | 0 | 0 | 0 | 0 | 0 | 0 | 0 | 0 | 0 | 0 | 0 | 0 | 0 | 0 | 0 | 0 | 0 | 0 | 0 | 0 | 0 | 0 | 0 | 0 | 0 | 0
Residential_CZ2 - Multi Family_Existing_Water Heating_Natural Gas_Water Heater <= 55 gal._E8_Baseline Forecast | Residential | CZ2 - Multi Family | Existing | Water Heating | Natural Gas | Water Heater <= 55 gal. | E8 |  | Baseline Forecast | 0 | 0 | 0 | 0 | 0 | 0 | 0 | 0 | 0 | 0 | 0 | 0 | 0 | 0 | 0 | 0 | 0 | 0 | 0 | 0 | 0 | 0 | 0 | 0 | 0 | 0 | 0 | 0 | 0 | 0 | 0 | 0 | 0 | 0 | 0 | 0 | 0 | 0 | 0 | 0 | 0 | 0 | 0 | 0 | 0 | 0 | 0 | 0 | 0 | 0 | 0
Residential_CZ2 - Multi Family_Existing_Water Heating_Natural Gas_Water Heater <= 55 gal._E9_Baseline Forecast | Residential | CZ2 - Multi Family | Existing | Water Heating | Natural Gas | Water Heater <= 55 gal. | E9 |  | Baseline Forecast | 0 | 0 | 0 | 0 | 0 | 0 | 0 | 0 | 0 | 0 | 0 | 0 | 0 | 0 | 0 | 0 | 0 | 0 | 0 | 0 | 0 | 0 | 0 | 0 | 0 | 0 | 0 | 0 | 0 | 0 | 0 | 0 | 0 | 0 | 0 | 0 | 0 | 0 | 0 | 0 | 0 | 0 | 0 | 0 | 0 | 0 | 0 | 0 | 0 | 0 | 0
Residential_CZ2 - Multi Family_Existing_Water Heating_Natural Gas_Water Heater <= 55 gal._E10_Baseline Forecast | Residential | CZ2 - Multi Family | Existing | Water Heating | Natural Gas | Water Heater <= 55 gal. | E10 |  | Baseline Forecast | 0 | 0 | 0 | 0 | 0 | 0 | 0 | 0 | 0 | 0 | 0 | 0 | 0 | 0 | 0 | 0 | 0 | 0 | 0 | 0 | 0 | 0 | 0 | 0 | 0 | 0 | 0 | 0 | 0 | 0 | 0 | 0 | 0 | 0 | 0 | 0 | 0 | 0 | 0 | 0 | 0 | 0 | 0 | 0 | 0 | 0 | 0 | 0 | 0 | 0 | 0
Residential_CZ2 - Multi Family_Existing_Water Heating_Natural Gas_Water Heater <= 55 gal._Vintage_Baseline Forecast | Residential | CZ2 - Multi Family | Existing | Water Heating | Natural Gas | Water Heater <= 55 gal. | Vintage | Vintage | Baseline Forecast | 3139.8301 | 2950.3615 | 2759.2183 | 2566.8762 | 2373.7401 | 2180.1542 | 1986.4111 | 1795.5727 | 1607.4157 | 1421.7482 | 1238.405 | 1057.2441 | 902.5844 | 770.5492 | 657.8288 | 561.5979 | 479.4441 | 409.3083 | 349.4323 | 298.3154 | 254.6761 | 217.4206 | 0 | 0 | 0 | 0 | 0 | 0 | 0 | 0 | 0 | 0 | 0 | 0 | 0 | 0 | 0 | 0 | 0 | 0 | 0 | 0 | 0 | 0 | 0 | 0 | 0 | 0 | 0 | 0 | 0
Residential_CZ2 - Multi Family_Existing_Water Heating_Natural Gas_Water Heater > 55 gal._E1_Baseline Forecast | Residential | CZ2 - Multi Family | Existing | Water Heating | Natural Gas | Water Heater > 55 gal. | E1 | Standard (UEF 0.77) | Baseline Forecast | 0 | 6.4233 | 18.1189 | 34.0695 | 53.4021 | 75.4515 | 99.2927 | 124.4841 | 150.7041 | 177.5973 | 203.4563 | 229.8515 | 254.8205 | 277.4772 | 297.2707 | 313.9963 | 327.6517 | 338.4138 | 346.5666 | 350.9847 | 352.6961 | 352.6574 | 0 | 0 | 0 | 0 | 0 | 0 | 0 | 0 | 0 | 0 | 0 | 0 | 0 | 0 | 0 | 0 | 0 | 0 | 0 | 0 | 0 | 0 | 0 | 0 | 0 | 0 | 0 | 0 | 0
Residential_CZ2 - Multi Family_Existing_Water Heating_Natural Gas_Water Heater > 55 gal._E2_Baseline Forecast | Residential | CZ2 - Multi Family | Existing | Water Heating | Natural Gas | Water Heater > 55 gal. | E2 | ENERGY STAR (3.2) - UEF 0.78 | Baseline Forecast | 0 | 29.8209 | 53.5349 | 72.3099 | 87.1362 | 98.7686 | 108.2021 | 115.3401 | 120.6432 | 124.5797 | 128.9464 | 132.1852 | 131.2863 | 128.0717 | 123.848 | 119.4304 | 115.3194 | 111.7496 | 108.9724 | 108.4509 | 109.433 | 111.197 | 0 | 0 | 0 | 0 | 0 | 0 | 0 | 0 | 0 | 0 | 0 | 0 | 0 | 0 | 0 | 0 | 0 | 0 | 0 | 0 | 0 | 0 | 0 | 0 | 0 | 0 | 0 | 0 | 0
Residential_CZ2 - Multi Family_Existing_Water Heating_Natural Gas_Water Heater > 55 gal._E3_Baseline Forecast | Residential | CZ2 - Multi Family | Existing | Water Heating | Natural Gas | Water Heater > 55 gal. | E3 | Condensing (UEF 0.82) | Baseline Forecast | 0 | 1.5101 | 4.2231 | 7.8865 | 12.2967 | 17.2905 | 22.7356 | 28.5167 | 34.5422 | 40.7402 | 47.0565 | 53.5094 | 59.8806 | 66.0618 | 72.0036 | 77.6983 | 83.1625 | 88.4241 | 93.3229 | 97.8416 | 101.9774 | 105.7289 | 0 | 0 | 0 | 0 | 0 | 0 | 0 | 0 | 0 | 0 | 0 | 0 | 0 | 0 | 0 | 0 | 0 | 0 | 0 | 0 | 0 | 0 | 0 | 0 | 0 | 0 | 0 | 0 | 0
Residential_CZ2 - Multi Family_Existing_Water Heating_Natural Gas_Water Heater > 55 gal._E4_Baseline Forecast | Residential | CZ2 - Multi Family | Existing | Water Heating | Natural Gas | Water Heater > 55 gal. | E4 | Instantaneous - ENERGY STAR (UEF 0.87) | Baseline Forecast | 0 | 0 | 0 | 0 | 0 | 0 | 0 | 0 | 0 | 0 | 0 | 0 | 0 | 0 | 0 | 0 | 0 | 0 | 0 | 0 | 0 | 0 | 0 | 0 | 0 | 0 | 0 | 0 | 0 | 0 | 0 | 0 | 0 | 0 | 0 | 0 | 0 | 0 | 0 | 0 | 0 | 0 | 0 | 0 | 0 | 0 | 0 | 0 | 0 | 0 | 0
Residential_CZ2 - Multi Family_Existing_Water Heating_Natural Gas_Water Heater > 55 gal._E5_Baseline Forecast | Residential | CZ2 - Multi Family | Existing | Water Heating | Natural Gas | Water Heater > 55 gal. | E5 | Instantaneous - Condensing (UEF 0.92) | Baseline Forecast | 0 | 0 | 0 | 0 | 0 | 0 | 0 | 0 | 0 | 0 | 0 | 0 | 0 | 0 | 0 | 0 | 0 | 0 | 0 | 0 | 0 | 0 | 0 | 0 | 0 | 0 | 0 | 0 | 0 | 0 | 0 | 0 | 0 | 0 | 0 | 0 | 0 | 0 | 0 | 0 | 0 | 0 | 0 | 0 | 0 | 0 | 0 | 0 | 0 | 0 | 0
Residential_CZ2 - Multi Family_Existing_Water Heating_Natural Gas_Water Heater > 55 gal._E6_Baseline Forecast | Residential | CZ2 - Multi Family | Existing | Water Heating | Natural Gas | Water Heater > 55 gal. | E6 | NEEA Gas-Fired Absorption HPWH (EF 1.3) | Baseline Forecast | 0 | 0 | 0 | 0 | 0 | 0 | 0 | 0 | 0 | 0 | 0 | 0 | 0 | 0 | 0 | 0 | 0 | 0 | 0 | 0 | 0 | 0 | 0 | 0 | 0 | 0 | 0 | 0 | 0 | 0 | 0 | 0 | 0 | 0 | 0 | 0 | 0 | 0 | 0 | 0 | 0 | 0 | 0 | 0 | 0 | 0 | 0 | 0 | 0 | 0 | 0
Residential_CZ2 - Multi Family_Existing_Water Heating_Natural Gas_Water Heater > 55 gal._E7_Baseline Forecast | Residential | CZ2 - Multi Family | Existing | Water Heating | Natural Gas | Water Heater > 55 gal. | E7 | NEEA Gas-Fired Absorption HPWH (EF 1.7) | Baseline Forecast | 0 | 0 | 0 | 0 | 0 | 0 | 0 | 0 | 0 | 0 | 0 | 0 | 0 | 0 | 0 | 0 | 0 | 0 | 0 | 0 | 0 | 0 | 0 | 0 | 0 | 0 | 0 | 0 | 0 | 0 | 0 | 0 | 0 | 0 | 0 | 0 | 0 | 0 | 0 | 0 | 0 | 0 | 0 | 0 | 0 | 0 | 0 | 0 | 0 | 0 | 0
Residential_CZ2 - Multi Family_Existing_Water Heating_Natural Gas_Water Heater > 55 gal._E8_Baseline Forecast | Residential | CZ2 - Multi Family | Existing | Water Heating | Natural Gas | Water Heater > 55 gal. | E8 |  | Baseline Forecast | 0 | 0 | 0 | 0 | 0 | 0 | 0 | 0 | 0 | 0 | 0 | 0 | 0 | 0 | 0 | 0 | 0 | 0 | 0 | 0 | 0 | 0 | 0 | 0 | 0 | 0 | 0 | 0 | 0 | 0 | 0 | 0 | 0 | 0 | 0 | 0 | 0 | 0 | 0 | 0 | 0 | 0 | 0 | 0 | 0 | 0 | 0 | 0 | 0 | 0 | 0
Residential_CZ2 - Multi Family_Existing_Water Heating_Natural Gas_Water Heater > 55 gal._E9_Baseline Forecast | Residential | CZ2 - Multi Family | Existing | Water Heating | Natural Gas | Water Heater > 55 gal. | E9 |  | Baseline Forecast | 0 | 0 | 0 | 0 | 0 | 0 | 0 | 0 | 0 | 0 | 0 | 0 | 0 | 0 | 0 | 0 | 0 | 0 | 0 | 0 | 0 | 0 | 0 | 0 | 0 | 0 | 0 | 0 | 0 | 0 | 0 | 0 | 0 | 0 | 0 | 0 | 0 | 0 | 0 | 0 | 0 | 0 | 0 | 0 | 0 | 0 | 0 | 0 | 0 | 0 | 0
Residential_CZ2 - Multi Family_Existing_Water Heating_Natural Gas_Water Heater > 55 gal._E10_Baseline Forecast | Residential | CZ2 - Multi Family | Existing | Water Heating | Natural Gas | Water Heater > 55 gal. | E10 |  | Baseline Forecast | 0 | 0 | 0 | 0 | 0 | 0 | 0 | 0 | 0 | 0 | 0 | 0 | 0 | 0 | 0 | 0 | 0 | 0 | 0 | 0 | 0 | 0 | 0 | 0 | 0 | 0 | 0 | 0 | 0 | 0 | 0 | 0 | 0 | 0 | 0 | 0 | 0 | 0 | 0 | 0 | 0 | 0 | 0 | 0 | 0 | 0 | 0 | 0 | 0 | 0 | 0
Residential_CZ2 - Multi Family_Existing_Water Heating_Natural Gas_Water Heater > 55 gal._Vintage_Baseline Forecast | Residential | CZ2 - Multi Family | Existing | Water Heating | Natural Gas | Water Heater > 55 gal. | Vintage | Vintage | Baseline Forecast | 670.0741 | 629.6395 | 588.8474 | 547.7995 | 506.5822 | 465.2688 | 423.9219 | 383.1949 | 343.0401 | 303.4166 | 264.2892 | 225.6275 | 192.6214 | 164.4436 | 140.3879 | 119.8511 | 102.3186 | 87.3509 | 74.5727 | 63.6638 | 54.3507 | 46.3999 | 0 | 0 | 0 | 0 | 0 | 0 | 0 | 0 | 0 | 0 | 0 | 0 | 0 | 0 | 0 | 0 | 0 | 0 | 0 | 0 | 0 | 0 | 0 | 0 | 0 | 0 | 0 | 0 | 0
Residential_CZ2 - Multi Family_Existing_Appliances_Natural Gas_Clothes Dryer_E1_Baseline Forecast | Residential | CZ2 - Multi Family | Existing | Appliances | Natural Gas | Clothes Dryer | E1 | Standard | Baseline Forecast | 0 | 8.6026 | 17.8146 | 27.5749 | 37.8291 | 48.5278 | 59.6207 | 70.379 | 80.8261 | 90.9815 | 100.6568 | 110.1 | 118.664 | 126.4412 | 133.4951 | 139.8858 | 145.6659 | 150.884 | 155.5857 | 159.8159 | 163.6132 | 167.0249 | 0 | 0 | 0 | 0 | 0 | 0 | 0 | 0 | 0 | 0 | 0 | 0 | 0 | 0 | 0 | 0 | 0 | 0 | 0 | 0 | 0 | 0 | 0 | 0 | 0 | 0 | 0 | 0 | 0
Residential_CZ2 - Multi Family_Existing_Appliances_Natural Gas_Clothes Dryer_E2_Baseline Forecast | Residential | CZ2 - Multi Family | Existing | Appliances | Natural Gas | Clothes Dryer | E2 | NEEA/ENERGY STAR (CE >60%) | Baseline Forecast | 0 | 6.8345 | 14.1471 | 21.8922 | 30.0264 | 38.5091 | 47.3084 | 55.8449 | 64.1347 | 72.195 | 80.2479 | 88.0761 | 95.2639 | 101.8417 | 107.8591 | 113.3601 | 118.3877 | 122.9812 | 127.1756 | 131.0005 | 134.4856 | 137.6462 | 0 | 0 | 0 | 0 | 0 | 0 | 0 | 0 | 0 | 0 | 0 | 0 | 0 | 0 | 0 | 0 | 0 | 0 | 0 | 0 | 0 | 0 | 0 | 0 | 0 | 0 | 0 | 0 | 0
Residential_CZ2 - Multi Family_Existing_Appliances_Natural Gas_Clothes Dryer_E3_Baseline Forecast | Residential | CZ2 - Multi Family | Existing | Appliances | Natural Gas | Clothes Dryer | E3 |  | Baseline Forecast | 0 | 0 | 0 | 0 | 0 | 0 | 0 | 0 | 0 | 0 | 0 | 0 | 0 | 0 | 0 | 0 | 0 | 0 | 0 | 0 | 0 | 0 | 0 | 0 | 0 | 0 | 0 | 0 | 0 | 0 | 0 | 0 | 0 | 0 | 0 | 0 | 0 | 0 | 0 | 0 | 0 | 0 | 0 | 0 | 0 | 0 | 0 | 0 | 0 | 0 | 0
Residential_CZ2 - Multi Family_Existing_Appliances_Natural Gas_Clothes Dryer_E4_Baseline Forecast | Residential | CZ2 - Multi Family | Existing | Appliances | Natural Gas | Clothes Dryer | E4 |  | Baseline Forecast | 0 | 0 | 0 | 0 | 0 | 0 | 0 | 0 | 0 | 0 | 0 | 0 | 0 | 0 | 0 | 0 | 0 | 0 | 0 | 0 | 0 | 0 | 0 | 0 | 0 | 0 | 0 | 0 | 0 | 0 | 0 | 0 | 0 | 0 | 0 | 0 | 0 | 0 | 0 | 0 | 0 | 0 | 0 | 0 | 0 | 0 | 0 | 0 | 0 | 0 | 0
Residential_CZ2 - Multi Family_Existing_Appliances_Natural Gas_Clothes Dryer_E5_Baseline Forecast | Residential | CZ2 - Multi Family | Existing | Appliances | Natural Gas | Clothes Dryer | E5 |  | Baseline Forecast | 0 | 0 | 0 | 0 | 0 | 0 | 0 | 0 | 0 | 0 | 0 | 0 | 0 | 0 | 0 | 0 | 0 | 0 | 0 | 0 | 0 | 0 | 0 | 0 | 0 | 0 | 0 | 0 | 0 | 0 | 0 | 0 | 0 | 0 | 0 | 0 | 0 | 0 | 0 | 0 | 0 | 0 | 0 | 0 | 0 | 0 | 0 | 0 | 0 | 0 | 0
Residential_CZ2 - Multi Family_Existing_Appliances_Natural Gas_Clothes Dryer_E6_Baseline Forecast | Residential | CZ2 - Multi Family | Existing | Appliances | Natural Gas | Clothes Dryer | E6 |  | Baseline Forecast | 0 | 0 | 0 | 0 | 0 | 0 | 0 | 0 | 0 | 0 | 0 | 0 | 0 | 0 | 0 | 0 | 0 | 0 | 0 | 0 | 0 | 0 | 0 | 0 | 0 | 0 | 0 | 0 | 0 | 0 | 0 | 0 | 0 | 0 | 0 | 0 | 0 | 0 | 0 | 0 | 0 | 0 | 0 | 0 | 0 | 0 | 0 | 0 | 0 | 0 | 0
Residential_CZ2 - Multi Family_Existing_Appliances_Natural Gas_Clothes Dryer_E7_Baseline Forecast | Residential | CZ2 - Multi Family | Existing | Appliances | Natural Gas | Clothes Dryer | E7 |  | Baseline Forecast | 0 | 0 | 0 | 0 | 0 | 0 | 0 | 0 | 0 | 0 | 0 | 0 | 0 | 0 | 0 | 0 | 0 | 0 | 0 | 0 | 0 | 0 | 0 | 0 | 0 | 0 | 0 | 0 | 0 | 0 | 0 | 0 | 0 | 0 | 0 | 0 | 0 | 0 | 0 | 0 | 0 | 0 | 0 | 0 | 0 | 0 | 0 | 0 | 0 | 0 | 0
Residential_CZ2 - Multi Family_Existing_Appliances_Natural Gas_Clothes Dryer_E8_Baseline Forecast | Residential | CZ2 - Multi Family | Existing | Appliances | Natural Gas | Clothes Dryer | E8 |  | Baseline Forecast | 0 | 0 | 0 | 0 | 0 | 0 | 0 | 0 | 0 | 0 | 0 | 0 | 0 | 0 | 0 | 0 | 0 | 0 | 0 | 0 | 0 | 0 | 0 | 0 | 0 | 0 | 0 | 0 | 0 | 0 | 0 | 0 | 0 | 0 | 0 | 0 | 0 | 0 | 0 | 0 | 0 | 0 | 0 | 0 | 0 | 0 | 0 | 0 | 0 | 0 | 0
Residential_CZ2 - Multi Family_Existing_Appliances_Natural Gas_Clothes Dryer_E9_Baseline Forecast | Residential | CZ2 - Multi Family | Existing | Appliances | Natural Gas | Clothes Dryer | E9 |  | Baseline Forecast | 0 | 0 | 0 | 0 | 0 | 0 | 0 | 0 | 0 | 0 | 0 | 0 | 0 | 0 | 0 | 0 | 0 | 0 | 0 | 0 | 0 | 0 | 0 | 0 | 0 | 0 | 0 | 0 | 0 | 0 | 0 | 0 | 0 | 0 | 0 | 0 | 0 | 0 | 0 | 0 | 0 | 0 | 0 | 0 | 0 | 0 | 0 | 0 | 0 | 0 | 0
Residential_CZ2 - Multi Family_Existing_Appliances_Natural Gas_Clothes Dryer_E10_Baseline Forecast | Residential | CZ2 - Multi Family | Existing | Appliances | Natural Gas | Clothes Dryer | E10 |  | Baseline Forecast | 0 | 0 | 0 | 0 | 0 | 0 | 0 | 0 | 0 | 0 | 0 | 0 | 0 | 0 | 0 | 0 | 0 | 0 | 0 | 0 | 0 | 0 | 0 | 0 | 0 | 0 | 0 | 0 | 0 | 0 | 0 | 0 | 0 | 0 | 0 | 0 | 0 | 0 | 0 | 0 | 0 | 0 | 0 | 0 | 0 | 0 | 0 | 0 | 0 | 0 | 0
Residential_CZ2 - Multi Family_Existing_Appliances_Natural Gas_Clothes Dryer_Vintage_Baseline Forecast | Residential | CZ2 - Multi Family | Existing | Appliances | Natural Gas | Clothes Dryer | Vintage | Vintage | Baseline Forecast | 432.784 | 415.6157 | 397.3669 | 378.1442 | 358.0454 | 337.1603 | 315.5713 | 294.5866 | 274.1665 | 254.2742 | 234.8763 | 215.9417 | 198.5334 | 182.5286 | 167.814 | 154.2856 | 141.8478 | 130.4127 | 119.8994 | 110.2337 | 101.3471 | 93.177 | 0 | 0 | 0 | 0 | 0 | 0 | 0 | 0 | 0 | 0 | 0 | 0 | 0 | 0 | 0 | 0 | 0 | 0 | 0 | 0 | 0 | 0 | 0 | 0 | 0 | 0 | 0 | 0 | 0
Residential_CZ2 - Multi Family_Existing_Appliances_Natural Gas_Stove/Oven_E1_Baseline Forecast | Residential | CZ2 - Multi Family | Existing | Appliances | Natural Gas | Stove/Oven | E1 | Typical - (914 + 1915 IAEC) | Baseline Forecast | 0 | 92.1384 | 180.3316 | 265.0688 | 346.7695 | 425.5584 | 501.7319 | 575.6086 | 647.4612 | 717.5074 | 784.6039 | 840.923 | 887.827 | 926.8335 | 959.1088 | 985.6578 | 1007.3312 | 1024.8477 | 1038.1592 | 1048.5769 | 1056.7116 | 1062.878 | 0 | 0 | 0 | 0 | 0 | 0 | 0 | 0 | 0 | 0 | 0 | 0 | 0 | 0 | 0 | 0 | 0 | 0 | 0 | 0 | 0 | 0 | 0 | 0 | 0 | 0 | 0 | 0 | 0
Residential_CZ2 - Multi Family_Existing_Appliances_Natural Gas_Stove/Oven_E2_Baseline Forecast | Residential | CZ2 - Multi Family | Existing | Appliances | Natural Gas | Stove/Oven | E2 | High Efficiency (730 + 1660 IAEC) | Baseline Forecast | 0 | 39.1178 | 76.4797 | 112.3204 | 146.839 | 180.0891 | 212.2804 | 243.5273 | 273.9271 | 303.5788 | 333.8964 | 359.754 | 382.0224 | 401.0899 | 417.418 | 431.3908 | 443.3441 | 453.5714 | 462.9853 | 471.0128 | 477.6727 | 483.1883 | 0 | 0 | 0 | 0 | 0 | 0 | 0 | 0 | 0 | 0 | 0 | 0 | 0 | 0 | 0 | 0 | 0 | 0 | 0 | 0 | 0 | 0 | 0 | 0 | 0 | 0 | 0 | 0 | 0
Residential_CZ2 - Multi Family_Existing_Appliances_Natural Gas_Stove/Oven_E3_Baseline Forecast | Residential | CZ2 - Multi Family | Existing | Appliances | Natural Gas | Stove/Oven | E3 |  | Baseline Forecast | 0 | 0 | 0 | 0 | 0 | 0 | 0 | 0 | 0 | 0 | 0 | 0 | 0 | 0 | 0 | 0 | 0 | 0 | 0 | 0 | 0 | 0 | 0 | 0 | 0 | 0 | 0 | 0 | 0 | 0 | 0 | 0 | 0 | 0 | 0 | 0 | 0 | 0 | 0 | 0 | 0 | 0 | 0 | 0 | 0 | 0 | 0 | 0 | 0 | 0 | 0
Residential_CZ2 - Multi Family_Existing_Appliances_Natural Gas_Stove/Oven_E4_Baseline Forecast | Residential | CZ2 - Multi Family | Existing | Appliances | Natural Gas | Stove/Oven | E4 |  | Baseline Forecast | 0 | 0 | 0 | 0 | 0 | 0 | 0 | 0 | 0 | 0 | 0 | 0 | 0 | 0 | 0 | 0 | 0 | 0 | 0 | 0 | 0 | 0 | 0 | 0 | 0 | 0 | 0 | 0 | 0 | 0 | 0 | 0 | 0 | 0 | 0 | 0 | 0 | 0 | 0 | 0 | 0 | 0 | 0 | 0 | 0 | 0 | 0 | 0 | 0 | 0 | 0
Residential_CZ2 - Multi Family_Existing_Appliances_Natural Gas_Stove/Oven_E5_Baseline Forecast | Residential | CZ2 - Multi Family | Existing | Appliances | Natural Gas | Stove/Oven | E5 |  | Baseline Forecast | 0 | 0 | 0 | 0 | 0 | 0 | 0 | 0 | 0 | 0 | 0 | 0 | 0 | 0 | 0 | 0 | 0 | 0 | 0 | 0 | 0 | 0 | 0 | 0 | 0 | 0 | 0 | 0 | 0 | 0 | 0 | 0 | 0 | 0 | 0 | 0 | 0 | 0 | 0 | 0 | 0 | 0 | 0 | 0 | 0 | 0 | 0 | 0 | 0 | 0 | 0
Residential_CZ2 - Multi Family_Existing_Appliances_Natural Gas_Stove/Oven_E6_Baseline Forecast | Residential | CZ2 - Multi Family | Existing | Appliances | Natural Gas | Stove/Oven | E6 |  | Baseline Forecast | 0 | 0 | 0 | 0 | 0 | 0 | 0 | 0 | 0 | 0 | 0 | 0 | 0 | 0 | 0 | 0 | 0 | 0 | 0 | 0 | 0 | 0 | 0 | 0 | 0 | 0 | 0 | 0 | 0 | 0 | 0 | 0 | 0 | 0 | 0 | 0 | 0 | 0 | 0 | 0 | 0 | 0 | 0 | 0 | 0 | 0 | 0 | 0 | 0 | 0 | 0
Residential_CZ2 - Multi Family_Existing_Appliances_Natural Gas_Stove/Oven_E7_Baseline Forecast | Residential | CZ2 - Multi Family | Existing | Appliances | Natural Gas | Stove/Oven | E7 |  | Baseline Forecast | 0 | 0 | 0 | 0 | 0 | 0 | 0 | 0 | 0 | 0 | 0 | 0 | 0 | 0 | 0 | 0 | 0 | 0 | 0 | 0 | 0 | 0 | 0 | 0 | 0 | 0 | 0 | 0 | 0 | 0 | 0 | 0 | 0 | 0 | 0 | 0 | 0 | 0 | 0 | 0 | 0 | 0 | 0 | 0 | 0 | 0 | 0 | 0 | 0 | 0 | 0
Residential_CZ2 - Multi Family_Existing_Appliances_Natural Gas_Stove/Oven_E8_Baseline Forecast | Residential | CZ2 - Multi Family | Existing | Appliances | Natural Gas | Stove/Oven | E8 |  | Baseline Forecast | 0 | 0 | 0 | 0 | 0 | 0 | 0 | 0 | 0 | 0 | 0 | 0 | 0 | 0 | 0 | 0 | 0 | 0 | 0 | 0 | 0 | 0 | 0 | 0 | 0 | 0 | 0 | 0 | 0 | 0 | 0 | 0 | 0 | 0 | 0 | 0 | 0 | 0 | 0 | 0 | 0 | 0 | 0 | 0 | 0 | 0 | 0 | 0 | 0 | 0 | 0
Residential_CZ2 - Multi Family_Existing_Appliances_Natural Gas_Stove/Oven_E9_Baseline Forecast | Residential | CZ2 - Multi Family | Existing | Appliances | Natural Gas | Stove/Oven | E9 |  | Baseline Forecast | 0 | 0 | 0 | 0 | 0 | 0 | 0 | 0 | 0 | 0 | 0 | 0 | 0 | 0 | 0 | 0 | 0 | 0 | 0 | 0 | 0 | 0 | 0 | 0 | 0 | 0 | 0 | 0 | 0 | 0 | 0 | 0 | 0 | 0 | 0 | 0 | 0 | 0 | 0 | 0 | 0 | 0 | 0 | 0 | 0 | 0 | 0 | 0 | 0 | 0 | 0
Residential_CZ2 - Multi Family_Existing_Appliances_Natural Gas_Stove/Oven_E10_Baseline Forecast | Residential | CZ2 - Multi Family | Existing | Appliances | Natural Gas | Stove/Oven | E10 |  | Baseline Forecast | 0 | 0 | 0 | 0 | 0 | 0 | 0 | 0 | 0 | 0 | 0 | 0 | 0 | 0 | 0 | 0 | 0 | 0 | 0 | 0 | 0 | 0 | 0 | 0 | 0 | 0 | 0 | 0 | 0 | 0 | 0 | 0 | 0 | 0 | 0 | 0 | 0 | 0 | 0 | 0 | 0 | 0 | 0 | 0 | 0 | 0 | 0 | 0 | 0 | 0 | 0
Residential_CZ2 - Multi Family_Existing_Appliances_Natural Gas_Stove/Oven_Vintage_Baseline Forecast | Residential | CZ2 - Multi Family | Existing | Appliances | Natural Gas | Stove/Oven | Vintage | Vintage | Baseline Forecast | 1798.1359 | 1659.6872 | 1526.9683 | 1399.2553 | 1275.9295 | 1156.8123 | 1041.3976 | 929.2524 | 820.0064 | 713.343 | 608.9911 | 519.9044 | 443.8498 | 378.9209 | 323.4902 | 276.1682 | 235.7687 | 201.2791 | 171.8349 | 146.6979 | 125.2381 | 106.9175 | 0 | 0 | 0 | 0 | 0 | 0 | 0 | 0 | 0 | 0 | 0 | 0 | 0 | 0 | 0 | 0 | 0 | 0 | 0 | 0 | 0 | 0 | 0 | 0 | 0 | 0 | 0 | 0 | 0
Residential_CZ2 - Multi Family_Existing_Miscellaneous_Natural Gas_Pool Heater_E1_Baseline Forecast | Residential | CZ2 - Multi Family | Existing | Miscellaneous | Natural Gas | Pool Heater | E1 | Standard (EF 0.82) | Baseline Forecast | 0 | 3.3094 | 6.3782 | 9.2283 | 11.88 | 14.3512 | 16.6585 | 18.733 | 20.5967 | 22.2698 | 23.7701 | 25.1142 | 26.3168 | 27.3915 | 28.3502 | 29.2042 | 29.9632 | 30.6364 | 31.232 | 31.7572 | 32.2189 | 32.6231 | 0 | 0 | 0 | 0 | 0 | 0 | 0 | 0 | 0 | 0 | 0 | 0 | 0 | 0 | 0 | 0 | 0 | 0 | 0 | 0 | 0 | 0 | 0 | 0 | 0 | 0 | 0 | 0 | 0
Residential_CZ2 - Multi Family_Existing_Miscellaneous_Natural Gas_Pool Heater_E2_Baseline Forecast | Residential | CZ2 - Multi Family | Existing | Miscellaneous | Natural Gas | Pool Heater | E2 | High Efficiency (EF 0.84) | Baseline Forecast | 0 | 0.17418 | 0.33569 | 0.4857 | 0.62526 | 0.75533 | 0.87676 | 0.98595 | 1.084 | 1.1721 | 1.2511 | 1.3218 | 1.3851 | 1.4417 | 1.4921 | 1.5371 | 1.577 | 1.6124 | 1.6438 | 1.6714 | 1.6957 | 1.717 | 0 | 0 | 0 | 0 | 0 | 0 | 0 | 0 | 0 | 0 | 0 | 0 | 0 | 0 | 0 | 0 | 0 | 0 | 0 | 0 | 0 | 0 | 0 | 0 | 0 | 0 | 0 | 0 | 0
Residential_CZ2 - Multi Family_Existing_Miscellaneous_Natural Gas_Pool Heater_E3_Baseline Forecast | Residential | CZ2 - Multi Family | Existing | Miscellaneous | Natural Gas | Pool Heater | E3 | Condensing (EF .94) | Baseline Forecast | 0 | 0 | 0 | 0 | 0 | 0 | 0 | 0 | 0 | 0 | 0 | 0 | 0 | 0 | 0 | 0 | 0 | 0 | 0 | 0 | 0 | 0 | 0 | 0 | 0 | 0 | 0 | 0 | 0 | 0 | 0 | 0 | 0 | 0 | 0 | 0 | 0 | 0 | 0 | 0 | 0 | 0 | 0 | 0 | 0 | 0 | 0 | 0 | 0 | 0 | 0
Residential_CZ2 - Multi Family_Existing_Miscellaneous_Natural Gas_Pool Heater_E4_Baseline Forecast | Residential | CZ2 - Multi Family | Existing | Miscellaneous | Natural Gas | Pool Heater | E4 | Condensing w/Imp. HX (EF 0.95) | Baseline Forecast | 0 | 0 | 0 | 0 | 0 | 0 | 0 | 0 | 0 | 0 | 0 | 0 | 0 | 0 | 0 | 0 | 0 | 0 | 0 | 0 | 0 | 0 | 0 | 0 | 0 | 0 | 0 | 0 | 0 | 0 | 0 | 0 | 0 | 0 | 0 | 0 | 0 | 0 | 0 | 0 | 0 | 0 | 0 | 0 | 0 | 0 | 0 | 0 | 0 | 0 | 0
Residential_CZ2 - Multi Family_Existing_Miscellaneous_Natural Gas_Pool Heater_E5_Baseline Forecast | Residential | CZ2 - Multi Family | Existing | Miscellaneous | Natural Gas | Pool Heater | E5 |  | Baseline Forecast | 0 | 0 | 0 | 0 | 0 | 0 | 0 | 0 | 0 | 0 | 0 | 0 | 0 | 0 | 0 | 0 | 0 | 0 | 0 | 0 | 0 | 0 | 0 | 0 | 0 | 0 | 0 | 0 | 0 | 0 | 0 | 0 | 0 | 0 | 0 | 0 | 0 | 0 | 0 | 0 | 0 | 0 | 0 | 0 | 0 | 0 | 0 | 0 | 0 | 0 | 0
Residential_CZ2 - Multi Family_Existing_Miscellaneous_Natural Gas_Pool Heater_E6_Baseline Forecast | Residential | CZ2 - Multi Family | Existing | Miscellaneous | Natural Gas | Pool Heater | E6 |  | Baseline Forecast | 0 | 0 | 0 | 0 | 0 | 0 | 0 | 0 | 0 | 0 | 0 | 0 | 0 | 0 | 0 | 0 | 0 | 0 | 0 | 0 | 0 | 0 | 0 | 0 | 0 | 0 | 0 | 0 | 0 | 0 | 0 | 0 | 0 | 0 | 0 | 0 | 0 | 0 | 0 | 0 | 0 | 0 | 0 | 0 | 0 | 0 | 0 | 0 | 0 | 0 | 0
Residential_CZ2 - Multi Family_Existing_Miscellaneous_Natural Gas_Pool Heater_E7_Baseline Forecast | Residential | CZ2 - Multi Family | Existing | Miscellaneous | Natural Gas | Pool Heater | E7 |  | Baseline Forecast | 0 | 0 | 0 | 0 | 0 | 0 | 0 | 0 | 0 | 0 | 0 | 0 | 0 | 0 | 0 | 0 | 0 | 0 | 0 | 0 | 0 | 0 | 0 | 0 | 0 | 0 | 0 | 0 | 0 | 0 | 0 | 0 | 0 | 0 | 0 | 0 | 0 | 0 | 0 | 0 | 0 | 0 | 0 | 0 | 0 | 0 | 0 | 0 | 0 | 0 | 0
Residential_CZ2 - Multi Family_Existing_Miscellaneous_Natural Gas_Pool Heater_E8_Baseline Forecast | Residential | CZ2 - Multi Family | Existing | Miscellaneous | Natural Gas | Pool Heater | E8 |  | Baseline Forecast | 0 | 0 | 0 | 0 | 0 | 0 | 0 | 0 | 0 | 0 | 0 | 0 | 0 | 0 | 0 | 0 | 0 | 0 | 0 | 0 | 0 | 0 | 0 | 0 | 0 | 0 | 0 | 0 | 0 | 0 | 0 | 0 | 0 | 0 | 0 | 0 | 0 | 0 | 0 | 0 | 0 | 0 | 0 | 0 | 0 | 0 | 0 | 0 | 0 | 0 | 0
Residential_CZ2 - Multi Family_Existing_Miscellaneous_Natural Gas_Pool Heater_E9_Baseline Forecast | Residential | CZ2 - Multi Family | Existing | Miscellaneous | Natural Gas | Pool Heater | E9 |  | Baseline Forecast | 0 | 0 | 0 | 0 | 0 | 0 | 0 | 0 | 0 | 0 | 0 | 0 | 0 | 0 | 0 | 0 | 0 | 0 | 0 | 0 | 0 | 0 | 0 | 0 | 0 | 0 | 0 | 0 | 0 | 0 | 0 | 0 | 0 | 0 | 0 | 0 | 0 | 0 | 0 | 0 | 0 | 0 | 0 | 0 | 0 | 0 | 0 | 0 | 0 | 0 | 0
Residential_CZ2 - Multi Family_Existing_Miscellaneous_Natural Gas_Pool Heater_E10_Baseline Forecast | Residential | CZ2 - Multi Family | Existing | Miscellaneous | Natural Gas | Pool Heater | E10 |  | Baseline Forecast | 0 | 0 | 0 | 0 | 0 | 0 | 0 | 0 | 0 | 0 | 0 | 0 | 0 | 0 | 0 | 0 | 0 | 0 | 0 | 0 | 0 | 0 | 0 | 0 | 0 | 0 | 0 | 0 | 0 | 0 | 0 | 0 | 0 | 0 | 0 | 0 | 0 | 0 | 0 | 0 | 0 | 0 | 0 | 0 | 0 | 0 | 0 | 0 | 0 | 0 | 0
Residential_CZ2 - Multi Family_Existing_Miscellaneous_Natural Gas_Pool Heater_Vintage_Baseline Forecast | Residential | CZ2 - Multi Family | Existing | Miscellaneous | Natural Gas | Pool Heater | Vintage | Vintage | Baseline Forecast | 43.4595 | 39.802 | 36.3986 | 33.226 | 30.2631 | 27.4907 | 24.8916 | 22.5382 | 20.4073 | 18.4779 | 16.7309 | 15.1491 | 13.7168 | 12.4199 | 11.2457 | 10.1824 | 9.2197 | 8.3481 | 7.5588 | 6.8441 | 6.1971 | 5.6112 | 0 | 0 | 0 | 0 | 0 | 0 | 0 | 0 | 0 | 0 | 0 | 0 | 0 | 0 | 0 | 0 | 0 | 0 | 0 | 0 | 0 | 0 | 0 | 0 | 0 | 0 | 0 | 0 | 0
Residential_CZ2 - Multi Family_Existing_Miscellaneous_Natural Gas_Miscellaneous_E1_Baseline Forecast | Residential | CZ2 - Multi Family | Existing | Miscellaneous | Natural Gas | Miscellaneous | E1 | Default | Baseline Forecast | 0 | 0 | 165.564 | 467.2215 | 880.5202 | 1385.1723 | 1964.347 | 2441.8034 | 2834.8466 | 3157.8398 | 3422.7046 | 3639.3355 | 3815.9452 | 3959.3501 | 4075.2077 | 4168.2137 | 4242.2656 | 4300.598 | 4345.8958 | 4380.3874 | 4405.9223 | 4424.0354 | 0 | 0 | 0 | 0 | 0 | 0 | 0 | 0 | 0 | 0 | 0 | 0 | 0 | 0 | 0 | 0 | 0 | 0 | 0 | 0 | 0 | 0 | 0 | 0 | 0 | 0 | 0 | 0 | 0
Residential_CZ2 - Multi Family_Existing_Miscellaneous_Natural Gas_Miscellaneous_E2_Baseline Forecast | Residential | CZ2 - Multi Family | Existing | Miscellaneous | Natural Gas | Miscellaneous | E2 |  | Baseline Forecast | 0 | 0 | 0 | 0 | 0 | 0 | 0 | 0 | 0 | 0 | 0 | 0 | 0 | 0 | 0 | 0 | 0 | 0 | 0 | 0 | 0 | 0 | 0 | 0 | 0 | 0 | 0 | 0 | 0 | 0 | 0 | 0 | 0 | 0 | 0 | 0 | 0 | 0 | 0 | 0 | 0 | 0 | 0 | 0 | 0 | 0 | 0 | 0 | 0 | 0 | 0
Residential_CZ2 - Multi Family_Existing_Miscellaneous_Natural Gas_Miscellaneous_E3_Baseline Forecast | Residential | CZ2 - Multi Family | Existing | Miscellaneous | Natural Gas | Miscellaneous | E3 |  | Baseline Forecast | 0 | 0 | 0 | 0 | 0 | 0 | 0 | 0 | 0 | 0 | 0 | 0 | 0 | 0 | 0 | 0 | 0 | 0 | 0 | 0 | 0 | 0 | 0 | 0 | 0 | 0 | 0 | 0 | 0 | 0 | 0 | 0 | 0 | 0 | 0 | 0 | 0 | 0 | 0 | 0 | 0 | 0 | 0 | 0 | 0 | 0 | 0 | 0 | 0 | 0 | 0
Residential_CZ2 - Multi Family_Existing_Miscellaneous_Natural Gas_Miscellaneous_E4_Baseline Forecast | Residential | CZ2 - Multi Family | Existing | Miscellaneous | Natural Gas | Miscellaneous | E4 |  | Baseline Forecast | 0 | 0 | 0 | 0 | 0 | 0 | 0 | 0 | 0 | 0 | 0 | 0 | 0 | 0 | 0 | 0 | 0 | 0 | 0 | 0 | 0 | 0 | 0 | 0 | 0 | 0 | 0 | 0 | 0 | 0 | 0 | 0 | 0 | 0 | 0 | 0 | 0 | 0 | 0 | 0 | 0 | 0 | 0 | 0 | 0 | 0 | 0 | 0 | 0 | 0 | 0
Residential_CZ2 - Multi Family_Existing_Miscellaneous_Natural Gas_Miscellaneous_E5_Baseline Forecast | Residential | CZ2 - Multi Family | Existing | Miscellaneous | Natural Gas | Miscellaneous | E5 |  | Baseline Forecast | 0 | 0 | 0 | 0 | 0 | 0 | 0 | 0 | 0 | 0 | 0 | 0 | 0 | 0 | 0 | 0 | 0 | 0 | 0 | 0 | 0 | 0 | 0 | 0 | 0 | 0 | 0 | 0 | 0 | 0 | 0 | 0 | 0 | 0 | 0 | 0 | 0 | 0 | 0 | 0 | 0 | 0 | 0 | 0 | 0 | 0 | 0 | 0 | 0 | 0 | 0
Residential_CZ2 - Multi Family_Existing_Miscellaneous_Natural Gas_Miscellaneous_E6_Baseline Forecast | Residential | CZ2 - Multi Family | Existing | Miscellaneous | Natural Gas | Miscellaneous | E6 |  | Baseline Forecast | 0 | 0 | 0 | 0 | 0 | 0 | 0 | 0 | 0 | 0 | 0 | 0 | 0 | 0 | 0 | 0 | 0 | 0 | 0 | 0 | 0 | 0 | 0 | 0 | 0 | 0 | 0 | 0 | 0 | 0 | 0 | 0 | 0 | 0 | 0 | 0 | 0 | 0 | 0 | 0 | 0 | 0 | 0 | 0 | 0 | 0 | 0 | 0 | 0 | 0 | 0
Residential_CZ2 - Multi Family_Existing_Miscellaneous_Natural Gas_Miscellaneous_E7_Baseline Forecast | Residential | CZ2 - Multi Family | Existing | Miscellaneous | Natural Gas | Miscellaneous | E7 |  | Baseline Forecast | 0 | 0 | 0 | 0 | 0 | 0 | 0 | 0 | 0 | 0 | 0 | 0 | 0 | 0 | 0 | 0 | 0 | 0 | 0 | 0 | 0 | 0 | 0 | 0 | 0 | 0 | 0 | 0 | 0 | 0 | 0 | 0 | 0 | 0 | 0 | 0 | 0 | 0 | 0 | 0 | 0 | 0 | 0 | 0 | 0 | 0 | 0 | 0 | 0 | 0 | 0
Residential_CZ2 - Multi Family_Existing_Miscellaneous_Natural Gas_Miscellaneous_E8_Baseline Forecast | Residential | CZ2 - Multi Family | Existing | Miscellaneous | Natural Gas | Miscellaneous | E8 |  | Baseline Forecast | 0 | 0 | 0 | 0 | 0 | 0 | 0 | 0 | 0 | 0 | 0 | 0 | 0 | 0 | 0 | 0 | 0 | 0 | 0 | 0 | 0 | 0 | 0 | 0 | 0 | 0 | 0 | 0 | 0 | 0 | 0 | 0 | 0 | 0 | 0 | 0 | 0 | 0 | 0 | 0 | 0 | 0 | 0 | 0 | 0 | 0 | 0 | 0 | 0 | 0 | 0
Residential_CZ2 - Multi Family_Existing_Miscellaneous_Natural Gas_Miscellaneous_E9_Baseline Forecast | Residential | CZ2 - Multi Family | Existing | Miscellaneous | Natural Gas | Miscellaneous | E9 |  | Baseline Forecast | 0 | 0 | 0 | 0 | 0 | 0 | 0 | 0 | 0 | 0 | 0 | 0 | 0 | 0 | 0 | 0 | 0 | 0 | 0 | 0 | 0 | 0 | 0 | 0 | 0 | 0 | 0 | 0 | 0 | 0 | 0 | 0 | 0 | 0 | 0 | 0 | 0 | 0 | 0 | 0 | 0 | 0 | 0 | 0 | 0 | 0 | 0 | 0 | 0 | 0 | 0
Residential_CZ2 - Multi Family_Existing_Miscellaneous_Natural Gas_Miscellaneous_E10_Baseline Forecast | Residential | CZ2 - Multi Family | Existing | Miscellaneous | Natural Gas | Miscellaneous | E10 |  | Baseline Forecast | 0 | 0 | 0 | 0 | 0 | 0 | 0 | 0 | 0 | 0 | 0 | 0 | 0 | 0 | 0 | 0 | 0 | 0 | 0 | 0 | 0 | 0 | 0 | 0 | 0 | 0 | 0 | 0 | 0 | 0 | 0 | 0 | 0 | 0 | 0 | 0 | 0 | 0 | 0 | 0 | 0 | 0 | 0 | 0 | 0 | 0 | 0 | 0 | 0 | 0 | 0
Residential_CZ2 - Multi Family_Existing_Miscellaneous_Natural Gas_Miscellaneous_Vintage_Baseline Forecast | Residential | CZ2 - Multi Family | Existing | Miscellaneous | Natural Gas | Miscellaneous | Vintage | Vintage | Baseline Forecast | 5006.8941 | 4986.8665 | 4801.3551 | 4479.8298 | 4046.743 | 3522.3818 | 2923.5769 | 2426.5688 | 2014.0521 | 1671.6633 | 1387.4805 | 1151.6088 | 955.8353 | 793.3433 | 658.475 | 546.5342 | 453.6234 | 376.5074 | 312.5012 | 259.376 | 215.282 | 178.6841 | 0 | 0 | 0 | 0 | 0 | 0 | 0 | 0 | 0 | 0 | 0 | 0 | 0 | 0 | 0 | 0 | 0 | 0 | 0 | 0 | 0 | 0 | 0 | 0 | 0 | 0 | 0 | 0 | 0
Residential_CZ2 - Multi Family_New_Space Heating_Natural Gas_Furnace - Direct Fuel_E1_Baseline Forecast | Residential | CZ2 - Multi Family | New | Space Heating | Natural Gas | Furnace - Direct Fuel | E1 | AFUE 80% | Baseline Forecast | 0 | 48.4827 | 96.8203 | 169.3347 | 239.6652 | 239.6652 | 239.6652 | 239.6652 | 239.6652 | 239.6652 | 239.6652 | 239.6652 | 236.8133 | 231.2857 | 221.8178 | 208.7697 | 196.4891 | 184.9309 | 174.0526 | 163.8143 | 154.1781 | 145.1088 | 0 | 0 | 0 | 0 | 0 | 0 | 0 | 0 | 0 | 0 | 0 | 0 | 0 | 0 | 0 | 0 | 0 | 0 | 0 | 0 | 0 | 0 | 0 | 0 | 0 | 0 | 0 | 0 | 0
Residential_CZ2 - Multi Family_New_Space Heating_Natural Gas_Furnace - Direct Fuel_E2_Baseline Forecast | Residential | CZ2 - Multi Family | New | Space Heating | Natural Gas | Furnace - Direct Fuel | E2 | AFUE 90% | Baseline Forecast | 0 | 1.263 | 2.5842 | 4.648 | 7.2671 | 7.2671 | 7.2671 | 7.2671 | 7.2671 | 7.2671 | 7.2671 | 7.2671 | 7.1928 | 7.0452 | 6.7848 | 6.3857 | 6.0101 | 5.6565 | 5.3238 | 5.0106 | 4.7159 | 4.4385 | 0 | 0 | 0 | 0 | 0 | 0 | 0 | 0 | 0 | 0 | 0 | 0 | 0 | 0 | 0 | 0 | 0 | 0 | 0 | 0 | 0 | 0 | 0 | 0 | 0 | 0 | 0 | 0 | 0
Residential_CZ2 - Multi Family_New_Space Heating_Natural Gas_Furnace - Direct Fuel_E3_Baseline Forecast | Residential | CZ2 - Multi Family | New | Space Heating | Natural Gas | Furnace - Direct Fuel | E3 | AFUE 92% | Baseline Forecast | 0 | 0.15192 | 0.31003 | 0.55724 | 0.87086 | 74.4778 | 148.3434 | 222.6537 | 296.7159 | 370.6343 | 444.5233 | 518.3763 | 594.9484 | 673.8817 | 756.561 | 842.4384 | 927.4296 | 1011.38 | 1094.3381 | 1176.4646 | 1257.7372 | 1340.4763 | 0 | 0 | 0 | 0 | 0 | 0 | 0 | 0 | 0 | 0 | 0 | 0 | 0 | 0 | 0 | 0 | 0 | 0 | 0 | 0 | 0 | 0 | 0 | 0 | 0 | 0 | 0 | 0 | 0
Residential_CZ2 - Multi Family_New_Space Heating_Natural Gas_Furnace - Direct Fuel_E4_Baseline Forecast | Residential | CZ2 - Multi Family | New | Space Heating | Natural Gas | Furnace - Direct Fuel | E4 | AFUE 95% | Baseline Forecast | 0 | 0.12154 | 0.24803 | 0.44579 | 0.69669 | 0.96217 | 1.2443 | 1.5449 | 1.8662 | 2.2109 | 2.5852 | 2.9891 | 3.4347 | 3.9259 | 4.475 | 5.083 | 5.7584 | 6.5051 | 7.3291 | 8.2378 | 9.2348 | 10.3517 | 0 | 0 | 0 | 0 | 0 | 0 | 0 | 0 | 0 | 0 | 0 | 0 | 0 | 0 | 0 | 0 | 0 | 0 | 0 | 0 | 0 | 0 | 0 | 0 | 0 | 0 | 0 | 0 | 0
Residential_CZ2 - Multi Family_New_Space Heating_Natural Gas_Furnace - Direct Fuel_E5_Baseline Forecast | Residential | CZ2 - Multi Family | New | Space Heating | Natural Gas | Furnace - Direct Fuel | E5 | AFUE 98% | Baseline Forecast | 0 | 0.030384 | 0.062007 | 0.11145 | 0.17417 | 0.24054 | 0.31106 | 0.38623 | 0.46654 | 0.55273 | 0.64631 | 0.74726 | 0.85867 | 0.98148 | 1.1188 | 1.2708 | 1.4396 | 1.6263 | 1.8323 | 2.0594 | 2.3087 | 2.5879 | 0 | 0 | 0 | 0 | 0 | 0 | 0 | 0 | 0 | 0 | 0 | 0 | 0 | 0 | 0 | 0 | 0 | 0 | 0 | 0 | 0 | 0 | 0 | 0 | 0 | 0 | 0 | 0 | 0
Residential_CZ2 - Multi Family_New_Space Heating_Natural Gas_Furnace - Direct Fuel_E6_Baseline Forecast | Residential | CZ2 - Multi Family | New | Space Heating | Natural Gas | Furnace - Direct Fuel | E6 | Convert to NG Heat Pump | Baseline Forecast | 0 | 0 | 0 | 0 | 0 | 0 | 0 | 0 | 0 | 0 | 0 | 0 | 0 | 0 | 0 | 0 | 0 | 0 | 0 | 0 | 0 | 0 | 0 | 0 | 0 | 0 | 0 | 0 | 0 | 0 | 0 | 0 | 0 | 0 | 0 | 0 | 0 | 0 | 0 | 0 | 0 | 0 | 0 | 0 | 0 | 0 | 0 | 0 | 0 | 0 | 0
Residential_CZ2 - Multi Family_New_Space Heating_Natural Gas_Furnace - Direct Fuel_E7_Baseline Forecast | Residential | CZ2 - Multi Family | New | Space Heating | Natural Gas | Furnace - Direct Fuel | E7 |  | Baseline Forecast | 0 | 0 | 0 | 0 | 0 | 0 | 0 | 0 | 0 | 0 | 0 | 0 | 0 | 0 | 0 | 0 | 0 | 0 | 0 | 0 | 0 | 0 | 0 | 0 | 0 | 0 | 0 | 0 | 0 | 0 | 0 | 0 | 0 | 0 | 0 | 0 | 0 | 0 | 0 | 0 | 0 | 0 | 0 | 0 | 0 | 0 | 0 | 0 | 0 | 0 | 0
Residential_CZ2 - Multi Family_New_Space Heating_Natural Gas_Furnace - Direct Fuel_E8_Baseline Forecast | Residential | CZ2 - Multi Family | New | Space Heating | Natural Gas | Furnace - Direct Fuel | E8 |  | Baseline Forecast | 0 | 0 | 0 | 0 | 0 | 0 | 0 | 0 | 0 | 0 | 0 | 0 | 0 | 0 | 0 | 0 | 0 | 0 | 0 | 0 | 0 | 0 | 0 | 0 | 0 | 0 | 0 | 0 | 0 | 0 | 0 | 0 | 0 | 0 | 0 | 0 | 0 | 0 | 0 | 0 | 0 | 0 | 0 | 0 | 0 | 0 | 0 | 0 | 0 | 0 | 0
Residential_CZ2 - Multi Family_New_Space Heating_Natural Gas_Furnace - Direct Fuel_E9_Baseline Forecast | Residential | CZ2 - Multi Family | New | Space Heating | Natural Gas | Furnace - Direct Fuel | E9 |  | Baseline Forecast | 0 | 0 | 0 | 0 | 0 | 0 | 0 | 0 | 0 | 0 | 0 | 0 | 0 | 0 | 0 | 0 | 0 | 0 | 0 | 0 | 0 | 0 | 0 | 0 | 0 | 0 | 0 | 0 | 0 | 0 | 0 | 0 | 0 | 0 | 0 | 0 | 0 | 0 | 0 | 0 | 0 | 0 | 0 | 0 | 0 | 0 | 0 | 0 | 0 | 0 | 0
Residential_CZ2 - Multi Family_New_Space Heating_Natural Gas_Furnace - Direct Fuel_E10_Baseline Forecast | Residential | CZ2 - Multi Family | New | Space Heating | Natural Gas | Furnace - Direct Fuel | E10 |  | Baseline Forecast | 0 | 0 | 0 | 0 | 0 | 0 | 0 | 0 | 0 | 0 | 0 | 0 | 0 | 0 | 0 | 0 | 0 | 0 | 0 | 0 | 0 | 0 | 0 | 0 | 0 | 0 | 0 | 0 | 0 | 0 | 0 | 0 | 0 | 0 | 0 | 0 | 0 | 0 | 0 | 0 | 0 | 0 | 0 | 0 | 0 | 0 | 0 | 0 | 0 | 0 | 0
Residential_CZ2 - Multi Family_New_Space Heating_Natural Gas_Furnace - Direct Fuel_Vintage_Baseline Forecast | Residential | CZ2 - Multi Family | New | Space Heating | Natural Gas | Furnace - Direct Fuel | Vintage | Vintage | Baseline Forecast | 0 | 0 | 0 | 0 | 0 | 0 | 0 | 0 | 0 | 0 | 0 | 0 | 0 | 0 | 0 | 0 | 0 | 0 | 0 | 0 | 0 | 0 | 0 | 0 | 0 | 0 | 0 | 0 | 0 | 0 | 0 | 0 | 0 | 0 | 0 | 0 | 0 | 0 | 0 | 0 | 0 | 0 | 0 | 0 | 0 | 0 | 0 | 0 | 0 | 0 | 0
Residential_CZ2 - Multi Family_New_Space Heating_Natural Gas_Boiler - Direct Fuel_E1_Baseline Forecast | Residential | CZ2 - Multi Family | New | Space Heating | Natural Gas | Boiler - Direct Fuel | E1 | AFUE 82% | Baseline Forecast | 0 | 0.66596 | 0.66596 | 0.66596 | 0.66596 | 0.66596 | 0.66596 | 0.66596 | 0.66596 | 0.66596 | 0.66596 | 0.66596 | 0.63424 | 0.60404 | 0.57528 | 0.54788 | 0.52179 | 0.49695 | 0.47328 | 0.45075 | 0.42928 | 0.40884 | 0 | 0 | 0 | 0 | 0 | 0 | 0 | 0 | 0 | 0 | 0 | 0 | 0 | 0 | 0 | 0 | 0 | 0 | 0 | 0 | 0 | 0 | 0 | 0 | 0 | 0 | 0 | 0 | 0
Residential_CZ2 - Multi Family_New_Space Heating_Natural Gas_Boiler - Direct Fuel_E2_Baseline Forecast | Residential | CZ2 - Multi Family | New | Space Heating | Natural Gas | Boiler - Direct Fuel | E2 | AFUE 84% | Baseline Forecast | 0 | 0 | 0.66497 | 1.6639 | 2.6429 | 3.6267 | 4.6143 | 5.608 | 6.5988 | 7.5881 | 8.5775 | 9.5669 | 10.586 | 11.5991 | 12.6077 | 13.6089 | 14.6087 | 15.6046 | 16.5966 | 17.5866 | 18.5739 | 19.5895 | 0 | 0 | 0 | 0 | 0 | 0 | 0 | 0 | 0 | 0 | 0 | 0 | 0 | 0 | 0 | 0 | 0 | 0 | 0 | 0 | 0 | 0 | 0 | 0 | 0 | 0 | 0 | 0 | 0
Residential_CZ2 - Multi Family_New_Space Heating_Natural Gas_Boiler - Direct Fuel_E3_Baseline Forecast | Residential | CZ2 - Multi Family | New | Space Heating | Natural Gas | Boiler - Direct Fuel | E3 | AFUE 85% | Baseline Forecast | 0 | 0 | 0 | 0 | 0 | 0 | 0 | 0 | 0 | 0 | 0 | 0 | 0 | 0 | 0 | 0 | 0 | 0 | 0 | 0 | 0 | 0 | 0 | 0 | 0 | 0 | 0 | 0 | 0 | 0 | 0 | 0 | 0 | 0 | 0 | 0 | 0 | 0 | 0 | 0 | 0 | 0 | 0 | 0 | 0 | 0 | 0 | 0 | 0 | 0 | 0
Residential_CZ2 - Multi Family_New_Space Heating_Natural Gas_Boiler - Direct Fuel_E4_Baseline Forecast | Residential | CZ2 - Multi Family | New | Space Heating | Natural Gas | Boiler - Direct Fuel | E4 | AFUE 90% | Baseline Forecast | 0 | 0 | 0 | 0 | 0 | 0 | 0 | 0 | 0 | 0 | 0 | 0 | 0 | 0 | 0 | 0 | 0 | 0 | 0 | 0 | 0 | 0 | 0 | 0 | 0 | 0 | 0 | 0 | 0 | 0 | 0 | 0 | 0 | 0 | 0 | 0 | 0 | 0 | 0 | 0 | 0 | 0 | 0 | 0 | 0 | 0 | 0 | 0 | 0 | 0 | 0
Residential_CZ2 - Multi Family_New_Space Heating_Natural Gas_Boiler - Direct Fuel_E5_Baseline Forecast | Residential | CZ2 - Multi Family | New | Space Heating | Natural Gas | Boiler - Direct Fuel | E5 | AFUE 95% | Baseline Forecast | 0 | 0 | 0 | 0 | 0 | 0 | 0 | 0 | 0 | 0 | 0 | 0 | 0 | 0 | 0 | 0 | 0 | 0 | 0 | 0 | 0 | 0 | 0 | 0 | 0 | 0 | 0 | 0 | 0 | 0 | 0 | 0 | 0 | 0 | 0 | 0 | 0 | 0 | 0 | 0 | 0 | 0 | 0 | 0 | 0 | 0 | 0 | 0 | 0 | 0 | 0
Residential_CZ2 - Multi Family_New_Space Heating_Natural Gas_Boiler - Direct Fuel_E6_Baseline Forecast | Residential | CZ2 - Multi Family | New | Space Heating | Natural Gas | Boiler - Direct Fuel | E6 | AFUE 96% | Baseline Forecast | 0 | 0 | 0 | 0 | 0 | 0 | 0 | 0 | 0 | 0 | 0 | 0 | 0 | 0 | 0 | 0 | 0 | 0 | 0 | 0 | 0 | 0 | 0 | 0 | 0 | 0 | 0 | 0 | 0 | 0 | 0 | 0 | 0 | 0 | 0 | 0 | 0 | 0 | 0 | 0 | 0 | 0 | 0 | 0 | 0 | 0 | 0 | 0 | 0 | 0 | 0
Residential_CZ2 - Multi Family_New_Space Heating_Natural Gas_Boiler - Direct Fuel_E7_Baseline Forecast | Residential | CZ2 - Multi Family | New | Space Heating | Natural Gas | Boiler - Direct Fuel | E7 | Convert to NG Heat Pump | Baseline Forecast | 0 | 0 | 0 | 0 | 0 | 0 | 0 | 0 | 0 | 0 | 0 | 0 | 0 | 0 | 0 | 0 | 0 | 0 | 0 | 0 | 0 | 0 | 0 | 0 | 0 | 0 | 0 | 0 | 0 | 0 | 0 | 0 | 0 | 0 | 0 | 0 | 0 | 0 | 0 | 0 | 0 | 0 | 0 | 0 | 0 | 0 | 0 | 0 | 0 | 0 | 0
Residential_CZ2 - Multi Family_New_Space Heating_Natural Gas_Boiler - Direct Fuel_E8_Baseline Forecast | Residential | CZ2 - Multi Family | New | Space Heating | Natural Gas | Boiler - Direct Fuel | E8 |  | Baseline Forecast | 0 | 0 | 0 | 0 | 0 | 0 | 0 | 0 | 0 | 0 | 0 | 0 | 0 | 0 | 0 | 0 | 0 | 0 | 0 | 0 | 0 | 0 | 0 | 0 | 0 | 0 | 0 | 0 | 0 | 0 | 0 | 0 | 0 | 0 | 0 | 0 | 0 | 0 | 0 | 0 | 0 | 0 | 0 | 0 | 0 | 0 | 0 | 0 | 0 | 0 | 0
Residential_CZ2 - Multi Family_New_Space Heating_Natural Gas_Boiler - Direct Fuel_E9_Baseline Forecast | Residential | CZ2 - Multi Family | New | Space Heating | Natural Gas | Boiler - Direct Fuel | E9 |  | Baseline Forecast | 0 | 0 | 0 | 0 | 0 | 0 | 0 | 0 | 0 | 0 | 0 | 0 | 0 | 0 | 0 | 0 | 0 | 0 | 0 | 0 | 0 | 0 | 0 | 0 | 0 | 0 | 0 | 0 | 0 | 0 | 0 | 0 | 0 | 0 | 0 | 0 | 0 | 0 | 0 | 0 | 0 | 0 | 0 | 0 | 0 | 0 | 0 | 0 | 0 | 0 | 0
Residential_CZ2 - Multi Family_New_Space Heating_Natural Gas_Boiler - Direct Fuel_E10_Baseline Forecast | Residential | CZ2 - Multi Family | New | Space Heating | Natural Gas | Boiler - Direct Fuel | E10 |  | Baseline Forecast | 0 | 0 | 0 | 0 | 0 | 0 | 0 | 0 | 0 | 0 | 0 | 0 | 0 | 0 | 0 | 0 | 0 | 0 | 0 | 0 | 0 | 0 | 0 | 0 | 0 | 0 | 0 | 0 | 0 | 0 | 0 | 0 | 0 | 0 | 0 | 0 | 0 | 0 | 0 | 0 | 0 | 0 | 0 | 0 | 0 | 0 | 0 | 0 | 0 | 0 | 0
Residential_CZ2 - Multi Family_New_Space Heating_Natural Gas_Boiler - Direct Fuel_Vintage_Baseline Forecast | Residential | CZ2 - Multi Family | New | Space Heating | Natural Gas | Boiler - Direct Fuel | Vintage | Vintage | Baseline Forecast | 0 | 0 | 0 | 0 | 0 | 0 | 0 | 0 | 0 | 0 | 0 | 0 | 0 | 0 | 0 | 0 | 0 | 0 | 0 | 0 | 0 | 0 | 0 | 0 | 0 | 0 | 0 | 0 | 0 | 0 | 0 | 0 | 0 | 0 | 0 | 0 | 0 | 0 | 0 | 0 | 0 | 0 | 0 | 0 | 0 | 0 | 0 | 0 | 0 | 0 | 0
Residential_CZ2 - Multi Family_New_Secondary Heating_Natural Gas_Fireplace_E1_Baseline Forecast | Residential | CZ2 - Multi Family | New | Secondary Heating | Natural Gas | Fireplace | E1 | Baseline (50% to 60% FE Rating) | Baseline Forecast | 0 | 16.1657 | 32.3074 | 56.5555 | 80.3204 | 104.2023 | 128.1743 | 152.2976 | 176.349 | 200.3634 | 224.3803 | 248.3975 | 272.3646 | 296.2249 | 320.0094 | 343.6495 | 367.286 | 390.8556 | 414.3622 | 437.8474 | 461.2929 | 485.4492 | 0 | 0 | 0 | 0 | 0 | 0 | 0 | 0 | 0 | 0 | 0 | 0 | 0 | 0 | 0 | 0 | 0 | 0 | 0 | 0 | 0 | 0 | 0 | 0 | 0 | 0 | 0 | 0 | 0
Residential_CZ2 - Multi Family_New_Secondary Heating_Natural Gas_Fireplace_E2_Baseline Forecast | Residential | CZ2 - Multi Family | New | Secondary Heating | Natural Gas | Fireplace | E2 | Tier 1 (70% FE Rating) | Baseline Forecast | 0 | 0 | 0 | 0 | 0 | 0 | 0 | 0 | 0 | 0 | 0 | 0 | 0 | 0 | 0 | 0 | 0 | 0 | 0 | 0 | 0 | 0 | 0 | 0 | 0 | 0 | 0 | 0 | 0 | 0 | 0 | 0 | 0 | 0 | 0 | 0 | 0 | 0 | 0 | 0 | 0 | 0 | 0 | 0 | 0 | 0 | 0 | 0 | 0 | 0 | 0
Residential_CZ2 - Multi Family_New_Secondary Heating_Natural Gas_Fireplace_E3_Baseline Forecast | Residential | CZ2 - Multi Family | New | Secondary Heating | Natural Gas | Fireplace | E3 | Tier 2 (77%+ FE Rating) | Baseline Forecast | 0 | 0 | 0 | 0 | 0 | 0 | 0 | 0 | 0 | 0 | 0 | 0 | 0 | 0 | 0 | 0 | 0 | 0 | 0 | 0 | 0 | 0 | 0 | 0 | 0 | 0 | 0 | 0 | 0 | 0 | 0 | 0 | 0 | 0 | 0 | 0 | 0 | 0 | 0 | 0 | 0 | 0 | 0 | 0 | 0 | 0 | 0 | 0 | 0 | 0 | 0
Residential_CZ2 - Multi Family_New_Secondary Heating_Natural Gas_Fireplace_E4_Baseline Forecast | Residential | CZ2 - Multi Family | New | Secondary Heating | Natural Gas | Fireplace | E4 |  | Baseline Forecast | 0 | 0 | 0 | 0 | 0 | 0 | 0 | 0 | 0 | 0 | 0 | 0 | 0 | 0 | 0 | 0 | 0 | 0 | 0 | 0 | 0 | 0 | 0 | 0 | 0 | 0 | 0 | 0 | 0 | 0 | 0 | 0 | 0 | 0 | 0 | 0 | 0 | 0 | 0 | 0 | 0 | 0 | 0 | 0 | 0 | 0 | 0 | 0 | 0 | 0 | 0
Residential_CZ2 - Multi Family_New_Secondary Heating_Natural Gas_Fireplace_E5_Baseline Forecast | Residential | CZ2 - Multi Family | New | Secondary Heating | Natural Gas | Fireplace | E5 |  | Baseline Forecast | 0 | 0 | 0 | 0 | 0 | 0 | 0 | 0 | 0 | 0 | 0 | 0 | 0 | 0 | 0 | 0 | 0 | 0 | 0 | 0 | 0 | 0 | 0 | 0 | 0 | 0 | 0 | 0 | 0 | 0 | 0 | 0 | 0 | 0 | 0 | 0 | 0 | 0 | 0 | 0 | 0 | 0 | 0 | 0 | 0 | 0 | 0 | 0 | 0 | 0 | 0
Residential_CZ2 - Multi Family_New_Secondary Heating_Natural Gas_Fireplace_E6_Baseline Forecast | Residential | CZ2 - Multi Family | New | Secondary Heating | Natural Gas | Fireplace | E6 |  | Baseline Forecast | 0 | 0 | 0 | 0 | 0 | 0 | 0 | 0 | 0 | 0 | 0 | 0 | 0 | 0 | 0 | 0 | 0 | 0 | 0 | 0 | 0 | 0 | 0 | 0 | 0 | 0 | 0 | 0 | 0 | 0 | 0 | 0 | 0 | 0 | 0 | 0 | 0 | 0 | 0 | 0 | 0 | 0 | 0 | 0 | 0 | 0 | 0 | 0 | 0 | 0 | 0
Residential_CZ2 - Multi Family_New_Secondary Heating_Natural Gas_Fireplace_E7_Baseline Forecast | Residential | CZ2 - Multi Family | New | Secondary Heating | Natural Gas | Fireplace | E7 |  | Baseline Forecast | 0 | 0 | 0 | 0 | 0 | 0 | 0 | 0 | 0 | 0 | 0 | 0 | 0 | 0 | 0 | 0 | 0 | 0 | 0 | 0 | 0 | 0 | 0 | 0 | 0 | 0 | 0 | 0 | 0 | 0 | 0 | 0 | 0 | 0 | 0 | 0 | 0 | 0 | 0 | 0 | 0 | 0 | 0 | 0 | 0 | 0 | 0 | 0 | 0 | 0 | 0
Residential_CZ2 - Multi Family_New_Secondary Heating_Natural Gas_Fireplace_E8_Baseline Forecast | Residential | CZ2 - Multi Family | New | Secondary Heating | Natural Gas | Fireplace | E8 |  | Baseline Forecast | 0 | 0 | 0 | 0 | 0 | 0 | 0 | 0 | 0 | 0 | 0 | 0 | 0 | 0 | 0 | 0 | 0 | 0 | 0 | 0 | 0 | 0 | 0 | 0 | 0 | 0 | 0 | 0 | 0 | 0 | 0 | 0 | 0 | 0 | 0 | 0 | 0 | 0 | 0 | 0 | 0 | 0 | 0 | 0 | 0 | 0 | 0 | 0 | 0 | 0 | 0
Residential_CZ2 - Multi Family_New_Secondary Heating_Natural Gas_Fireplace_E9_Baseline Forecast | Residential | CZ2 - Multi Family | New | Secondary Heating | Natural Gas | Fireplace | E9 |  | Baseline Forecast | 0 | 0 | 0 | 0 | 0 | 0 | 0 | 0 | 0 | 0 | 0 | 0 | 0 | 0 | 0 | 0 | 0 | 0 | 0 | 0 | 0 | 0 | 0 | 0 | 0 | 0 | 0 | 0 | 0 | 0 | 0 | 0 | 0 | 0 | 0 | 0 | 0 | 0 | 0 | 0 | 0 | 0 | 0 | 0 | 0 | 0 | 0 | 0 | 0 | 0 | 0
Residential_CZ2 - Multi Family_New_Secondary Heating_Natural Gas_Fireplace_E10_Baseline Forecast | Residential | CZ2 - Multi Family | New | Secondary Heating | Natural Gas | Fireplace | E10 |  | Baseline Forecast | 0 | 0 | 0 | 0 | 0 | 0 | 0 | 0 | 0 | 0 | 0 | 0 | 0 | 0 | 0 | 0 | 0 | 0 | 0 | 0 | 0 | 0 | 0 | 0 | 0 | 0 | 0 | 0 | 0 | 0 | 0 | 0 | 0 | 0 | 0 | 0 | 0 | 0 | 0 | 0 | 0 | 0 | 0 | 0 | 0 | 0 | 0 | 0 | 0 | 0 | 0
Residential_CZ2 - Multi Family_New_Secondary Heating_Natural Gas_Fireplace_Vintage_Baseline Forecast | Residential | CZ2 - Multi Family | New | Secondary Heating | Natural Gas | Fireplace | Vintage | Vintage | Baseline Forecast | 0 | 0 | 0 | 0 | 0 | 0 | 0 | 0 | 0 | 0 | 0 | 0 | 0 | 0 | 0 | 0 | 0 | 0 | 0 | 0 | 0 | 0 | 0 | 0 | 0 | 0 | 0 | 0 | 0 | 0 | 0 | 0 | 0 | 0 | 0 | 0 | 0 | 0 | 0 | 0 | 0 | 0 | 0 | 0 | 0 | 0 | 0 | 0 | 0 | 0 | 0
Residential_CZ2 - Multi Family_New_Water Heating_Natural Gas_Water Heater <= 55 gal._E1_Baseline Forecast | Residential | CZ2 - Multi Family | New | Water Heating | Natural Gas | Water Heater <= 55 gal. | E1 | Baseline (UEF 0.58) | Baseline Forecast | 0 | 5.9537 | 11.9775 | 21.1149 | 30.1288 | 39.2506 | 48.3291 | 57.42 | 66.4676 | 75.4731 | 83.9805 | 92.4758 | 100.8461 | 109.107 | 117.237 | 125.2205 | 133.1091 | 140.898 | 148.6025 | 156.1535 | 163.6398 | 171.3197 | 0 | 0 | 0 | 0 | 0 | 0 | 0 | 0 | 0 | 0 | 0 | 0 | 0 | 0 | 0 | 0 | 0 | 0 | 0 | 0 | 0 | 0 | 0 | 0 | 0 | 0 | 0 | 0 | 0
Residential_CZ2 - Multi Family_New_Water Heating_Natural Gas_Water Heater <= 55 gal._E2_Baseline Forecast | Residential | CZ2 - Multi Family | New | Water Heating | Natural Gas | Water Heater <= 55 gal. | E2 | ENERGY STAR (UEF 0.64) | Baseline Forecast | 0 | 27.5452 | 54.9707 | 96.0808 | 136.3126 | 176.679 | 217.2755 | 258.1725 | 298.965 | 339.722 | 380.983 | 422.2569 | 463.552 | 504.7342 | 545.8908 | 586.8939 | 627.9844 | 669.0358 | 710.0426 | 751.1584 | 792.2561 | 834.6336 | 0 | 0 | 0 | 0 | 0 | 0 | 0 | 0 | 0 | 0 | 0 | 0 | 0 | 0 | 0 | 0 | 0 | 0 | 0 | 0 | 0 | 0 | 0 | 0 | 0 | 0 | 0 | 0 | 0
Residential_CZ2 - Multi Family_New_Water Heating_Natural Gas_Water Heater <= 55 gal._E3_Baseline Forecast | Residential | CZ2 - Multi Family | New | Water Heating | Natural Gas | Water Heater <= 55 gal. | E3 | Condensing (UEF 0.81) | Baseline Forecast | 0 | 1.3953 | 2.7882 | 4.8807 | 6.9323 | 8.9937 | 11.063 | 13.1457 | 15.2212 | 17.2945 | 19.3672 | 21.4397 | 23.508 | 25.568 | 27.6209 | 29.6618 | 31.7028 | 33.7381 | 35.7663 | 37.793 | 39.8169 | 41.9015 | 0 | 0 | 0 | 0 | 0 | 0 | 0 | 0 | 0 | 0 | 0 | 0 | 0 | 0 | 0 | 0 | 0 | 0 | 0 | 0 | 0 | 0 | 0 | 0 | 0 | 0 | 0 | 0 | 0
Residential_CZ2 - Multi Family_New_Water Heating_Natural Gas_Water Heater <= 55 gal._E4_Baseline Forecast | Residential | CZ2 - Multi Family | New | Water Heating | Natural Gas | Water Heater <= 55 gal. | E4 | Instantaneous - ENERGY STAR (UEF 0.87) | Baseline Forecast | 0 | 0 | 0 | 0 | 0 | 0 | 0 | 0 | 0 | 0 | 0 | 0 | 0 | 0 | 0 | 0 | 0 | 0 | 0 | 0 | 0 | 0 | 0 | 0 | 0 | 0 | 0 | 0 | 0 | 0 | 0 | 0 | 0 | 0 | 0 | 0 | 0 | 0 | 0 | 0 | 0 | 0 | 0 | 0 | 0 | 0 | 0 | 0 | 0 | 0 | 0
Residential_CZ2 - Multi Family_New_Water Heating_Natural Gas_Water Heater <= 55 gal._E5_Baseline Forecast | Residential | CZ2 - Multi Family | New | Water Heating | Natural Gas | Water Heater <= 55 gal. | E5 | Instantaneous - Condensing (UEF 0.92) | Baseline Forecast | 0 | 0 | 0 | 0 | 0 | 0 | 0 | 0 | 0 | 0 | 0 | 0 | 0 | 0 | 0 | 0 | 0 | 0 | 0 | 0 | 0 | 0 | 0 | 0 | 0 | 0 | 0 | 0 | 0 | 0 | 0 | 0 | 0 | 0 | 0 | 0 | 0 | 0 | 0 | 0 | 0 | 0 | 0 | 0 | 0 | 0 | 0 | 0 | 0 | 0 | 0
Residential_CZ2 - Multi Family_New_Water Heating_Natural Gas_Water Heater <= 55 gal._E6_Baseline Forecast | Residential | CZ2 - Multi Family | New | Water Heating | Natural Gas | Water Heater <= 55 gal. | E6 | NEEA Gas-Fired Absorption HPWH (EF 1.2) | Baseline Forecast | 0 | 0 | 0 | 0 | 0 | 0 | 0 | 0 | 0 | 0 | 0 | 0 | 0 | 0 | 0 | 0 | 0 | 0 | 0 | 0 | 0 | 0 | 0 | 0 | 0 | 0 | 0 | 0 | 0 | 0 | 0 | 0 | 0 | 0 | 0 | 0 | 0 | 0 | 0 | 0 | 0 | 0 | 0 | 0 | 0 | 0 | 0 | 0 | 0 | 0 | 0
Residential_CZ2 - Multi Family_New_Water Heating_Natural Gas_Water Heater <= 55 gal._E7_Baseline Forecast | Residential | CZ2 - Multi Family | New | Water Heating | Natural Gas | Water Heater <= 55 gal. | E7 | NEEA Gas-Fired Absorption HPWH (EF 1.7) | Baseline Forecast | 0 | 0 | 0 | 0 | 0 | 0 | 0 | 0 | 0 | 0 | 0 | 0 | 0 | 0 | 0 | 0 | 0 | 0 | 0 | 0 | 0 | 0 | 0 | 0 | 0 | 0 | 0 | 0 | 0 | 0 | 0 | 0 | 0 | 0 | 0 | 0 | 0 | 0 | 0 | 0 | 0 | 0 | 0 | 0 | 0 | 0 | 0 | 0 | 0 | 0 | 0
Residential_CZ2 - Multi Family_New_Water Heating_Natural Gas_Water Heater <= 55 gal._E8_Baseline Forecast | Residential | CZ2 - Multi Family | New | Water Heating | Natural Gas | Water Heater <= 55 gal. | E8 |  | Baseline Forecast | 0 | 0 | 0 | 0 | 0 | 0 | 0 | 0 | 0 | 0 | 0 | 0 | 0 | 0 | 0 | 0 | 0 | 0 | 0 | 0 | 0 | 0 | 0 | 0 | 0 | 0 | 0 | 0 | 0 | 0 | 0 | 0 | 0 | 0 | 0 | 0 | 0 | 0 | 0 | 0 | 0 | 0 | 0 | 0 | 0 | 0 | 0 | 0 | 0 | 0 | 0
Residential_CZ2 - Multi Family_New_Water Heating_Natural Gas_Water Heater <= 55 gal._E9_Baseline Forecast | Residential | CZ2 - Multi Family | New | Water Heating | Natural Gas | Water Heater <= 55 gal. | E9 |  | Baseline Forecast | 0 | 0 | 0 | 0 | 0 | 0 | 0 | 0 | 0 | 0 | 0 | 0 | 0 | 0 | 0 | 0 | 0 | 0 | 0 | 0 | 0 | 0 | 0 | 0 | 0 | 0 | 0 | 0 | 0 | 0 | 0 | 0 | 0 | 0 | 0 | 0 | 0 | 0 | 0 | 0 | 0 | 0 | 0 | 0 | 0 | 0 | 0 | 0 | 0 | 0 | 0
Residential_CZ2 - Multi Family_New_Water Heating_Natural Gas_Water Heater <= 55 gal._E10_Baseline Forecast | Residential | CZ2 - Multi Family | New | Water Heating | Natural Gas | Water Heater <= 55 gal. | E10 |  | Baseline Forecast | 0 | 0 | 0 | 0 | 0 | 0 | 0 | 0 | 0 | 0 | 0 | 0 | 0 | 0 | 0 | 0 | 0 | 0 | 0 | 0 | 0 | 0 | 0 | 0 | 0 | 0 | 0 | 0 | 0 | 0 | 0 | 0 | 0 | 0 | 0 | 0 | 0 | 0 | 0 | 0 | 0 | 0 | 0 | 0 | 0 | 0 | 0 | 0 | 0 | 0 | 0
Residential_CZ2 - Multi Family_New_Water Heating_Natural Gas_Water Heater <= 55 gal._Vintage_Baseline Forecast | Residential | CZ2 - Multi Family | New | Water Heating | Natural Gas | Water Heater <= 55 gal. | Vintage | Vintage | Baseline Forecast | 0 | 0 | 0 | 0 | 0 | 0 | 0 | 0 | 0 | 0 | 0 | 0 | 0 | 0 | 0 | 0 | 0 | 0 | 0 | 0 | 0 | 0 | 0 | 0 | 0 | 0 | 0 | 0 | 0 | 0 | 0 | 0 | 0 | 0 | 0 | 0 | 0 | 0 | 0 | 0 | 0 | 0 | 0 | 0 | 0 | 0 | 0 | 0 | 0 | 0 | 0
Residential_CZ2 - Multi Family_New_Water Heating_Natural Gas_Water Heater > 55 gal._E1_Baseline Forecast | Residential | CZ2 - Multi Family | New | Water Heating | Natural Gas | Water Heater > 55 gal. | E1 | Standard (UEF 0.77) | Baseline Forecast | 0 | 1.2706 | 3.5724 | 7.352 | 12.2638 | 18.0897 | 24.5505 | 31.5346 | 38.9409 | 46.6642 | 54.2159 | 62.0307 | 69.8462 | 77.5825 | 85.0988 | 92.3341 | 99.2809 | 105.9619 | 112.419 | 118.3996 | 124.1053 | 129.63 | 0 | 0 | 0 | 0 | 0 | 0 | 0 | 0 | 0 | 0 | 0 | 0 | 0 | 0 | 0 | 0 | 0 | 0 | 0 | 0 | 0 | 0 | 0 | 0 | 0 | 0 | 0 | 0 | 0
Residential_CZ2 - Multi Family_New_Water Heating_Natural Gas_Water Heater > 55 gal._E2_Baseline Forecast | Residential | CZ2 - Multi Family | New | Water Heating | Natural Gas | Water Heater > 55 gal. | E2 | ENERGY STAR (3.2) - UEF 0.78 | Baseline Forecast | 0 | 5.8785 | 10.48 | 17.0048 | 21.9226 | 25.7813 | 28.8907 | 31.419 | 33.393 | 34.9539 | 36.6258 | 37.968 | 39.2265 | 40.4537 | 41.7999 | 43.2865 | 44.9757 | 46.8086 | 48.7822 | 51.173 | 53.7968 | 56.9034 | 0 | 0 | 0 | 0 | 0 | 0 | 0 | 0 | 0 | 0 | 0 | 0 | 0 | 0 | 0 | 0 | 0 | 0 | 0 | 0 | 0 | 0 | 0 | 0 | 0 | 0 | 0 | 0 | 0
Residential_CZ2 - Multi Family_New_Water Heating_Natural Gas_Water Heater > 55 gal._E3_Baseline Forecast | Residential | CZ2 - Multi Family | New | Water Heating | Natural Gas | Water Heater > 55 gal. | E3 | Condensing (UEF 0.82) | Baseline Forecast | 0 | 0.29776 | 0.83004 | 1.6956 | 2.8135 | 4.1301 | 5.6028 | 7.2027 | 8.9018 | 10.6799 | 12.5198 | 14.4263 | 16.3929 | 18.4207 | 20.5146 | 22.6826 | 24.9348 | 27.2783 | 29.676 | 32.1232 | 34.5939 | 37.0903 | 0 | 0 | 0 | 0 | 0 | 0 | 0 | 0 | 0 | 0 | 0 | 0 | 0 | 0 | 0 | 0 | 0 | 0 | 0 | 0 | 0 | 0 | 0 | 0 | 0 | 0 | 0 | 0 | 0
Residential_CZ2 - Multi Family_New_Water Heating_Natural Gas_Water Heater > 55 gal._E4_Baseline Forecast | Residential | CZ2 - Multi Family | New | Water Heating | Natural Gas | Water Heater > 55 gal. | E4 | Instantaneous - ENERGY STAR (UEF 0.87) | Baseline Forecast | 0 | 0 | 0 | 0 | 0 | 0 | 0 | 0 | 0 | 0 | 0 | 0 | 0 | 0 | 0 | 0 | 0 | 0 | 0 | 0 | 0 | 0 | 0 | 0 | 0 | 0 | 0 | 0 | 0 | 0 | 0 | 0 | 0 | 0 | 0 | 0 | 0 | 0 | 0 | 0 | 0 | 0 | 0 | 0 | 0 | 0 | 0 | 0 | 0 | 0 | 0
Residential_CZ2 - Multi Family_New_Water Heating_Natural Gas_Water Heater > 55 gal._E5_Baseline Forecast | Residential | CZ2 - Multi Family | New | Water Heating | Natural Gas | Water Heater > 55 gal. | E5 | Instantaneous - Condensing (UEF 0.92) | Baseline Forecast | 0 | 0 | 0 | 0 | 0 | 0 | 0 | 0 | 0 | 0 | 0 | 0 | 0 | 0 | 0 | 0 | 0 | 0 | 0 | 0 | 0 | 0 | 0 | 0 | 0 | 0 | 0 | 0 | 0 | 0 | 0 | 0 | 0 | 0 | 0 | 0 | 0 | 0 | 0 | 0 | 0 | 0 | 0 | 0 | 0 | 0 | 0 | 0 | 0 | 0 | 0
Residential_CZ2 - Multi Family_New_Water Heating_Natural Gas_Water Heater > 55 gal._E6_Baseline Forecast | Residential | CZ2 - Multi Family | New | Water Heating | Natural Gas | Water Heater > 55 gal. | E6 | NEEA Gas-Fired Absorption HPWH (EF 1.3) | Baseline Forecast | 0 | 0 | 0 | 0 | 0 | 0 | 0 | 0 | 0 | 0 | 0 | 0 | 0 | 0 | 0 | 0 | 0 | 0 | 0 | 0 | 0 | 0 | 0 | 0 | 0 | 0 | 0 | 0 | 0 | 0 | 0 | 0 | 0 | 0 | 0 | 0 | 0 | 0 | 0 | 0 | 0 | 0 | 0 | 0 | 0 | 0 | 0 | 0 | 0 | 0 | 0
Residential_CZ2 - Multi Family_New_Water Heating_Natural Gas_Water Heater > 55 gal._E7_Baseline Forecast | Residential | CZ2 - Multi Family | New | Water Heating | Natural Gas | Water Heater > 55 gal. | E7 | NEEA Gas-Fired Absorption HPWH (EF 1.7) | Baseline Forecast | 0 | 0 | 0 | 0 | 0 | 0 | 0 | 0 | 0 | 0 | 0 | 0 | 0 | 0 | 0 | 0 | 0 | 0 | 0 | 0 | 0 | 0 | 0 | 0 | 0 | 0 | 0 | 0 | 0 | 0 | 0 | 0 | 0 | 0 | 0 | 0 | 0 | 0 | 0 | 0 | 0 | 0 | 0 | 0 | 0 | 0 | 0 | 0 | 0 | 0 | 0
Residential_CZ2 - Multi Family_New_Water Heating_Natural Gas_Water Heater > 55 gal._E8_Baseline Forecast | Residential | CZ2 - Multi Family | New | Water Heating | Natural Gas | Water Heater > 55 gal. | E8 |  | Baseline Forecast | 0 | 0 | 0 | 0 | 0 | 0 | 0 | 0 | 0 | 0 | 0 | 0 | 0 | 0 | 0 | 0 | 0 | 0 | 0 | 0 | 0 | 0 | 0 | 0 | 0 | 0 | 0 | 0 | 0 | 0 | 0 | 0 | 0 | 0 | 0 | 0 | 0 | 0 | 0 | 0 | 0 | 0 | 0 | 0 | 0 | 0 | 0 | 0 | 0 | 0 | 0
Residential_CZ2 - Multi Family_New_Water Heating_Natural Gas_Water Heater > 55 gal._E9_Baseline Forecast | Residential | CZ2 - Multi Family | New | Water Heating | Natural Gas | Water Heater > 55 gal. | E9 |  | Baseline Forecast | 0 | 0 | 0 | 0 | 0 | 0 | 0 | 0 | 0 | 0 | 0 | 0 | 0 | 0 | 0 | 0 | 0 | 0 | 0 | 0 | 0 | 0 | 0 | 0 | 0 | 0 | 0 | 0 | 0 | 0 | 0 | 0 | 0 | 0 | 0 | 0 | 0 | 0 | 0 | 0 | 0 | 0 | 0 | 0 | 0 | 0 | 0 | 0 | 0 | 0 | 0
Residential_CZ2 - Multi Family_New_Water Heating_Natural Gas_Water Heater > 55 gal._E10_Baseline Forecast | Residential | CZ2 - Multi Family | New | Water Heating | Natural Gas | Water Heater > 55 gal. | E10 |  | Baseline Forecast | 0 | 0 | 0 | 0 | 0 | 0 | 0 | 0 | 0 | 0 | 0 | 0 | 0 | 0 | 0 | 0 | 0 | 0 | 0 | 0 | 0 | 0 | 0 | 0 | 0 | 0 | 0 | 0 | 0 | 0 | 0 | 0 | 0 | 0 | 0 | 0 | 0 | 0 | 0 | 0 | 0 | 0 | 0 | 0 | 0 | 0 | 0 | 0 | 0 | 0 | 0
Residential_CZ2 - Multi Family_New_Water Heating_Natural Gas_Water Heater > 55 gal._Vintage_Baseline Forecast | Residential | CZ2 - Multi Family | New | Water Heating | Natural Gas | Water Heater > 55 gal. | Vintage | Vintage | Baseline Forecast | 0 | 0 | 0 | 0 | 0 | 0 | 0 | 0 | 0 | 0 | 0 | 0 | 0 | 0 | 0 | 0 | 0 | 0 | 0 | 0 | 0 | 0 | 0 | 0 | 0 | 0 | 0 | 0 | 0 | 0 | 0 | 0 | 0 | 0 | 0 | 0 | 0 | 0 | 0 | 0 | 0 | 0 | 0 | 0 | 0 | 0 | 0 | 0 | 0 | 0 | 0
Residential_CZ2 - Multi Family_New_Appliances_Natural Gas_Clothes Dryer_E1_Baseline Forecast | Residential | CZ2 - Multi Family | New | Appliances | Natural Gas | Clothes Dryer | E1 | Standard | Baseline Forecast | 0 | 2.5855 | 5.1682 | 9.0495 | 12.853 | 16.6763 | 20.5128 | 24.3735 | 28.2226 | 32.066 | 35.831 | 39.6038 | 43.3495 | 47.0694 | 50.7672 | 54.4319 | 58.0876 | 61.7227 | 65.3406 | 68.9486 | 72.5429 | 76.2468 | 0 | 0 | 0 | 0 | 0 | 0 | 0 | 0 | 0 | 0 | 0 | 0 | 0 | 0 | 0 | 0 | 0 | 0 | 0 | 0 | 0 | 0 | 0 | 0 | 0 | 0 | 0 | 0 | 0
Residential_CZ2 - Multi Family_New_Appliances_Natural Gas_Clothes Dryer_E2_Baseline Forecast | Residential | CZ2 - Multi Family | New | Appliances | Natural Gas | Clothes Dryer | E2 | NEEA/ENERGY STAR (CE >60%) | Baseline Forecast | 0 | 2.0536 | 4.1031 | 7.1802 | 10.1964 | 13.2265 | 16.2692 | 19.3312 | 22.384 | 25.432 | 28.5591 | 31.6785 | 34.8106 | 37.9378 | 41.0655 | 44.1847 | 47.3119 | 50.4405 | 53.5683 | 56.6998 | 59.8337 | 63.0619 | 0 | 0 | 0 | 0 | 0 | 0 | 0 | 0 | 0 | 0 | 0 | 0 | 0 | 0 | 0 | 0 | 0 | 0 | 0 | 0 | 0 | 0 | 0 | 0 | 0 | 0 | 0 | 0 | 0
Residential_CZ2 - Multi Family_New_Appliances_Natural Gas_Clothes Dryer_E3_Baseline Forecast | Residential | CZ2 - Multi Family | New | Appliances | Natural Gas | Clothes Dryer | E3 |  | Baseline Forecast | 0 | 0 | 0 | 0 | 0 | 0 | 0 | 0 | 0 | 0 | 0 | 0 | 0 | 0 | 0 | 0 | 0 | 0 | 0 | 0 | 0 | 0 | 0 | 0 | 0 | 0 | 0 | 0 | 0 | 0 | 0 | 0 | 0 | 0 | 0 | 0 | 0 | 0 | 0 | 0 | 0 | 0 | 0 | 0 | 0 | 0 | 0 | 0 | 0 | 0 | 0
Residential_CZ2 - Multi Family_New_Appliances_Natural Gas_Clothes Dryer_E4_Baseline Forecast | Residential | CZ2 - Multi Family | New | Appliances | Natural Gas | Clothes Dryer | E4 |  | Baseline Forecast | 0 | 0 | 0 | 0 | 0 | 0 | 0 | 0 | 0 | 0 | 0 | 0 | 0 | 0 | 0 | 0 | 0 | 0 | 0 | 0 | 0 | 0 | 0 | 0 | 0 | 0 | 0 | 0 | 0 | 0 | 0 | 0 | 0 | 0 | 0 | 0 | 0 | 0 | 0 | 0 | 0 | 0 | 0 | 0 | 0 | 0 | 0 | 0 | 0 | 0 | 0
Residential_CZ2 - Multi Family_New_Appliances_Natural Gas_Clothes Dryer_E5_Baseline Forecast | Residential | CZ2 - Multi Family | New | Appliances | Natural Gas | Clothes Dryer | E5 |  | Baseline Forecast | 0 | 0 | 0 | 0 | 0 | 0 | 0 | 0 | 0 | 0 | 0 | 0 | 0 | 0 | 0 | 0 | 0 | 0 | 0 | 0 | 0 | 0 | 0 | 0 | 0 | 0 | 0 | 0 | 0 | 0 | 0 | 0 | 0 | 0 | 0 | 0 | 0 | 0 | 0 | 0 | 0 | 0 | 0 | 0 | 0 | 0 | 0 | 0 | 0 | 0 | 0
Residential_CZ2 - Multi Family_New_Appliances_Natural Gas_Clothes Dryer_E6_Baseline Forecast | Residential | CZ2 - Multi Family | New | Appliances | Natural Gas | Clothes Dryer | E6 |  | Baseline Forecast | 0 | 0 | 0 | 0 | 0 | 0 | 0 | 0 | 0 | 0 | 0 | 0 | 0 | 0 | 0 | 0 | 0 | 0 | 0 | 0 | 0 | 0 | 0 | 0 | 0 | 0 | 0 | 0 | 0 | 0 | 0 | 0 | 0 | 0 | 0 | 0 | 0 | 0 | 0 | 0 | 0 | 0 | 0 | 0 | 0 | 0 | 0 | 0 | 0 | 0 | 0
Residential_CZ2 - Multi Family_New_Appliances_Natural Gas_Clothes Dryer_E7_Baseline Forecast | Residential | CZ2 - Multi Family | New | Appliances | Natural Gas | Clothes Dryer | E7 |  | Baseline Forecast | 0 | 0 | 0 | 0 | 0 | 0 | 0 | 0 | 0 | 0 | 0 | 0 | 0 | 0 | 0 | 0 | 0 | 0 | 0 | 0 | 0 | 0 | 0 | 0 | 0 | 0 | 0 | 0 | 0 | 0 | 0 | 0 | 0 | 0 | 0 | 0 | 0 | 0 | 0 | 0 | 0 | 0 | 0 | 0 | 0 | 0 | 0 | 0 | 0 | 0 | 0
Residential_CZ2 - Multi Family_New_Appliances_Natural Gas_Clothes Dryer_E8_Baseline Forecast | Residential | CZ2 - Multi Family | New | Appliances | Natural Gas | Clothes Dryer | E8 |  | Baseline Forecast | 0 | 0 | 0 | 0 | 0 | 0 | 0 | 0 | 0 | 0 | 0 | 0 | 0 | 0 | 0 | 0 | 0 | 0 | 0 | 0 | 0 | 0 | 0 | 0 | 0 | 0 | 0 | 0 | 0 | 0 | 0 | 0 | 0 | 0 | 0 | 0 | 0 | 0 | 0 | 0 | 0 | 0 | 0 | 0 | 0 | 0 | 0 | 0 | 0 | 0 | 0
Residential_CZ2 - Multi Family_New_Appliances_Natural Gas_Clothes Dryer_E9_Baseline Forecast | Residential | CZ2 - Multi Family | New | Appliances | Natural Gas | Clothes Dryer | E9 |  | Baseline Forecast | 0 | 0 | 0 | 0 | 0 | 0 | 0 | 0 | 0 | 0 | 0 | 0 | 0 | 0 | 0 | 0 | 0 | 0 | 0 | 0 | 0 | 0 | 0 | 0 | 0 | 0 | 0 | 0 | 0 | 0 | 0 | 0 | 0 | 0 | 0 | 0 | 0 | 0 | 0 | 0 | 0 | 0 | 0 | 0 | 0 | 0 | 0 | 0 | 0 | 0 | 0
Residential_CZ2 - Multi Family_New_Appliances_Natural Gas_Clothes Dryer_E10_Baseline Forecast | Residential | CZ2 - Multi Family | New | Appliances | Natural Gas | Clothes Dryer | E10 |  | Baseline Forecast | 0 | 0 | 0 | 0 | 0 | 0 | 0 | 0 | 0 | 0 | 0 | 0 | 0 | 0 | 0 | 0 | 0 | 0 | 0 | 0 | 0 | 0 | 0 | 0 | 0 | 0 | 0 | 0 | 0 | 0 | 0 | 0 | 0 | 0 | 0 | 0 | 0 | 0 | 0 | 0 | 0 | 0 | 0 | 0 | 0 | 0 | 0 | 0 | 0 | 0 | 0
Residential_CZ2 - Multi Family_New_Appliances_Natural Gas_Clothes Dryer_Vintage_Baseline Forecast | Residential | CZ2 - Multi Family | New | Appliances | Natural Gas | Clothes Dryer | Vintage | Vintage | Baseline Forecast | 0 | 0 | 0 | 0 | 0 | 0 | 0 | 0 | 0 | 0 | 0 | 0 | 0 | 0 | 0 | 0 | 0 | 0 | 0 | 0 | 0 | 0 | 0 | 0 | 0 | 0 | 0 | 0 | 0 | 0 | 0 | 0 | 0 | 0 | 0 | 0 | 0 | 0 | 0 | 0 | 0 | 0 | 0 | 0 | 0 | 0 | 0 | 0 | 0 | 0 | 0
Residential_CZ2 - Multi Family_New_Appliances_Natural Gas_Stove/Oven_E1_Baseline Forecast | Residential | CZ2 - Multi Family | New | Appliances | Natural Gas | Stove/Oven | E1 | Typical - (914 + 1915 IAEC) | Baseline Forecast | 0 | 13.4103 | 26.8089 | 46.9462 | 66.6887 | 86.5348 | 106.4473 | 126.4809 | 146.4535 | 166.3919 | 185.956 | 205.4728 | 224.8365 | 244.0287 | 263.0846 | 281.9601 | 300.776 | 319.4843 | 337.9907 | 356.4549 | 374.862 | 393.863 | 0 | 0 | 0 | 0 | 0 | 0 | 0 | 0 | 0 | 0 | 0 | 0 | 0 | 0 | 0 | 0 | 0 | 0 | 0 | 0 | 0 | 0 | 0 | 0 | 0 | 0 | 0 | 0 | 0
Residential_CZ2 - Multi Family_New_Appliances_Natural Gas_Stove/Oven_E2_Baseline Forecast | Residential | CZ2 - Multi Family | New | Appliances | Natural Gas | Stove/Oven | E2 | High Efficiency (730 + 1660 IAEC) | Baseline Forecast | 0 | 5.6931 | 11.3695 | 19.8866 | 28.2275 | 36.6031 | 45.0189 | 53.4922 | 61.9417 | 70.3815 | 79.1987 | 88.0635 | 97.0223 | 106.0263 | 115.0771 | 124.1374 | 133.2532 | 142.3977 | 151.6695 | 160.9582 | 170.2572 | 179.8022 | 0 | 0 | 0 | 0 | 0 | 0 | 0 | 0 | 0 | 0 | 0 | 0 | 0 | 0 | 0 | 0 | 0 | 0 | 0 | 0 | 0 | 0 | 0 | 0 | 0 | 0 | 0 | 0 | 0
Residential_CZ2 - Multi Family_New_Appliances_Natural Gas_Stove/Oven_E3_Baseline Forecast | Residential | CZ2 - Multi Family | New | Appliances | Natural Gas | Stove/Oven | E3 |  | Baseline Forecast | 0 | 0 | 0 | 0 | 0 | 0 | 0 | 0 | 0 | 0 | 0 | 0 | 0 | 0 | 0 | 0 | 0 | 0 | 0 | 0 | 0 | 0 | 0 | 0 | 0 | 0 | 0 | 0 | 0 | 0 | 0 | 0 | 0 | 0 | 0 | 0 | 0 | 0 | 0 | 0 | 0 | 0 | 0 | 0 | 0 | 0 | 0 | 0 | 0 | 0 | 0
Residential_CZ2 - Multi Family_New_Appliances_Natural Gas_Stove/Oven_E4_Baseline Forecast | Residential | CZ2 - Multi Family | New | Appliances | Natural Gas | Stove/Oven | E4 |  | Baseline Forecast | 0 | 0 | 0 | 0 | 0 | 0 | 0 | 0 | 0 | 0 | 0 | 0 | 0 | 0 | 0 | 0 | 0 | 0 | 0 | 0 | 0 | 0 | 0 | 0 | 0 | 0 | 0 | 0 | 0 | 0 | 0 | 0 | 0 | 0 | 0 | 0 | 0 | 0 | 0 | 0 | 0 | 0 | 0 | 0 | 0 | 0 | 0 | 0 | 0 | 0 | 0
Residential_CZ2 - Multi Family_New_Appliances_Natural Gas_Stove/Oven_E5_Baseline Forecast | Residential | CZ2 - Multi Family | New | Appliances | Natural Gas | Stove/Oven | E5 |  | Baseline Forecast | 0 | 0 | 0 | 0 | 0 | 0 | 0 | 0 | 0 | 0 | 0 | 0 | 0 | 0 | 0 | 0 | 0 | 0 | 0 | 0 | 0 | 0 | 0 | 0 | 0 | 0 | 0 | 0 | 0 | 0 | 0 | 0 | 0 | 0 | 0 | 0 | 0 | 0 | 0 | 0 | 0 | 0 | 0 | 0 | 0 | 0 | 0 | 0 | 0 | 0 | 0
Residential_CZ2 - Multi Family_New_Appliances_Natural Gas_Stove/Oven_E6_Baseline Forecast | Residential | CZ2 - Multi Family | New | Appliances | Natural Gas | Stove/Oven | E6 |  | Baseline Forecast | 0 | 0 | 0 | 0 | 0 | 0 | 0 | 0 | 0 | 0 | 0 | 0 | 0 | 0 | 0 | 0 | 0 | 0 | 0 | 0 | 0 | 0 | 0 | 0 | 0 | 0 | 0 | 0 | 0 | 0 | 0 | 0 | 0 | 0 | 0 | 0 | 0 | 0 | 0 | 0 | 0 | 0 | 0 | 0 | 0 | 0 | 0 | 0 | 0 | 0 | 0
Residential_CZ2 - Multi Family_New_Appliances_Natural Gas_Stove/Oven_E7_Baseline Forecast | Residential | CZ2 - Multi Family | New | Appliances | Natural Gas | Stove/Oven | E7 |  | Baseline Forecast | 0 | 0 | 0 | 0 | 0 | 0 | 0 | 0 | 0 | 0 | 0 | 0 | 0 | 0 | 0 | 0 | 0 | 0 | 0 | 0 | 0 | 0 | 0 | 0 | 0 | 0 | 0 | 0 | 0 | 0 | 0 | 0 | 0 | 0 | 0 | 0 | 0 | 0 | 0 | 0 | 0 | 0 | 0 | 0 | 0 | 0 | 0 | 0 | 0 | 0 | 0
Residential_CZ2 - Multi Family_New_Appliances_Natural Gas_Stove/Oven_E8_Baseline Forecast | Residential | CZ2 - Multi Family | New | Appliances | Natural Gas | Stove/Oven | E8 |  | Baseline Forecast | 0 | 0 | 0 | 0 | 0 | 0 | 0 | 0 | 0 | 0 | 0 | 0 | 0 | 0 | 0 | 0 | 0 | 0 | 0 | 0 | 0 | 0 | 0 | 0 | 0 | 0 | 0 | 0 | 0 | 0 | 0 | 0 | 0 | 0 | 0 | 0 | 0 | 0 | 0 | 0 | 0 | 0 | 0 | 0 | 0 | 0 | 0 | 0 | 0 | 0 | 0
Residential_CZ2 - Multi Family_New_Appliances_Natural Gas_Stove/Oven_E9_Baseline Forecast | Residential | CZ2 - Multi Family | New | Appliances | Natural Gas | Stove/Oven | E9 |  | Baseline Forecast | 0 | 0 | 0 | 0 | 0 | 0 | 0 | 0 | 0 | 0 | 0 | 0 | 0 | 0 | 0 | 0 | 0 | 0 | 0 | 0 | 0 | 0 | 0 | 0 | 0 | 0 | 0 | 0 | 0 | 0 | 0 | 0 | 0 | 0 | 0 | 0 | 0 | 0 | 0 | 0 | 0 | 0 | 0 | 0 | 0 | 0 | 0 | 0 | 0 | 0 | 0
Residential_CZ2 - Multi Family_New_Appliances_Natural Gas_Stove/Oven_E10_Baseline Forecast | Residential | CZ2 - Multi Family | New | Appliances | Natural Gas | Stove/Oven | E10 |  | Baseline Forecast | 0 | 0 | 0 | 0 | 0 | 0 | 0 | 0 | 0 | 0 | 0 | 0 | 0 | 0 | 0 | 0 | 0 | 0 | 0 | 0 | 0 | 0 | 0 | 0 | 0 | 0 | 0 | 0 | 0 | 0 | 0 | 0 | 0 | 0 | 0 | 0 | 0 | 0 | 0 | 0 | 0 | 0 | 0 | 0 | 0 | 0 | 0 | 0 | 0 | 0 | 0
Residential_CZ2 - Multi Family_New_Appliances_Natural Gas_Stove/Oven_Vintage_Baseline Forecast | Residential | CZ2 - Multi Family | New | Appliances | Natural Gas | Stove/Oven | Vintage | Vintage | Baseline Forecast | 0 | 0 | 0 | 0 | 0 | 0 | 0 | 0 | 0 | 0 | 0 | 0 | 0 | 0 | 0 | 0 | 0 | 0 | 0 | 0 | 0 | 0 | 0 | 0 | 0 | 0 | 0 | 0 | 0 | 0 | 0 | 0 | 0 | 0 | 0 | 0 | 0 | 0 | 0 | 0 | 0 | 0 | 0 | 0 | 0 | 0 | 0 | 0 | 0 | 0 | 0
Residential_CZ2 - Multi Family_New_Miscellaneous_Natural Gas_Pool Heater_E1_Baseline Forecast | Residential | CZ2 - Multi Family | New | Miscellaneous | Natural Gas | Pool Heater | E1 | Standard (EF 0.82) | Baseline Forecast | 0 | 0.44407 | 0.88748 | 1.5536 | 2.2064 | 2.8624 | 3.5209 | 4.1836 | 4.8443 | 5.504 | 6.1637 | 6.8234 | 7.4818 | 8.1373 | 8.7906 | 9.44 | 10.0893 | 10.7368 | 11.3825 | 12.0276 | 12.6717 | 13.3352 | 0 | 0 | 0 | 0 | 0 | 0 | 0 | 0 | 0 | 0 | 0 | 0 | 0 | 0 | 0 | 0 | 0 | 0 | 0 | 0 | 0 | 0 | 0 | 0 | 0 | 0 | 0 | 0 | 0
Residential_CZ2 - Multi Family_New_Miscellaneous_Natural Gas_Pool Heater_E2_Baseline Forecast | Residential | CZ2 - Multi Family | New | Miscellaneous | Natural Gas | Pool Heater | E2 | High Efficiency (EF 0.84) | Baseline Forecast | 0 | 0.023372 | 0.04671 | 0.081767 | 0.11613 | 0.15065 | 0.18531 | 0.22019 | 0.25496 | 0.28968 | 0.32441 | 0.35913 | 0.39378 | 0.42828 | 0.46266 | 0.49684 | 0.53102 | 0.56509 | 0.59908 | 0.63303 | 0.66693 | 0.70185 | 0 | 0 | 0 | 0 | 0 | 0 | 0 | 0 | 0 | 0 | 0 | 0 | 0 | 0 | 0 | 0 | 0 | 0 | 0 | 0 | 0 | 0 | 0 | 0 | 0 | 0 | 0 | 0 | 0
Residential_CZ2 - Multi Family_New_Miscellaneous_Natural Gas_Pool Heater_E3_Baseline Forecast | Residential | CZ2 - Multi Family | New | Miscellaneous | Natural Gas | Pool Heater | E3 | Condensing (EF .94) | Baseline Forecast | 0 | 0 | 0 | 0 | 0 | 0 | 0 | 0 | 0 | 0 | 0 | 0 | 0 | 0 | 0 | 0 | 0 | 0 | 0 | 0 | 0 | 0 | 0 | 0 | 0 | 0 | 0 | 0 | 0 | 0 | 0 | 0 | 0 | 0 | 0 | 0 | 0 | 0 | 0 | 0 | 0 | 0 | 0 | 0 | 0 | 0 | 0 | 0 | 0 | 0 | 0
Residential_CZ2 - Multi Family_New_Miscellaneous_Natural Gas_Pool Heater_E4_Baseline Forecast | Residential | CZ2 - Multi Family | New | Miscellaneous | Natural Gas | Pool Heater | E4 | Condensing w/Imp. HX (EF 0.95) | Baseline Forecast | 0 | 0 | 0 | 0 | 0 | 0 | 0 | 0 | 0 | 0 | 0 | 0 | 0 | 0 | 0 | 0 | 0 | 0 | 0 | 0 | 0 | 0 | 0 | 0 | 0 | 0 | 0 | 0 | 0 | 0 | 0 | 0 | 0 | 0 | 0 | 0 | 0 | 0 | 0 | 0 | 0 | 0 | 0 | 0 | 0 | 0 | 0 | 0 | 0 | 0 | 0
Residential_CZ2 - Multi Family_New_Miscellaneous_Natural Gas_Pool Heater_E5_Baseline Forecast | Residential | CZ2 - Multi Family | New | Miscellaneous | Natural Gas | Pool Heater | E5 |  | Baseline Forecast | 0 | 0 | 0 | 0 | 0 | 0 | 0 | 0 | 0 | 0 | 0 | 0 | 0 | 0 | 0 | 0 | 0 | 0 | 0 | 0 | 0 | 0 | 0 | 0 | 0 | 0 | 0 | 0 | 0 | 0 | 0 | 0 | 0 | 0 | 0 | 0 | 0 | 0 | 0 | 0 | 0 | 0 | 0 | 0 | 0 | 0 | 0 | 0 | 0 | 0 | 0
Residential_CZ2 - Multi Family_New_Miscellaneous_Natural Gas_Pool Heater_E6_Baseline Forecast | Residential | CZ2 - Multi Family | New | Miscellaneous | Natural Gas | Pool Heater | E6 |  | Baseline Forecast | 0 | 0 | 0 | 0 | 0 | 0 | 0 | 0 | 0 | 0 | 0 | 0 | 0 | 0 | 0 | 0 | 0 | 0 | 0 | 0 | 0 | 0 | 0 | 0 | 0 | 0 | 0 | 0 | 0 | 0 | 0 | 0 | 0 | 0 | 0 | 0 | 0 | 0 | 0 | 0 | 0 | 0 | 0 | 0 | 0 | 0 | 0 | 0 | 0 | 0 | 0
Residential_CZ2 - Multi Family_New_Miscellaneous_Natural Gas_Pool Heater_E7_Baseline Forecast | Residential | CZ2 - Multi Family | New | Miscellaneous | Natural Gas | Pool Heater | E7 |  | Baseline Forecast | 0 | 0 | 0 | 0 | 0 | 0 | 0 | 0 | 0 | 0 | 0 | 0 | 0 | 0 | 0 | 0 | 0 | 0 | 0 | 0 | 0 | 0 | 0 | 0 | 0 | 0 | 0 | 0 | 0 | 0 | 0 | 0 | 0 | 0 | 0 | 0 | 0 | 0 | 0 | 0 | 0 | 0 | 0 | 0 | 0 | 0 | 0 | 0 | 0 | 0 | 0
Residential_CZ2 - Multi Family_New_Miscellaneous_Natural Gas_Pool Heater_E8_Baseline Forecast | Residential | CZ2 - Multi Family | New | Miscellaneous | Natural Gas | Pool Heater | E8 |  | Baseline Forecast | 0 | 0 | 0 | 0 | 0 | 0 | 0 | 0 | 0 | 0 | 0 | 0 | 0 | 0 | 0 | 0 | 0 | 0 | 0 | 0 | 0 | 0 | 0 | 0 | 0 | 0 | 0 | 0 | 0 | 0 | 0 | 0 | 0 | 0 | 0 | 0 | 0 | 0 | 0 | 0 | 0 | 0 | 0 | 0 | 0 | 0 | 0 | 0 | 0 | 0 | 0
Residential_CZ2 - Multi Family_New_Miscellaneous_Natural Gas_Pool Heater_E9_Baseline Forecast | Residential | CZ2 - Multi Family | New | Miscellaneous | Natural Gas | Pool Heater | E9 |  | Baseline Forecast | 0 | 0 | 0 | 0 | 0 | 0 | 0 | 0 | 0 | 0 | 0 | 0 | 0 | 0 | 0 | 0 | 0 | 0 | 0 | 0 | 0 | 0 | 0 | 0 | 0 | 0 | 0 | 0 | 0 | 0 | 0 | 0 | 0 | 0 | 0 | 0 | 0 | 0 | 0 | 0 | 0 | 0 | 0 | 0 | 0 | 0 | 0 | 0 | 0 | 0 | 0
Residential_CZ2 - Multi Family_New_Miscellaneous_Natural Gas_Pool Heater_E10_Baseline Forecast | Residential | CZ2 - Multi Family | New | Miscellaneous | Natural Gas | Pool Heater | E10 |  | Baseline Forecast | 0 | 0 | 0 | 0 | 0 | 0 | 0 | 0 | 0 | 0 | 0 | 0 | 0 | 0 | 0 | 0 | 0 | 0 | 0 | 0 | 0 | 0 | 0 | 0 | 0 | 0 | 0 | 0 | 0 | 0 | 0 | 0 | 0 | 0 | 0 | 0 | 0 | 0 | 0 | 0 | 0 | 0 | 0 | 0 | 0 | 0 | 0 | 0 | 0 | 0 | 0
Residential_CZ2 - Multi Family_New_Miscellaneous_Natural Gas_Pool Heater_Vintage_Baseline Forecast | Residential | CZ2 - Multi Family | New | Miscellaneous | Natural Gas | Pool Heater | Vintage | Vintage | Baseline Forecast | 0 | 0 | 0 | 0 | 0 | 0 | 0 | 0 | 0 | 0 | 0 | 0 | 0 | 0 | 0 | 0 | 0 | 0 | 0 | 0 | 0 | 0 | 0 | 0 | 0 | 0 | 0 | 0 | 0 | 0 | 0 | 0 | 0 | 0 | 0 | 0 | 0 | 0 | 0 | 0 | 0 | 0 | 0 | 0 | 0 | 0 | 0 | 0 | 0 | 0 | 0
Residential_CZ2 - Multi Family_New_Miscellaneous_Natural Gas_Miscellaneous_E1_Baseline Forecast | Residential | CZ2 - Multi Family | New | Miscellaneous | Natural Gas | Miscellaneous | E1 | Default | Baseline Forecast | 0 | 53.8533 | 107.6265 | 188.4047 | 267.5734 | 347.1316 | 426.9904 | 507.3527 | 587.4758 | 667.4757 | 747.4838 | 827.4928 | 907.3352 | 986.8216 | 1066.0556 | 1144.8081 | 1223.5491 | 1302.0671 | 1380.3752 | 1458.6121 | 1536.7168 | 1617.1894 | 0 | 0 | 0 | 0 | 0 | 0 | 0 | 0 | 0 | 0 | 0 | 0 | 0 | 0 | 0 | 0 | 0 | 0 | 0 | 0 | 0 | 0 | 0 | 0 | 0 | 0 | 0 | 0 | 0
Residential_CZ2 - Multi Family_New_Miscellaneous_Natural Gas_Miscellaneous_E2_Baseline Forecast | Residential | CZ2 - Multi Family | New | Miscellaneous | Natural Gas | Miscellaneous | E2 |  | Baseline Forecast | 0 | 0 | 0 | 0 | 0 | 0 | 0 | 0 | 0 | 0 | 0 | 0 | 0 | 0 | 0 | 0 | 0 | 0 | 0 | 0 | 0 | 0 | 0 | 0 | 0 | 0 | 0 | 0 | 0 | 0 | 0 | 0 | 0 | 0 | 0 | 0 | 0 | 0 | 0 | 0 | 0 | 0 | 0 | 0 | 0 | 0 | 0 | 0 | 0 | 0 | 0
Residential_CZ2 - Multi Family_New_Miscellaneous_Natural Gas_Miscellaneous_E3_Baseline Forecast | Residential | CZ2 - Multi Family | New | Miscellaneous | Natural Gas | Miscellaneous | E3 |  | Baseline Forecast | 0 | 0 | 0 | 0 | 0 | 0 | 0 | 0 | 0 | 0 | 0 | 0 | 0 | 0 | 0 | 0 | 0 | 0 | 0 | 0 | 0 | 0 | 0 | 0 | 0 | 0 | 0 | 0 | 0 | 0 | 0 | 0 | 0 | 0 | 0 | 0 | 0 | 0 | 0 | 0 | 0 | 0 | 0 | 0 | 0 | 0 | 0 | 0 | 0 | 0 | 0
Residential_CZ2 - Multi Family_New_Miscellaneous_Natural Gas_Miscellaneous_E4_Baseline Forecast | Residential | CZ2 - Multi Family | New | Miscellaneous | Natural Gas | Miscellaneous | E4 |  | Baseline Forecast | 0 | 0 | 0 | 0 | 0 | 0 | 0 | 0 | 0 | 0 | 0 | 0 | 0 | 0 | 0 | 0 | 0 | 0 | 0 | 0 | 0 | 0 | 0 | 0 | 0 | 0 | 0 | 0 | 0 | 0 | 0 | 0 | 0 | 0 | 0 | 0 | 0 | 0 | 0 | 0 | 0 | 0 | 0 | 0 | 0 | 0 | 0 | 0 | 0 | 0 | 0
Residential_CZ2 - Multi Family_New_Miscellaneous_Natural Gas_Miscellaneous_E5_Baseline Forecast | Residential | CZ2 - Multi Family | New | Miscellaneous | Natural Gas | Miscellaneous | E5 |  | Baseline Forecast | 0 | 0 | 0 | 0 | 0 | 0 | 0 | 0 | 0 | 0 | 0 | 0 | 0 | 0 | 0 | 0 | 0 | 0 | 0 | 0 | 0 | 0 | 0 | 0 | 0 | 0 | 0 | 0 | 0 | 0 | 0 | 0 | 0 | 0 | 0 | 0 | 0 | 0 | 0 | 0 | 0 | 0 | 0 | 0 | 0 | 0 | 0 | 0 | 0 | 0 | 0
Residential_CZ2 - Multi Family_New_Miscellaneous_Natural Gas_Miscellaneous_E6_Baseline Forecast | Residential | CZ2 - Multi Family | New | Miscellaneous | Natural Gas | Miscellaneous | E6 |  | Baseline Forecast | 0 | 0 | 0 | 0 | 0 | 0 | 0 | 0 | 0 | 0 | 0 | 0 | 0 | 0 | 0 | 0 | 0 | 0 | 0 | 0 | 0 | 0 | 0 | 0 | 0 | 0 | 0 | 0 | 0 | 0 | 0 | 0 | 0 | 0 | 0 | 0 | 0 | 0 | 0 | 0 | 0 | 0 | 0 | 0 | 0 | 0 | 0 | 0 | 0 | 0 | 0
Residential_CZ2 - Multi Family_New_Miscellaneous_Natural Gas_Miscellaneous_E7_Baseline Forecast | Residential | CZ2 - Multi Family | New | Miscellaneous | Natural Gas | Miscellaneous | E7 |  | Baseline Forecast | 0 | 0 | 0 | 0 | 0 | 0 | 0 | 0 | 0 | 0 | 0 | 0 | 0 | 0 | 0 | 0 | 0 | 0 | 0 | 0 | 0 | 0 | 0 | 0 | 0 | 0 | 0 | 0 | 0 | 0 | 0 | 0 | 0 | 0 | 0 | 0 | 0 | 0 | 0 | 0 | 0 | 0 | 0 | 0 | 0 | 0 | 0 | 0 | 0 | 0 | 0
Residential_CZ2 - Multi Family_New_Miscellaneous_Natural Gas_Miscellaneous_E8_Baseline Forecast | Residential | CZ2 - Multi Family | New | Miscellaneous | Natural Gas | Miscellaneous | E8 |  | Baseline Forecast | 0 | 0 | 0 | 0 | 0 | 0 | 0 | 0 | 0 | 0 | 0 | 0 | 0 | 0 | 0 | 0 | 0 | 0 | 0 | 0 | 0 | 0 | 0 | 0 | 0 | 0 | 0 | 0 | 0 | 0 | 0 | 0 | 0 | 0 | 0 | 0 | 0 | 0 | 0 | 0 | 0 | 0 | 0 | 0 | 0 | 0 | 0 | 0 | 0 | 0 | 0
Residential_CZ2 - Multi Family_New_Miscellaneous_Natural Gas_Miscellaneous_E9_Baseline Forecast | Residential | CZ2 - Multi Family | New | Miscellaneous | Natural Gas | Miscellaneous | E9 |  | Baseline Forecast | 0 | 0 | 0 | 0 | 0 | 0 | 0 | 0 | 0 | 0 | 0 | 0 | 0 | 0 | 0 | 0 | 0 | 0 | 0 | 0 | 0 | 0 | 0 | 0 | 0 | 0 | 0 | 0 | 0 | 0 | 0 | 0 | 0 | 0 | 0 | 0 | 0 | 0 | 0 | 0 | 0 | 0 | 0 | 0 | 0 | 0 | 0 | 0 | 0 | 0 | 0
Residential_CZ2 - Multi Family_New_Miscellaneous_Natural Gas_Miscellaneous_E10_Baseline Forecast | Residential | CZ2 - Multi Family | New | Miscellaneous | Natural Gas | Miscellaneous | E10 |  | Baseline Forecast | 0 | 0 | 0 | 0 | 0 | 0 | 0 | 0 | 0 | 0 | 0 | 0 | 0 | 0 | 0 | 0 | 0 | 0 | 0 | 0 | 0 | 0 | 0 | 0 | 0 | 0 | 0 | 0 | 0 | 0 | 0 | 0 | 0 | 0 | 0 | 0 | 0 | 0 | 0 | 0 | 0 | 0 | 0 | 0 | 0 | 0 | 0 | 0 | 0 | 0 | 0
Residential_CZ2 - Multi Family_New_Miscellaneous_Natural Gas_Miscellaneous_Vintage_Baseline Forecast | Residential | CZ2 - Multi Family | New | Miscellaneous | Natural Gas | Miscellaneous | Vintage | Vintage | Baseline Forecast | 0 | 0 | 0 | 0 | 0 | 0 | 0 | 0 | 0 | 0 | 0 | 0 | 0 | 0 | 0 | 0 | 0 | 0 | 0 | 0 | 0 | 0 | 0 | 0 | 0 | 0 | 0 | 0 | 0 | 0 | 0 | 0 | 0 | 0 | 0 | 0 | 0 | 0 | 0 | 0 | 0 | 0 | 0 | 0 | 0 | 0 | 0 | 0 | 0 | 0 | 0
Residential_CZ3 - Single Family_Existing_Space Heating_Natural Gas_Furnace - Direct Fuel_E1_Baseline Forecast | Residential | CZ3 - Single Family | Existing | Space Heating | Natural Gas | Furnace - Direct Fuel | E1 | AFUE 80% | Baseline Forecast | 0 | 941.9847 | 1874.8741 | 2797.1835 | 3707.5043 | 3701.5723 | 3695.6498 | 3689.7367 | 3683.8332 | 3677.939 | 3672.0543 | 3666.179 | 3605.8698 | 3494.9367 | 3337.0459 | 3135.7239 | 2946.5475 | 2768.7841 | 2601.7449 | 2444.7832 | 2297.2909 | 2158.6967 | 0 | 0 | 0 | 0 | 0 | 0 | 0 | 0 | 0 | 0 | 0 | 0 | 0 | 0 | 0 | 0 | 0 | 0 | 0 | 0 | 0 | 0 | 0 | 0 | 0 | 0 | 0 | 0 | 0
Residential_CZ3 - Single Family_Existing_Space Heating_Natural Gas_Furnace - Direct Fuel_E2_Baseline Forecast | Residential | CZ3 - Single Family | Existing | Space Heating | Natural Gas | Furnace - Direct Fuel | E2 | AFUE 90% | Baseline Forecast | 0 | 616.3073 | 1215.289 | 1798.5103 | 2367.447 | 2363.6591 | 2359.8773 | 2356.1015 | 2352.3317 | 2348.568 | 2344.8103 | 2341.0586 | 2301.6925 | 2229.8623 | 2128.4378 | 2000.0304 | 1879.3698 | 1765.9885 | 1659.4475 | 1559.334 | 1465.2603 | 1376.862 | 0 | 0 | 0 | 0 | 0 | 0 | 0 | 0 | 0 | 0 | 0 | 0 | 0 | 0 | 0 | 0 | 0 | 0 | 0 | 0 | 0 | 0 | 0 | 0 | 0 | 0 | 0 | 0 | 0
Residential_CZ3 - Single Family_Existing_Space Heating_Natural Gas_Furnace - Direct Fuel_E3_Baseline Forecast | Residential | CZ3 - Single Family | Existing | Space Heating | Natural Gas | Furnace - Direct Fuel | E3 | AFUE 92% | Baseline Forecast | 0 | 197.6603 | 387.1573 | 569.646 | 746.1555 | 2381.2948 | 3985.315 | 5548.219 | 7072.8353 | 8561.0291 | 10000.153 | 11407.4773 | 12814.9855 | 14221.3033 | 15624.7371 | 17023.4088 | 18330.9105 | 19552.6976 | 20693.7831 | 21758.8395 | 22752.1058 | 23678.3269 | 0 | 0 | 0 | 0 | 0 | 0 | 0 | 0 | 0 | 0 | 0 | 0 | 0 | 0 | 0 | 0 | 0 | 0 | 0 | 0 | 0 | 0 | 0 | 0 | 0 | 0 | 0 | 0 | 0
Residential_CZ3 - Single Family_Existing_Space Heating_Natural Gas_Furnace - Direct Fuel_E4_Baseline Forecast | Residential | CZ3 - Single Family | Existing | Space Heating | Natural Gas | Furnace - Direct Fuel | E4 | AFUE 95% | Baseline Forecast | 0 | 118.5962 | 232.2944 | 341.7876 | 447.6933 | 550.123 | 650.7511 | 748.5151 | 843.3103 | 935.4853 | 1034.0412 | 1129.9581 | 1220.9473 | 1306.7858 | 1388.1993 | 1465.7644 | 1540.0948 | 1611.6954 | 1680.8253 | 1747.7509 | 1812.7058 | 1875.56 | 0 | 0 | 0 | 0 | 0 | 0 | 0 | 0 | 0 | 0 | 0 | 0 | 0 | 0 | 0 | 0 | 0 | 0 | 0 | 0 | 0 | 0 | 0 | 0 | 0 | 0 | 0 | 0 | 0
Residential_CZ3 - Single Family_Existing_Space Heating_Natural Gas_Furnace - Direct Fuel_E5_Baseline Forecast | Residential | CZ3 - Single Family | Existing | Space Heating | Natural Gas | Furnace - Direct Fuel | E5 | AFUE 98% | Baseline Forecast | 0 | 79.0641 | 154.8629 | 227.8584 | 298.4622 | 366.7487 | 433.8341 | 499.0101 | 562.2069 | 623.6569 | 689.3608 | 753.3054 | 813.9648 | 871.1906 | 925.4662 | 977.1763 | 1026.7299 | 1074.4636 | 1120.5502 | 1165.1672 | 1208.4705 | 1250.3733 | 0 | 0 | 0 | 0 | 0 | 0 | 0 | 0 | 0 | 0 | 0 | 0 | 0 | 0 | 0 | 0 | 0 | 0 | 0 | 0 | 0 | 0 | 0 | 0 | 0 | 0 | 0 | 0 | 0
Residential_CZ3 - Single Family_Existing_Space Heating_Natural Gas_Furnace - Direct Fuel_E6_Baseline Forecast | Residential | CZ3 - Single Family | Existing | Space Heating | Natural Gas | Furnace - Direct Fuel | E6 | Convert to NG Heat Pump | Baseline Forecast | 0 | 8.4759 | 16.8457 | 25.0568 | 33.1826 | 41.1985 | 49.0119 | 56.5503 | 63.7439 | 70.5751 | 76.9727 | 82.8446 | 88.2518 | 93.931 | 99.4237 | 104.764 | 109.9687 | 114.5815 | 118.6452 | 122.2006 | 125.4647 | 128.4633 | 0 | 0 | 0 | 0 | 0 | 0 | 0 | 0 | 0 | 0 | 0 | 0 | 0 | 0 | 0 | 0 | 0 | 0 | 0 | 0 | 0 | 0 | 0 | 0 | 0 | 0 | 0 | 0 | 0
Residential_CZ3 - Single Family_Existing_Space Heating_Natural Gas_Furnace - Direct Fuel_E7_Baseline Forecast | Residential | CZ3 - Single Family | Existing | Space Heating | Natural Gas | Furnace - Direct Fuel | E7 |  | Baseline Forecast | 0 | 0 | 0 | 0 | 0 | 0 | 0 | 0 | 0 | 0 | 0 | 0 | 0 | 0 | 0 | 0 | 0 | 0 | 0 | 0 | 0 | 0 | 0 | 0 | 0 | 0 | 0 | 0 | 0 | 0 | 0 | 0 | 0 | 0 | 0 | 0 | 0 | 0 | 0 | 0 | 0 | 0 | 0 | 0 | 0 | 0 | 0 | 0 | 0 | 0 | 0
Residential_CZ3 - Single Family_Existing_Space Heating_Natural Gas_Furnace - Direct Fuel_E8_Baseline Forecast | Residential | CZ3 - Single Family | Existing | Space Heating | Natural Gas | Furnace - Direct Fuel | E8 |  | Baseline Forecast | 0 | 0 | 0 | 0 | 0 | 0 | 0 | 0 | 0 | 0 | 0 | 0 | 0 | 0 | 0 | 0 | 0 | 0 | 0 | 0 | 0 | 0 | 0 | 0 | 0 | 0 | 0 | 0 | 0 | 0 | 0 | 0 | 0 | 0 | 0 | 0 | 0 | 0 | 0 | 0 | 0 | 0 | 0 | 0 | 0 | 0 | 0 | 0 | 0 | 0 | 0
Residential_CZ3 - Single Family_Existing_Space Heating_Natural Gas_Furnace - Direct Fuel_E9_Baseline Forecast | Residential | CZ3 - Single Family | Existing | Space Heating | Natural Gas | Furnace - Direct Fuel | E9 |  | Baseline Forecast | 0 | 0 | 0 | 0 | 0 | 0 | 0 | 0 | 0 | 0 | 0 | 0 | 0 | 0 | 0 | 0 | 0 | 0 | 0 | 0 | 0 | 0 | 0 | 0 | 0 | 0 | 0 | 0 | 0 | 0 | 0 | 0 | 0 | 0 | 0 | 0 | 0 | 0 | 0 | 0 | 0 | 0 | 0 | 0 | 0 | 0 | 0 | 0 | 0 | 0 | 0
Residential_CZ3 - Single Family_Existing_Space Heating_Natural Gas_Furnace - Direct Fuel_E10_Baseline Forecast | Residential | CZ3 - Single Family | Existing | Space Heating | Natural Gas | Furnace - Direct Fuel | E10 |  | Baseline Forecast | 0 | 0 | 0 | 0 | 0 | 0 | 0 | 0 | 0 | 0 | 0 | 0 | 0 | 0 | 0 | 0 | 0 | 0 | 0 | 0 | 0 | 0 | 0 | 0 | 0 | 0 | 0 | 0 | 0 | 0 | 0 | 0 | 0 | 0 | 0 | 0 | 0 | 0 | 0 | 0 | 0 | 0 | 0 | 0 | 0 | 0 | 0 | 0 | 0 | 0 | 0
Residential_CZ3 - Single Family_Existing_Space Heating_Natural Gas_Furnace - Direct Fuel_Vintage_Baseline Forecast | Residential | CZ3 - Single Family | Existing | Space Heating | Natural Gas | Furnace - Direct Fuel | Vintage | Vintage | Baseline Forecast | 45648.8639 | 43613.7371 | 41621.5811 | 39670.0571 | 37756.9665 | 35880.2432 | 34037.9448 | 32241.9115 | 30489.5589 | 28778.4581 | 27106.3261 | 25471.0174 | 23934.3659 | 22490.4197 | 21133.5859 | 19858.6091 | 18660.5509 | 17534.7709 | 16476.9084 | 15482.8662 | 14548.794 | 13671.0738 | 0 | 0 | 0 | 0 | 0 | 0 | 0 | 0 | 0 | 0 | 0 | 0 | 0 | 0 | 0 | 0 | 0 | 0 | 0 | 0 | 0 | 0 | 0 | 0 | 0 | 0 | 0 | 0 | 0
Residential_CZ3 - Single Family_Existing_Space Heating_Natural Gas_Boiler - Direct Fuel_E1_Baseline Forecast | Residential | CZ3 - Single Family | Existing | Space Heating | Natural Gas | Boiler - Direct Fuel | E1 | AFUE 82% | Baseline Forecast | 0 | 3.5649 | 3.5592 | 3.5535 | 3.5478 | 3.5422 | 3.5365 | 3.5308 | 3.5252 | 3.5195 | 3.5139 | 3.5083 | 3.3359 | 3.1719 | 3.0161 | 2.8678 | 2.7269 | 2.5929 | 2.4655 | 2.3443 | 2.2291 | 2.1196 | 0 | 0 | 0 | 0 | 0 | 0 | 0 | 0 | 0 | 0 | 0 | 0 | 0 | 0 | 0 | 0 | 0 | 0 | 0 | 0 | 0 | 0 | 0 | 0 | 0 | 0 | 0 | 0 | 0
Residential_CZ3 - Single Family_Existing_Space Heating_Natural Gas_Boiler - Direct Fuel_E2_Baseline Forecast | Residential | CZ3 - Single Family | Existing | Space Heating | Natural Gas | Boiler - Direct Fuel | E2 | AFUE 84% | Baseline Forecast | 0 | 0 | 3.0265 | 6.0465 | 9.055 | 12.0534 | 15.0223 | 17.9465 | 20.833 | 23.6817 | 26.3972 | 29.0864 | 31.781 | 34.3418 | 36.7741 | 39.0836 | 41.2746 | 43.3545 | 45.3251 | 47.1878 | 48.9428 | 50.5934 | 0 | 0 | 0 | 0 | 0 | 0 | 0 | 0 | 0 | 0 | 0 | 0 | 0 | 0 | 0 | 0 | 0 | 0 | 0 | 0 | 0 | 0 | 0 | 0 | 0 | 0 | 0 | 0 | 0
Residential_CZ3 - Single Family_Existing_Space Heating_Natural Gas_Boiler - Direct Fuel_E3_Baseline Forecast | Residential | CZ3 - Single Family | Existing | Space Heating | Natural Gas | Boiler - Direct Fuel | E3 | AFUE 85% | Baseline Forecast | 0 | 3.6862 | 7.5528 | 11.3744 | 15.1538 | 18.892 | 22.5948 | 26.2351 | 29.8148 | 33.3367 | 36.7972 | 40.2031 | 43.4371 | 46.4988 | 49.3979 | 52.143 | 54.7418 | 57.2018 | 59.5306 | 61.7356 | 63.8235 | 65.801 | 0 | 0 | 0 | 0 | 0 | 0 | 0 | 0 | 0 | 0 | 0 | 0 | 0 | 0 | 0 | 0 | 0 | 0 | 0 | 0 | 0 | 0 | 0 | 0 | 0 | 0 | 0 | 0 | 0
Residential_CZ3 - Single Family_Existing_Space Heating_Natural Gas_Boiler - Direct Fuel_E4_Baseline Forecast | Residential | CZ3 - Single Family | Existing | Space Heating | Natural Gas | Boiler - Direct Fuel | E4 | AFUE 90% | Baseline Forecast | 0 | 3.6862 | 7.5528 | 11.3744 | 15.1538 | 18.892 | 22.5948 | 26.2351 | 29.8148 | 33.3367 | 36.7972 | 40.2031 | 43.4371 | 46.4988 | 49.3979 | 52.143 | 54.7418 | 57.2018 | 59.5306 | 61.7356 | 63.8235 | 65.801 | 0 | 0 | 0 | 0 | 0 | 0 | 0 | 0 | 0 | 0 | 0 | 0 | 0 | 0 | 0 | 0 | 0 | 0 | 0 | 0 | 0 | 0 | 0 | 0 | 0 | 0 | 0 | 0 | 0
Residential_CZ3 - Single Family_Existing_Space Heating_Natural Gas_Boiler - Direct Fuel_E5_Baseline Forecast | Residential | CZ3 - Single Family | Existing | Space Heating | Natural Gas | Boiler - Direct Fuel | E5 | AFUE 95% | Baseline Forecast | 0 | 0.93454 | 1.9034 | 2.8521 | 3.7833 | 4.6974 | 5.6032 | 6.4923 | 7.3635 | 8.2186 | 9.1317 | 10.0275 | 10.8881 | 11.7052 | 12.4818 | 13.2197 | 13.9216 | 14.5898 | 15.2276 | 15.8378 | 16.4234 | 16.9856 | 0 | 0 | 0 | 0 | 0 | 0 | 0 | 0 | 0 | 0 | 0 | 0 | 0 | 0 | 0 | 0 | 0 | 0 | 0 | 0 | 0 | 0 | 0 | 0 | 0 | 0 | 0 | 0 | 0
Residential_CZ3 - Single Family_Existing_Space Heating_Natural Gas_Boiler - Direct Fuel_E6_Baseline Forecast | Residential | CZ3 - Single Family | Existing | Space Heating | Natural Gas | Boiler - Direct Fuel | E6 | AFUE 96% | Baseline Forecast | 0 | 0.4603 | 0.9375 | 1.4048 | 1.8634 | 2.3136 | 2.7598 | 3.1977 | 3.6268 | 4.0479 | 4.4977 | 4.9389 | 5.3628 | 5.7652 | 6.1478 | 6.5112 | 6.8569 | 7.186 | 7.5002 | 7.8007 | 8.0891 | 8.3661 | 0 | 0 | 0 | 0 | 0 | 0 | 0 | 0 | 0 | 0 | 0 | 0 | 0 | 0 | 0 | 0 | 0 | 0 | 0 | 0 | 0 | 0 | 0 | 0 | 0 | 0 | 0 | 0 | 0
Residential_CZ3 - Single Family_Existing_Space Heating_Natural Gas_Boiler - Direct Fuel_E7_Baseline Forecast | Residential | CZ3 - Single Family | Existing | Space Heating | Natural Gas | Boiler - Direct Fuel | E7 | Convert to NG Heat Pump | Baseline Forecast | 0 | 0.053504 | 0.10694 | 0.15994 | 0.21294 | 0.26575 | 0.31773 | 0.36836 | 0.41712 | 0.46385 | 0.50798 | 0.54882 | 0.58615 | 0.62511 | 0.66283 | 0.69954 | 0.73533 | 0.76712 | 0.79521 | 0.81987 | 0.84257 | 0.86349 | 0 | 0 | 0 | 0 | 0 | 0 | 0 | 0 | 0 | 0 | 0 | 0 | 0 | 0 | 0 | 0 | 0 | 0 | 0 | 0 | 0 | 0 | 0 | 0 | 0 | 0 | 0 | 0 | 0
Residential_CZ3 - Single Family_Existing_Space Heating_Natural Gas_Boiler - Direct Fuel_E8_Baseline Forecast | Residential | CZ3 - Single Family | Existing | Space Heating | Natural Gas | Boiler - Direct Fuel | E8 |  | Baseline Forecast | 0 | 0 | 0 | 0 | 0 | 0 | 0 | 0 | 0 | 0 | 0 | 0 | 0 | 0 | 0 | 0 | 0 | 0 | 0 | 0 | 0 | 0 | 0 | 0 | 0 | 0 | 0 | 0 | 0 | 0 | 0 | 0 | 0 | 0 | 0 | 0 | 0 | 0 | 0 | 0 | 0 | 0 | 0 | 0 | 0 | 0 | 0 | 0 | 0 | 0 | 0
Residential_CZ3 - Single Family_Existing_Space Heating_Natural Gas_Boiler - Direct Fuel_E9_Baseline Forecast | Residential | CZ3 - Single Family | Existing | Space Heating | Natural Gas | Boiler - Direct Fuel | E9 |  | Baseline Forecast | 0 | 0 | 0 | 0 | 0 | 0 | 0 | 0 | 0 | 0 | 0 | 0 | 0 | 0 | 0 | 0 | 0 | 0 | 0 | 0 | 0 | 0 | 0 | 0 | 0 | 0 | 0 | 0 | 0 | 0 | 0 | 0 | 0 | 0 | 0 | 0 | 0 | 0 | 0 | 0 | 0 | 0 | 0 | 0 | 0 | 0 | 0 | 0 | 0 | 0 | 0
Residential_CZ3 - Single Family_Existing_Space Heating_Natural Gas_Boiler - Direct Fuel_E10_Baseline Forecast | Residential | CZ3 - Single Family | Existing | Space Heating | Natural Gas | Boiler - Direct Fuel | E10 |  | Baseline Forecast | 0 | 0 | 0 | 0 | 0 | 0 | 0 | 0 | 0 | 0 | 0 | 0 | 0 | 0 | 0 | 0 | 0 | 0 | 0 | 0 | 0 | 0 | 0 | 0 | 0 | 0 | 0 | 0 | 0 | 0 | 0 | 0 | 0 | 0 | 0 | 0 | 0 | 0 | 0 | 0 | 0 | 0 | 0 | 0 | 0 | 0 | 0 | 0 | 0 | 0 | 0
Residential_CZ3 - Single Family_Existing_Space Heating_Natural Gas_Boiler - Direct Fuel_Vintage_Baseline Forecast | Residential | CZ3 - Single Family | Existing | Space Heating | Natural Gas | Boiler - Direct Fuel | Vintage | Vintage | Baseline Forecast | 355.957 | 343.0019 | 330.1797 | 317.4854 | 304.9144 | 292.4621 | 280.1244 | 267.9835 | 256.031 | 244.2589 | 232.6596 | 221.2261 | 210.3544 | 200.017 | 190.1876 | 180.8412 | 171.9541 | 163.5038 | 155.4688 | 147.8286 | 140.5639 | 133.6562 | 0 | 0 | 0 | 0 | 0 | 0 | 0 | 0 | 0 | 0 | 0 | 0 | 0 | 0 | 0 | 0 | 0 | 0 | 0 | 0 | 0 | 0 | 0 | 0 | 0 | 0 | 0 | 0 | 0
Residential_CZ3 - Single Family_Existing_Secondary Heating_Natural Gas_Fireplace_E1_Baseline Forecast | Residential | CZ3 - Single Family | Existing | Secondary Heating | Natural Gas | Fireplace | E1 | Baseline (50% to 60% FE Rating) | Baseline Forecast | 0 | 721.6827 | 1420.2338 | 2097.6484 | 2755.7382 | 3396.1475 | 4009.8315 | 4599.1526 | 5166.2551 | 5713.0858 | 6241.4117 | 6792.6514 | 7364.4563 | 7954.6954 | 8576.9285 | 9227.9206 | 9904.7359 | 10516.5915 | 11069.4911 | 11568.8841 | 12019.7165 | 12426.4774 | 0 | 0 | 0 | 0 | 0 | 0 | 0 | 0 | 0 | 0 | 0 | 0 | 0 | 0 | 0 | 0 | 0 | 0 | 0 | 0 | 0 | 0 | 0 | 0 | 0 | 0 | 0 | 0 | 0
Residential_CZ3 - Single Family_Existing_Secondary Heating_Natural Gas_Fireplace_E2_Baseline Forecast | Residential | CZ3 - Single Family | Existing | Secondary Heating | Natural Gas | Fireplace | E2 | Tier 1 (70% FE Rating) | Baseline Forecast | 0 | 0 | 0 | 0 | 0 | 0 | 0 | 0 | 0 | 0 | 0 | 0 | 0 | 0 | 0 | 0 | 0 | 0 | 0 | 0 | 0 | 0 | 0 | 0 | 0 | 0 | 0 | 0 | 0 | 0 | 0 | 0 | 0 | 0 | 0 | 0 | 0 | 0 | 0 | 0 | 0 | 0 | 0 | 0 | 0 | 0 | 0 | 0 | 0 | 0 | 0
Residential_CZ3 - Single Family_Existing_Secondary Heating_Natural Gas_Fireplace_E3_Baseline Forecast | Residential | CZ3 - Single Family | Existing | Secondary Heating | Natural Gas | Fireplace | E3 | Tier 2 (77%+ FE Rating) | Baseline Forecast | 0 | 0 | 0 | 0 | 0 | 0 | 0 | 0 | 0 | 0 | 0 | 0 | 0 | 0 | 0 | 0 | 0 | 0 | 0 | 0 | 0 | 0 | 0 | 0 | 0 | 0 | 0 | 0 | 0 | 0 | 0 | 0 | 0 | 0 | 0 | 0 | 0 | 0 | 0 | 0 | 0 | 0 | 0 | 0 | 0 | 0 | 0 | 0 | 0 | 0 | 0
Residential_CZ3 - Single Family_Existing_Secondary Heating_Natural Gas_Fireplace_E4_Baseline Forecast | Residential | CZ3 - Single Family | Existing | Secondary Heating | Natural Gas | Fireplace | E4 |  | Baseline Forecast | 0 | 0 | 0 | 0 | 0 | 0 | 0 | 0 | 0 | 0 | 0 | 0 | 0 | 0 | 0 | 0 | 0 | 0 | 0 | 0 | 0 | 0 | 0 | 0 | 0 | 0 | 0 | 0 | 0 | 0 | 0 | 0 | 0 | 0 | 0 | 0 | 0 | 0 | 0 | 0 | 0 | 0 | 0 | 0 | 0 | 0 | 0 | 0 | 0 | 0 | 0
Residential_CZ3 - Single Family_Existing_Secondary Heating_Natural Gas_Fireplace_E5_Baseline Forecast | Residential | CZ3 - Single Family | Existing | Secondary Heating | Natural Gas | Fireplace | E5 |  | Baseline Forecast | 0 | 0 | 0 | 0 | 0 | 0 | 0 | 0 | 0 | 0 | 0 | 0 | 0 | 0 | 0 | 0 | 0 | 0 | 0 | 0 | 0 | 0 | 0 | 0 | 0 | 0 | 0 | 0 | 0 | 0 | 0 | 0 | 0 | 0 | 0 | 0 | 0 | 0 | 0 | 0 | 0 | 0 | 0 | 0 | 0 | 0 | 0 | 0 | 0 | 0 | 0
Residential_CZ3 - Single Family_Existing_Secondary Heating_Natural Gas_Fireplace_E6_Baseline Forecast | Residential | CZ3 - Single Family | Existing | Secondary Heating | Natural Gas | Fireplace | E6 |  | Baseline Forecast | 0 | 0 | 0 | 0 | 0 | 0 | 0 | 0 | 0 | 0 | 0 | 0 | 0 | 0 | 0 | 0 | 0 | 0 | 0 | 0 | 0 | 0 | 0 | 0 | 0 | 0 | 0 | 0 | 0 | 0 | 0 | 0 | 0 | 0 | 0 | 0 | 0 | 0 | 0 | 0 | 0 | 0 | 0 | 0 | 0 | 0 | 0 | 0 | 0 | 0 | 0
Residential_CZ3 - Single Family_Existing_Secondary Heating_Natural Gas_Fireplace_E7_Baseline Forecast | Residential | CZ3 - Single Family | Existing | Secondary Heating | Natural Gas | Fireplace | E7 |  | Baseline Forecast | 0 | 0 | 0 | 0 | 0 | 0 | 0 | 0 | 0 | 0 | 0 | 0 | 0 | 0 | 0 | 0 | 0 | 0 | 0 | 0 | 0 | 0 | 0 | 0 | 0 | 0 | 0 | 0 | 0 | 0 | 0 | 0 | 0 | 0 | 0 | 0 | 0 | 0 | 0 | 0 | 0 | 0 | 0 | 0 | 0 | 0 | 0 | 0 | 0 | 0 | 0
Residential_CZ3 - Single Family_Existing_Secondary Heating_Natural Gas_Fireplace_E8_Baseline Forecast | Residential | CZ3 - Single Family | Existing | Secondary Heating | Natural Gas | Fireplace | E8 |  | Baseline Forecast | 0 | 0 | 0 | 0 | 0 | 0 | 0 | 0 | 0 | 0 | 0 | 0 | 0 | 0 | 0 | 0 | 0 | 0 | 0 | 0 | 0 | 0 | 0 | 0 | 0 | 0 | 0 | 0 | 0 | 0 | 0 | 0 | 0 | 0 | 0 | 0 | 0 | 0 | 0 | 0 | 0 | 0 | 0 | 0 | 0 | 0 | 0 | 0 | 0 | 0 | 0
Residential_CZ3 - Single Family_Existing_Secondary Heating_Natural Gas_Fireplace_E9_Baseline Forecast | Residential | CZ3 - Single Family | Existing | Secondary Heating | Natural Gas | Fireplace | E9 |  | Baseline Forecast | 0 | 0 | 0 | 0 | 0 | 0 | 0 | 0 | 0 | 0 | 0 | 0 | 0 | 0 | 0 | 0 | 0 | 0 | 0 | 0 | 0 | 0 | 0 | 0 | 0 | 0 | 0 | 0 | 0 | 0 | 0 | 0 | 0 | 0 | 0 | 0 | 0 | 0 | 0 | 0 | 0 | 0 | 0 | 0 | 0 | 0 | 0 | 0 | 0 | 0 | 0
Residential_CZ3 - Single Family_Existing_Secondary Heating_Natural Gas_Fireplace_E10_Baseline Forecast | Residential | CZ3 - Single Family | Existing | Secondary Heating | Natural Gas | Fireplace | E10 |  | Baseline Forecast | 0 | 0 | 0 | 0 | 0 | 0 | 0 | 0 | 0 | 0 | 0 | 0 | 0 | 0 | 0 | 0 | 0 | 0 | 0 | 0 | 0 | 0 | 0 | 0 | 0 | 0 | 0 | 0 | 0 | 0 | 0 | 0 | 0 | 0 | 0 | 0 | 0 | 0 | 0 | 0 | 0 | 0 | 0 | 0 | 0 | 0 | 0 | 0 | 0 | 0 | 0
Residential_CZ3 - Single Family_Existing_Secondary Heating_Natural Gas_Fireplace_Vintage_Baseline Forecast | Residential | CZ3 - Single Family | Existing | Secondary Heating | Natural Gas | Fireplace | Vintage | Vintage | Baseline Forecast | 17257.0544 | 16507.7603 | 15781.6422 | 15076.7045 | 14391.1358 | 13723.2915 | 13082.2164 | 12465.548 | 11871.142 | 11297.0515 | 10741.5094 | 10163.097 | 9564.1629 | 8946.838 | 8297.5624 | 7619.5712 | 6915.7999 | 6277.0314 | 5697.262 | 5171.0422 | 4693.4259 | 4259.924 | 0 | 0 | 0 | 0 | 0 | 0 | 0 | 0 | 0 | 0 | 0 | 0 | 0 | 0 | 0 | 0 | 0 | 0 | 0 | 0 | 0 | 0 | 0 | 0 | 0 | 0 | 0 | 0 | 0
Residential_CZ3 - Single Family_Existing_Water Heating_Natural Gas_Water Heater <= 55 gal._E1_Baseline Forecast | Residential | CZ3 - Single Family | Existing | Water Heating | Natural Gas | Water Heater <= 55 gal. | E1 | Baseline (UEF 0.58) | Baseline Forecast | 0 | 258.936 | 526.9742 | 802.2076 | 1082.8848 | 1368.7459 | 1652.7477 | 1931.6999 | 2207.3232 | 2479.3356 | 2723.8523 | 2966.1075 | 3166.5456 | 3332.2435 | 3467.6313 | 3576.7909 | 3662.9777 | 3729.8509 | 3780.5034 | 3810.3708 | 3828.0545 | 3838.8392 | 0 | 0 | 0 | 0 | 0 | 0 | 0 | 0 | 0 | 0 | 0 | 0 | 0 | 0 | 0 | 0 | 0 | 0 | 0 | 0 | 0 | 0 | 0 | 0 | 0 | 0 | 0 | 0 | 0
Residential_CZ3 - Single Family_Existing_Water Heating_Natural Gas_Water Heater <= 55 gal._E2_Baseline Forecast | Residential | CZ3 - Single Family | Existing | Water Heating | Natural Gas | Water Heater <= 55 gal. | E2 | ENERGY STAR (UEF 0.64) | Baseline Forecast | 0 | 1534.7604 | 3086.5939 | 4652.7143 | 6230.8632 | 7817.8667 | 9417.8359 | 11002.504 | 12572.2753 | 14129.2504 | 15698.8709 | 17257.2375 | 18590.5894 | 19730.3427 | 20705.0139 | 21538.7115 | 22252.3077 | 22862.7924 | 23384.7392 | 23837.8329 | 24226.4111 | 24556.2655 | 0 | 0 | 0 | 0 | 0 | 0 | 0 | 0 | 0 | 0 | 0 | 0 | 0 | 0 | 0 | 0 | 0 | 0 | 0 | 0 | 0 | 0 | 0 | 0 | 0 | 0 | 0 | 0 | 0
Residential_CZ3 - Single Family_Existing_Water Heating_Natural Gas_Water Heater <= 55 gal._E3_Baseline Forecast | Residential | CZ3 - Single Family | Existing | Water Heating | Natural Gas | Water Heater <= 55 gal. | E3 | Condensing (UEF 0.81) | Baseline Forecast | 0 | 74.7357 | 150.5615 | 227.2839 | 304.7328 | 382.7674 | 461.2634 | 538.9141 | 615.8052 | 692.0118 | 767.5999 | 842.6252 | 906.5308 | 960.9243 | 1007.1758 | 1046.4622 | 1079.7876 | 1108.0098 | 1131.8673 | 1151.9901 | 1168.9182 | 1183.1098 | 0 | 0 | 0 | 0 | 0 | 0 | 0 | 0 | 0 | 0 | 0 | 0 | 0 | 0 | 0 | 0 | 0 | 0 | 0 | 0 | 0 | 0 | 0 | 0 | 0 | 0 | 0 | 0 | 0
Residential_CZ3 - Single Family_Existing_Water Heating_Natural Gas_Water Heater <= 55 gal._E4_Baseline Forecast | Residential | CZ3 - Single Family | Existing | Water Heating | Natural Gas | Water Heater <= 55 gal. | E4 | Instantaneous - ENERGY STAR (UEF 0.87) | Baseline Forecast | 0 | 0 | 0 | 0 | 0 | 0 | 0 | 0 | 0 | 0 | 0 | 0 | 0 | 0 | 0 | 0 | 0 | 0 | 0 | 0 | 0 | 0 | 0 | 0 | 0 | 0 | 0 | 0 | 0 | 0 | 0 | 0 | 0 | 0 | 0 | 0 | 0 | 0 | 0 | 0 | 0 | 0 | 0 | 0 | 0 | 0 | 0 | 0 | 0 | 0 | 0
Residential_CZ3 - Single Family_Existing_Water Heating_Natural Gas_Water Heater <= 55 gal._E5_Baseline Forecast | Residential | CZ3 - Single Family | Existing | Water Heating | Natural Gas | Water Heater <= 55 gal. | E5 | Instantaneous - Condensing (UEF 0.92) | Baseline Forecast | 0 | 0 | 0 | 0 | 0 | 0 | 0 | 0 | 0 | 0 | 0 | 0 | 0 | 0 | 0 | 0 | 0 | 0 | 0 | 0 | 0 | 0 | 0 | 0 | 0 | 0 | 0 | 0 | 0 | 0 | 0 | 0 | 0 | 0 | 0 | 0 | 0 | 0 | 0 | 0 | 0 | 0 | 0 | 0 | 0 | 0 | 0 | 0 | 0 | 0 | 0
Residential_CZ3 - Single Family_Existing_Water Heating_Natural Gas_Water Heater <= 55 gal._E6_Baseline Forecast | Residential | CZ3 - Single Family | Existing | Water Heating | Natural Gas | Water Heater <= 55 gal. | E6 | NEEA Gas-Fired Absorption HPWH (EF 1.2) | Baseline Forecast | 0 | 0 | 0 | 0 | 0 | 0 | 0 | 0 | 0 | 0 | 0 | 0 | 0 | 0 | 0 | 0 | 0 | 0 | 0 | 0 | 0 | 0 | 0 | 0 | 0 | 0 | 0 | 0 | 0 | 0 | 0 | 0 | 0 | 0 | 0 | 0 | 0 | 0 | 0 | 0 | 0 | 0 | 0 | 0 | 0 | 0 | 0 | 0 | 0 | 0 | 0
Residential_CZ3 - Single Family_Existing_Water Heating_Natural Gas_Water Heater <= 55 gal._E7_Baseline Forecast | Residential | CZ3 - Single Family | Existing | Water Heating | Natural Gas | Water Heater <= 55 gal. | E7 | NEEA Gas-Fired Absorption HPWH (EF 1.7) | Baseline Forecast | 0 | 0 | 0 | 0 | 0 | 0 | 0 | 0 | 0 | 0 | 0 | 0 | 0 | 0 | 0 | 0 | 0 | 0 | 0 | 0 | 0 | 0 | 0 | 0 | 0 | 0 | 0 | 0 | 0 | 0 | 0 | 0 | 0 | 0 | 0 | 0 | 0 | 0 | 0 | 0 | 0 | 0 | 0 | 0 | 0 | 0 | 0 | 0 | 0 | 0 | 0
Residential_CZ3 - Single Family_Existing_Water Heating_Natural Gas_Water Heater <= 55 gal._E8_Baseline Forecast | Residential | CZ3 - Single Family | Existing | Water Heating | Natural Gas | Water Heater <= 55 gal. | E8 |  | Baseline Forecast | 0 | 0 | 0 | 0 | 0 | 0 | 0 | 0 | 0 | 0 | 0 | 0 | 0 | 0 | 0 | 0 | 0 | 0 | 0 | 0 | 0 | 0 | 0 | 0 | 0 | 0 | 0 | 0 | 0 | 0 | 0 | 0 | 0 | 0 | 0 | 0 | 0 | 0 | 0 | 0 | 0 | 0 | 0 | 0 | 0 | 0 | 0 | 0 | 0 | 0 | 0
Residential_CZ3 - Single Family_Existing_Water Heating_Natural Gas_Water Heater <= 55 gal._E9_Baseline Forecast | Residential | CZ3 - Single Family | Existing | Water Heating | Natural Gas | Water Heater <= 55 gal. | E9 |  | Baseline Forecast | 0 | 0 | 0 | 0 | 0 | 0 | 0 | 0 | 0 | 0 | 0 | 0 | 0 | 0 | 0 | 0 | 0 | 0 | 0 | 0 | 0 | 0 | 0 | 0 | 0 | 0 | 0 | 0 | 0 | 0 | 0 | 0 | 0 | 0 | 0 | 0 | 0 | 0 | 0 | 0 | 0 | 0 | 0 | 0 | 0 | 0 | 0 | 0 | 0 | 0 | 0
Residential_CZ3 - Single Family_Existing_Water Heating_Natural Gas_Water Heater <= 55 gal._E10_Baseline Forecast | Residential | CZ3 - Single Family | Existing | Water Heating | Natural Gas | Water Heater <= 55 gal. | E10 |  | Baseline Forecast | 0 | 0 | 0 | 0 | 0 | 0 | 0 | 0 | 0 | 0 | 0 | 0 | 0 | 0 | 0 | 0 | 0 | 0 | 0 | 0 | 0 | 0 | 0 | 0 | 0 | 0 | 0 | 0 | 0 | 0 | 0 | 0 | 0 | 0 | 0 | 0 | 0 | 0 | 0 | 0 | 0 | 0 | 0 | 0 | 0 | 0 | 0 | 0 | 0 | 0 | 0
Residential_CZ3 - Single Family_Existing_Water Heating_Natural Gas_Water Heater <= 55 gal._Vintage_Baseline Forecast | Residential | CZ3 - Single Family | Existing | Water Heating | Natural Gas | Water Heater <= 55 gal. | Vintage | Vintage | Baseline Forecast | 33081.6818 | 31160.3191 | 29211.7755 | 27240.938 | 25251.9859 | 23248.4938 | 21233.5183 | 19239.8227 | 17265.1963 | 15307.7452 | 13365.8466 | 11438.1097 | 9788.4075 | 8376.6394 | 7168.4887 | 6134.5878 | 5249.805 | 4492.6331 | 3844.667 | 3290.1562 | 2815.6217 | 2409.5286 | 0 | 0 | 0 | 0 | 0 | 0 | 0 | 0 | 0 | 0 | 0 | 0 | 0 | 0 | 0 | 0 | 0 | 0 | 0 | 0 | 0 | 0 | 0 | 0 | 0 | 0 | 0 | 0 | 0
Residential_CZ3 - Single Family_Existing_Water Heating_Natural Gas_Water Heater > 55 gal._E1_Baseline Forecast | Residential | CZ3 - Single Family | Existing | Water Heating | Natural Gas | Water Heater > 55 gal. | E1 | Standard (UEF 0.77) | Baseline Forecast | 0 | 37.4265 | 107.4831 | 205.3707 | 326.5469 | 467.5334 | 621.6751 | 786.58 | 960.5242 | 1141.0601 | 1309.9839 | 1484.8472 | 1652.6551 | 1808.2306 | 1947.3812 | 2068.0136 | 2169.2358 | 2251.5443 | 2316.2101 | 2355.7256 | 2375.529 | 2382.1632 | 0 | 0 | 0 | 0 | 0 | 0 | 0 | 0 | 0 | 0 | 0 | 0 | 0 | 0 | 0 | 0 | 0 | 0 | 0 | 0 | 0 | 0 | 0 | 0 | 0 | 0 | 0 | 0 | 0
Residential_CZ3 - Single Family_Existing_Water Heating_Natural Gas_Water Heater > 55 gal._E2_Baseline Forecast | Residential | CZ3 - Single Family | Existing | Water Heating | Natural Gas | Water Heater > 55 gal. | E2 | ENERGY STAR (3.2) - UEF 0.78 | Baseline Forecast | 0 | 221.8335 | 405.9613 | 558.0239 | 683.2769 | 785.7821 | 872.688 | 942.4675 | 997.8422 | 1042.1026 | 1094.1243 | 1136.2413 | 1145.0243 | 1132.3927 | 1108.0543 | 1078.5791 | 1048.5158 | 1020.383 | 996.8443 | 988.006 | 990.5078 | 999.5633 | 0 | 0 | 0 | 0 | 0 | 0 | 0 | 0 | 0 | 0 | 0 | 0 | 0 | 0 | 0 | 0 | 0 | 0 | 0 | 0 | 0 | 0 | 0 | 0 | 0 | 0 | 0 | 0 | 0
Residential_CZ3 - Single Family_Existing_Water Heating_Natural Gas_Water Heater > 55 gal._E3_Baseline Forecast | Residential | CZ3 - Single Family | Existing | Water Heating | Natural Gas | Water Heater > 55 gal. | E3 | Condensing (UEF 0.82) | Baseline Forecast | 0 | 10.8023 | 30.621 | 57.9086 | 91.3475 | 129.8378 | 172.4443 | 218.3502 | 266.8775 | 317.457 | 369.6515 | 423.7762 | 478.1156 | 531.7229 | 584.0433 | 634.8446 | 684.1027 | 731.9112 | 776.9956 | 819.034 | 857.8965 | 893.4938 | 0 | 0 | 0 | 0 | 0 | 0 | 0 | 0 | 0 | 0 | 0 | 0 | 0 | 0 | 0 | 0 | 0 | 0 | 0 | 0 | 0 | 0 | 0 | 0 | 0 | 0 | 0 | 0 | 0
Residential_CZ3 - Single Family_Existing_Water Heating_Natural Gas_Water Heater > 55 gal._E4_Baseline Forecast | Residential | CZ3 - Single Family | Existing | Water Heating | Natural Gas | Water Heater > 55 gal. | E4 | Instantaneous - ENERGY STAR (UEF 0.87) | Baseline Forecast | 0 | 0 | 0 | 0 | 0 | 0 | 0 | 0 | 0 | 0 | 0 | 0 | 0 | 0 | 0 | 0 | 0 | 0 | 0 | 0 | 0 | 0 | 0 | 0 | 0 | 0 | 0 | 0 | 0 | 0 | 0 | 0 | 0 | 0 | 0 | 0 | 0 | 0 | 0 | 0 | 0 | 0 | 0 | 0 | 0 | 0 | 0 | 0 | 0 | 0 | 0
Residential_CZ3 - Single Family_Existing_Water Heating_Natural Gas_Water Heater > 55 gal._E5_Baseline Forecast | Residential | CZ3 - Single Family | Existing | Water Heating | Natural Gas | Water Heater > 55 gal. | E5 | Instantaneous - Condensing (UEF 0.92) | Baseline Forecast | 0 | 0 | 0 | 0 | 0 | 0 | 0 | 0 | 0 | 0 | 0 | 0 | 0 | 0 | 0 | 0 | 0 | 0 | 0 | 0 | 0 | 0 | 0 | 0 | 0 | 0 | 0 | 0 | 0 | 0 | 0 | 0 | 0 | 0 | 0 | 0 | 0 | 0 | 0 | 0 | 0 | 0 | 0 | 0 | 0 | 0 | 0 | 0 | 0 | 0 | 0
Residential_CZ3 - Single Family_Existing_Water Heating_Natural Gas_Water Heater > 55 gal._E6_Baseline Forecast | Residential | CZ3 - Single Family | Existing | Water Heating | Natural Gas | Water Heater > 55 gal. | E6 | NEEA Gas-Fired Absorption HPWH (EF 1.3) | Baseline Forecast | 0 | 0 | 0 | 0 | 0 | 0 | 0 | 0 | 0 | 0 | 0 | 0 | 0 | 0 | 0 | 0 | 0 | 0 | 0 | 0 | 0 | 0 | 0 | 0 | 0 | 0 | 0 | 0 | 0 | 0 | 0 | 0 | 0 | 0 | 0 | 0 | 0 | 0 | 0 | 0 | 0 | 0 | 0 | 0 | 0 | 0 | 0 | 0 | 0 | 0 | 0
Residential_CZ3 - Single Family_Existing_Water Heating_Natural Gas_Water Heater > 55 gal._E7_Baseline Forecast | Residential | CZ3 - Single Family | Existing | Water Heating | Natural Gas | Water Heater > 55 gal. | E7 | NEEA Gas-Fired Absorption HPWH (EF 1.7) | Baseline Forecast | 0 | 0 | 0 | 0 | 0 | 0 | 0 | 0 | 0 | 0 | 0 | 0 | 0 | 0 | 0 | 0 | 0 | 0 | 0 | 0 | 0 | 0 | 0 | 0 | 0 | 0 | 0 | 0 | 0 | 0 | 0 | 0 | 0 | 0 | 0 | 0 | 0 | 0 | 0 | 0 | 0 | 0 | 0 | 0 | 0 | 0 | 0 | 0 | 0 | 0 | 0
Residential_CZ3 - Single Family_Existing_Water Heating_Natural Gas_Water Heater > 55 gal._E8_Baseline Forecast | Residential | CZ3 - Single Family | Existing | Water Heating | Natural Gas | Water Heater > 55 gal. | E8 |  | Baseline Forecast | 0 | 0 | 0 | 0 | 0 | 0 | 0 | 0 | 0 | 0 | 0 | 0 | 0 | 0 | 0 | 0 | 0 | 0 | 0 | 0 | 0 | 0 | 0 | 0 | 0 | 0 | 0 | 0 | 0 | 0 | 0 | 0 | 0 | 0 | 0 | 0 | 0 | 0 | 0 | 0 | 0 | 0 | 0 | 0 | 0 | 0 | 0 | 0 | 0 | 0 | 0
Residential_CZ3 - Single Family_Existing_Water Heating_Natural Gas_Water Heater > 55 gal._E9_Baseline Forecast | Residential | CZ3 - Single Family | Existing | Water Heating | Natural Gas | Water Heater > 55 gal. | E9 |  | Baseline Forecast | 0 | 0 | 0 | 0 | 0 | 0 | 0 | 0 | 0 | 0 | 0 | 0 | 0 | 0 | 0 | 0 | 0 | 0 | 0 | 0 | 0 | 0 | 0 | 0 | 0 | 0 | 0 | 0 | 0 | 0 | 0 | 0 | 0 | 0 | 0 | 0 | 0 | 0 | 0 | 0 | 0 | 0 | 0 | 0 | 0 | 0 | 0 | 0 | 0 | 0 | 0
Residential_CZ3 - Single Family_Existing_Water Heating_Natural Gas_Water Heater > 55 gal._E10_Baseline Forecast | Residential | CZ3 - Single Family | Existing | Water Heating | Natural Gas | Water Heater > 55 gal. | E10 |  | Baseline Forecast | 0 | 0 | 0 | 0 | 0 | 0 | 0 | 0 | 0 | 0 | 0 | 0 | 0 | 0 | 0 | 0 | 0 | 0 | 0 | 0 | 0 | 0 | 0 | 0 | 0 | 0 | 0 | 0 | 0 | 0 | 0 | 0 | 0 | 0 | 0 | 0 | 0 | 0 | 0 | 0 | 0 | 0 | 0 | 0 | 0 | 0 | 0 | 0 | 0 | 0 | 0
Residential_CZ3 - Single Family_Existing_Water Heating_Natural Gas_Water Heater > 55 gal._Vintage_Baseline Forecast | Residential | CZ3 - Single Family | Existing | Water Heating | Natural Gas | Water Heater > 55 gal. | Vintage | Vintage | Baseline Forecast | 4781.6097 | 4503.8969 | 4222.2554 | 3937.3915 | 3649.9094 | 3360.3256 | 3069.0821 | 2780.9143 | 2495.5028 | 2212.5738 | 1931.8928 | 1653.2586 | 1414.8115 | 1210.7553 | 1036.1298 | 886.6902 | 758.8042 | 649.3629 | 555.7062 | 475.5575 | 406.9685 | 348.2721 | 0 | 0 | 0 | 0 | 0 | 0 | 0 | 0 | 0 | 0 | 0 | 0 | 0 | 0 | 0 | 0 | 0 | 0 | 0 | 0 | 0 | 0 | 0 | 0 | 0 | 0 | 0 | 0 | 0
Residential_CZ3 - Single Family_Existing_Appliances_Natural Gas_Clothes Dryer_E1_Baseline Forecast | Residential | CZ3 - Single Family | Existing | Appliances | Natural Gas | Clothes Dryer | E1 | Standard | Baseline Forecast | 0 | 38.5462 | 80.0172 | 124.1629 | 170.7529 | 219.5785 | 270.423 | 319.9887 | 368.3717 | 415.6536 | 460.9257 | 505.3524 | 545.9377 | 583.0844 | 617.0622 | 648.125 | 676.4956 | 702.3781 | 725.9718 | 747.4697 | 767.0346 | 784.8788 | 0 | 0 | 0 | 0 | 0 | 0 | 0 | 0 | 0 | 0 | 0 | 0 | 0 | 0 | 0 | 0 | 0 | 0 | 0 | 0 | 0 | 0 | 0 | 0 | 0 | 0 | 0 | 0 | 0
Residential_CZ3 - Single Family_Existing_Appliances_Natural Gas_Clothes Dryer_E2_Baseline Forecast | Residential | CZ3 - Single Family | Existing | Appliances | Natural Gas | Clothes Dryer | E2 | NEEA/ENERGY STAR (CE >60%) | Baseline Forecast | 0 | 30.8337 | 63.9761 | 99.2324 | 136.4236 | 175.3807 | 215.9726 | 255.5576 | 294.2027 | 331.9768 | 369.9274 | 407.018 | 441.3244 | 472.9636 | 502.145 | 529.0562 | 553.8813 | 576.7911 | 597.932 | 617.4296 | 635.4144 | 651.9446 | 0 | 0 | 0 | 0 | 0 | 0 | 0 | 0 | 0 | 0 | 0 | 0 | 0 | 0 | 0 | 0 | 0 | 0 | 0 | 0 | 0 | 0 | 0 | 0 | 0 | 0 | 0 | 0 | 0
Residential_CZ3 - Single Family_Existing_Appliances_Natural Gas_Clothes Dryer_E3_Baseline Forecast | Residential | CZ3 - Single Family | Existing | Appliances | Natural Gas | Clothes Dryer | E3 |  | Baseline Forecast | 0 | 0 | 0 | 0 | 0 | 0 | 0 | 0 | 0 | 0 | 0 | 0 | 0 | 0 | 0 | 0 | 0 | 0 | 0 | 0 | 0 | 0 | 0 | 0 | 0 | 0 | 0 | 0 | 0 | 0 | 0 | 0 | 0 | 0 | 0 | 0 | 0 | 0 | 0 | 0 | 0 | 0 | 0 | 0 | 0 | 0 | 0 | 0 | 0 | 0 | 0
Residential_CZ3 - Single Family_Existing_Appliances_Natural Gas_Clothes Dryer_E4_Baseline Forecast | Residential | CZ3 - Single Family | Existing | Appliances | Natural Gas | Clothes Dryer | E4 |  | Baseline Forecast | 0 | 0 | 0 | 0 | 0 | 0 | 0 | 0 | 0 | 0 | 0 | 0 | 0 | 0 | 0 | 0 | 0 | 0 | 0 | 0 | 0 | 0 | 0 | 0 | 0 | 0 | 0 | 0 | 0 | 0 | 0 | 0 | 0 | 0 | 0 | 0 | 0 | 0 | 0 | 0 | 0 | 0 | 0 | 0 | 0 | 0 | 0 | 0 | 0 | 0 | 0
Residential_CZ3 - Single Family_Existing_Appliances_Natural Gas_Clothes Dryer_E5_Baseline Forecast | Residential | CZ3 - Single Family | Existing | Appliances | Natural Gas | Clothes Dryer | E5 |  | Baseline Forecast | 0 | 0 | 0 | 0 | 0 | 0 | 0 | 0 | 0 | 0 | 0 | 0 | 0 | 0 | 0 | 0 | 0 | 0 | 0 | 0 | 0 | 0 | 0 | 0 | 0 | 0 | 0 | 0 | 0 | 0 | 0 | 0 | 0 | 0 | 0 | 0 | 0 | 0 | 0 | 0 | 0 | 0 | 0 | 0 | 0 | 0 | 0 | 0 | 0 | 0 | 0
Residential_CZ3 - Single Family_Existing_Appliances_Natural Gas_Clothes Dryer_E6_Baseline Forecast | Residential | CZ3 - Single Family | Existing | Appliances | Natural Gas | Clothes Dryer | E6 |  | Baseline Forecast | 0 | 0 | 0 | 0 | 0 | 0 | 0 | 0 | 0 | 0 | 0 | 0 | 0 | 0 | 0 | 0 | 0 | 0 | 0 | 0 | 0 | 0 | 0 | 0 | 0 | 0 | 0 | 0 | 0 | 0 | 0 | 0 | 0 | 0 | 0 | 0 | 0 | 0 | 0 | 0 | 0 | 0 | 0 | 0 | 0 | 0 | 0 | 0 | 0 | 0 | 0
Residential_CZ3 - Single Family_Existing_Appliances_Natural Gas_Clothes Dryer_E7_Baseline Forecast | Residential | CZ3 - Single Family | Existing | Appliances | Natural Gas | Clothes Dryer | E7 |  | Baseline Forecast | 0 | 0 | 0 | 0 | 0 | 0 | 0 | 0 | 0 | 0 | 0 | 0 | 0 | 0 | 0 | 0 | 0 | 0 | 0 | 0 | 0 | 0 | 0 | 0 | 0 | 0 | 0 | 0 | 0 | 0 | 0 | 0 | 0 | 0 | 0 | 0 | 0 | 0 | 0 | 0 | 0 | 0 | 0 | 0 | 0 | 0 | 0 | 0 | 0 | 0 | 0
Residential_CZ3 - Single Family_Existing_Appliances_Natural Gas_Clothes Dryer_E8_Baseline Forecast | Residential | CZ3 - Single Family | Existing | Appliances | Natural Gas | Clothes Dryer | E8 |  | Baseline Forecast | 0 | 0 | 0 | 0 | 0 | 0 | 0 | 0 | 0 | 0 | 0 | 0 | 0 | 0 | 0 | 0 | 0 | 0 | 0 | 0 | 0 | 0 | 0 | 0 | 0 | 0 | 0 | 0 | 0 | 0 | 0 | 0 | 0 | 0 | 0 | 0 | 0 | 0 | 0 | 0 | 0 | 0 | 0 | 0 | 0 | 0 | 0 | 0 | 0 | 0 | 0
Residential_CZ3 - Single Family_Existing_Appliances_Natural Gas_Clothes Dryer_E9_Baseline Forecast | Residential | CZ3 - Single Family | Existing | Appliances | Natural Gas | Clothes Dryer | E9 |  | Baseline Forecast | 0 | 0 | 0 | 0 | 0 | 0 | 0 | 0 | 0 | 0 | 0 | 0 | 0 | 0 | 0 | 0 | 0 | 0 | 0 | 0 | 0 | 0 | 0 | 0 | 0 | 0 | 0 | 0 | 0 | 0 | 0 | 0 | 0 | 0 | 0 | 0 | 0 | 0 | 0 | 0 | 0 | 0 | 0 | 0 | 0 | 0 | 0 | 0 | 0 | 0 | 0
Residential_CZ3 - Single Family_Existing_Appliances_Natural Gas_Clothes Dryer_E10_Baseline Forecast | Residential | CZ3 - Single Family | Existing | Appliances | Natural Gas | Clothes Dryer | E10 |  | Baseline Forecast | 0 | 0 | 0 | 0 | 0 | 0 | 0 | 0 | 0 | 0 | 0 | 0 | 0 | 0 | 0 | 0 | 0 | 0 | 0 | 0 | 0 | 0 | 0 | 0 | 0 | 0 | 0 | 0 | 0 | 0 | 0 | 0 | 0 | 0 | 0 | 0 | 0 | 0 | 0 | 0 | 0 | 0 | 0 | 0 | 0 | 0 | 0 | 0 | 0 | 0 | 0
Residential_CZ3 - Single Family_Existing_Appliances_Natural Gas_Clothes Dryer_Vintage_Baseline Forecast | Residential | CZ3 - Single Family | Existing | Appliances | Natural Gas | Clothes Dryer | Vintage | Vintage | Baseline Forecast | 1940.4097 | 1867.925 | 1790.212 | 1707.7152 | 1620.8443 | 1529.9768 | 1435.4604 | 1343.2348 | 1253.1367 | 1165.0156 | 1078.7326 | 994.16 | 916.2178 | 844.3864 | 778.1865 | 717.1767 | 660.95 | 609.1315 | 561.3756 | 517.3638 | 476.8024 | 439.4211 | 0 | 0 | 0 | 0 | 0 | 0 | 0 | 0 | 0 | 0 | 0 | 0 | 0 | 0 | 0 | 0 | 0 | 0 | 0 | 0 | 0 | 0 | 0 | 0 | 0 | 0 | 0 | 0 | 0
Residential_CZ3 - Single Family_Existing_Appliances_Natural Gas_Stove/Oven_E1_Baseline Forecast | Residential | CZ3 - Single Family | Existing | Appliances | Natural Gas | Stove/Oven | E1 | Typical - (914 + 1915 IAEC) | Baseline Forecast | 0 | 655.3058 | 1285.7072 | 1894.4862 | 2484.4637 | 3056.39 | 3612.1878 | 4154.0501 | 4683.853 | 5203.0739 | 5702.9369 | 6126.6393 | 6483.5119 | 6784.2167 | 7036.9029 | 7248.6183 | 7425.344 | 7572.1457 | 7688.2759 | 7783.4407 | 7862.0994 | 7926.4602 | 0 | 0 | 0 | 0 | 0 | 0 | 0 | 0 | 0 | 0 | 0 | 0 | 0 | 0 | 0 | 0 | 0 | 0 | 0 | 0 | 0 | 0 | 0 | 0 | 0 | 0 | 0 | 0 | 0
Residential_CZ3 - Single Family_Existing_Appliances_Natural Gas_Stove/Oven_E2_Baseline Forecast | Residential | CZ3 - Single Family | Existing | Appliances | Natural Gas | Stove/Oven | E2 | High Efficiency (730 + 1660 IAEC) | Baseline Forecast | 0 | 281.2853 | 551.2096 | 811.4029 | 1063.2486 | 1307.0692 | 1544.3947 | 1775.9877 | 2002.502 | 2224.6261 | 2452.9898 | 2649.6039 | 2820.7057 | 2968.9563 | 3097.608 | 3209.3698 | 3306.6103 | 3391.4095 | 3470.6295 | 3539.7972 | 3598.9316 | 3649.6567 | 0 | 0 | 0 | 0 | 0 | 0 | 0 | 0 | 0 | 0 | 0 | 0 | 0 | 0 | 0 | 0 | 0 | 0 | 0 | 0 | 0 | 0 | 0 | 0 | 0 | 0 | 0 | 0 | 0
Residential_CZ3 - Single Family_Existing_Appliances_Natural Gas_Stove/Oven_E3_Baseline Forecast | Residential | CZ3 - Single Family | Existing | Appliances | Natural Gas | Stove/Oven | E3 |  | Baseline Forecast | 0 | 0 | 0 | 0 | 0 | 0 | 0 | 0 | 0 | 0 | 0 | 0 | 0 | 0 | 0 | 0 | 0 | 0 | 0 | 0 | 0 | 0 | 0 | 0 | 0 | 0 | 0 | 0 | 0 | 0 | 0 | 0 | 0 | 0 | 0 | 0 | 0 | 0 | 0 | 0 | 0 | 0 | 0 | 0 | 0 | 0 | 0 | 0 | 0 | 0 | 0
Residential_CZ3 - Single Family_Existing_Appliances_Natural Gas_Stove/Oven_E4_Baseline Forecast | Residential | CZ3 - Single Family | Existing | Appliances | Natural Gas | Stove/Oven | E4 |  | Baseline Forecast | 0 | 0 | 0 | 0 | 0 | 0 | 0 | 0 | 0 | 0 | 0 | 0 | 0 | 0 | 0 | 0 | 0 | 0 | 0 | 0 | 0 | 0 | 0 | 0 | 0 | 0 | 0 | 0 | 0 | 0 | 0 | 0 | 0 | 0 | 0 | 0 | 0 | 0 | 0 | 0 | 0 | 0 | 0 | 0 | 0 | 0 | 0 | 0 | 0 | 0 | 0
Residential_CZ3 - Single Family_Existing_Appliances_Natural Gas_Stove/Oven_E5_Baseline Forecast | Residential | CZ3 - Single Family | Existing | Appliances | Natural Gas | Stove/Oven | E5 |  | Baseline Forecast | 0 | 0 | 0 | 0 | 0 | 0 | 0 | 0 | 0 | 0 | 0 | 0 | 0 | 0 | 0 | 0 | 0 | 0 | 0 | 0 | 0 | 0 | 0 | 0 | 0 | 0 | 0 | 0 | 0 | 0 | 0 | 0 | 0 | 0 | 0 | 0 | 0 | 0 | 0 | 0 | 0 | 0 | 0 | 0 | 0 | 0 | 0 | 0 | 0 | 0 | 0
Residential_CZ3 - Single Family_Existing_Appliances_Natural Gas_Stove/Oven_E6_Baseline Forecast | Residential | CZ3 - Single Family | Existing | Appliances | Natural Gas | Stove/Oven | E6 |  | Baseline Forecast | 0 | 0 | 0 | 0 | 0 | 0 | 0 | 0 | 0 | 0 | 0 | 0 | 0 | 0 | 0 | 0 | 0 | 0 | 0 | 0 | 0 | 0 | 0 | 0 | 0 | 0 | 0 | 0 | 0 | 0 | 0 | 0 | 0 | 0 | 0 | 0 | 0 | 0 | 0 | 0 | 0 | 0 | 0 | 0 | 0 | 0 | 0 | 0 | 0 | 0 | 0
Residential_CZ3 - Single Family_Existing_Appliances_Natural Gas_Stove/Oven_E7_Baseline Forecast | Residential | CZ3 - Single Family | Existing | Appliances | Natural Gas | Stove/Oven | E7 |  | Baseline Forecast | 0 | 0 | 0 | 0 | 0 | 0 | 0 | 0 | 0 | 0 | 0 | 0 | 0 | 0 | 0 | 0 | 0 | 0 | 0 | 0 | 0 | 0 | 0 | 0 | 0 | 0 | 0 | 0 | 0 | 0 | 0 | 0 | 0 | 0 | 0 | 0 | 0 | 0 | 0 | 0 | 0 | 0 | 0 | 0 | 0 | 0 | 0 | 0 | 0 | 0 | 0
Residential_CZ3 - Single Family_Existing_Appliances_Natural Gas_Stove/Oven_E8_Baseline Forecast | Residential | CZ3 - Single Family | Existing | Appliances | Natural Gas | Stove/Oven | E8 |  | Baseline Forecast | 0 | 0 | 0 | 0 | 0 | 0 | 0 | 0 | 0 | 0 | 0 | 0 | 0 | 0 | 0 | 0 | 0 | 0 | 0 | 0 | 0 | 0 | 0 | 0 | 0 | 0 | 0 | 0 | 0 | 0 | 0 | 0 | 0 | 0 | 0 | 0 | 0 | 0 | 0 | 0 | 0 | 0 | 0 | 0 | 0 | 0 | 0 | 0 | 0 | 0 | 0
Residential_CZ3 - Single Family_Existing_Appliances_Natural Gas_Stove/Oven_E9_Baseline Forecast | Residential | CZ3 - Single Family | Existing | Appliances | Natural Gas | Stove/Oven | E9 |  | Baseline Forecast | 0 | 0 | 0 | 0 | 0 | 0 | 0 | 0 | 0 | 0 | 0 | 0 | 0 | 0 | 0 | 0 | 0 | 0 | 0 | 0 | 0 | 0 | 0 | 0 | 0 | 0 | 0 | 0 | 0 | 0 | 0 | 0 | 0 | 0 | 0 | 0 | 0 | 0 | 0 | 0 | 0 | 0 | 0 | 0 | 0 | 0 | 0 | 0 | 0 | 0 | 0
Residential_CZ3 - Single Family_Existing_Appliances_Natural Gas_Stove/Oven_E10_Baseline Forecast | Residential | CZ3 - Single Family | Existing | Appliances | Natural Gas | Stove/Oven | E10 |  | Baseline Forecast | 0 | 0 | 0 | 0 | 0 | 0 | 0 | 0 | 0 | 0 | 0 | 0 | 0 | 0 | 0 | 0 | 0 | 0 | 0 | 0 | 0 | 0 | 0 | 0 | 0 | 0 | 0 | 0 | 0 | 0 | 0 | 0 | 0 | 0 | 0 | 0 | 0 | 0 | 0 | 0 | 0 | 0 | 0 | 0 | 0 | 0 | 0 | 0 | 0 | 0 | 0
Residential_CZ3 - Single Family_Existing_Appliances_Natural Gas_Stove/Oven_Vintage_Baseline Forecast | Residential | CZ3 - Single Family | Existing | Appliances | Natural Gas | Stove/Oven | Vintage | Vintage | Baseline Forecast | 12799.9237 | 11842.8528 | 10922.0799 | 10032.6932 | 9170.4883 | 8334.3923 | 7520.9524 | 6727.213 | 5950.6441 | 5189.08 | 4440.6664 | 3800.1954 | 3252.0987 | 2783.0531 | 2381.6574 | 2038.1543 | 1744.1942 | 1492.6316 | 1277.3515 | 1093.1209 | 935.4616 | 800.5413 | 0 | 0 | 0 | 0 | 0 | 0 | 0 | 0 | 0 | 0 | 0 | 0 | 0 | 0 | 0 | 0 | 0 | 0 | 0 | 0 | 0 | 0 | 0 | 0 | 0 | 0 | 0 | 0 | 0
Residential_CZ3 - Single Family_Existing_Miscellaneous_Natural Gas_Pool Heater_E1_Baseline Forecast | Residential | CZ3 - Single Family | Existing | Miscellaneous | Natural Gas | Pool Heater | E1 | Standard (EF 0.82) | Baseline Forecast | 0 | 69.3147 | 133.91 | 194.2162 | 250.624 | 303.4878 | 353.1295 | 398.0619 | 438.72 | 475.499 | 508.7572 | 538.8201 | 565.983 | 590.5139 | 612.6562 | 632.6307 | 650.6377 | 666.8592 | 681.4604 | 694.591 | 706.3871 | 716.9722 | 0 | 0 | 0 | 0 | 0 | 0 | 0 | 0 | 0 | 0 | 0 | 0 | 0 | 0 | 0 | 0 | 0 | 0 | 0 | 0 | 0 | 0 | 0 | 0 | 0 | 0 | 0 | 0 | 0
Residential_CZ3 - Single Family_Existing_Miscellaneous_Natural Gas_Pool Heater_E2_Baseline Forecast | Residential | CZ3 - Single Family | Existing | Miscellaneous | Natural Gas | Pool Heater | E2 | High Efficiency (EF 0.84) | Baseline Forecast | 0 | 3.6481 | 7.0479 | 10.2219 | 13.1907 | 15.973 | 18.5858 | 20.9506 | 23.0905 | 25.0263 | 26.7767 | 28.359 | 29.7886 | 31.0797 | 32.2451 | 33.2964 | 34.2441 | 35.0979 | 35.8663 | 36.5574 | 37.1783 | 37.7354 | 0 | 0 | 0 | 0 | 0 | 0 | 0 | 0 | 0 | 0 | 0 | 0 | 0 | 0 | 0 | 0 | 0 | 0 | 0 | 0 | 0 | 0 | 0 | 0 | 0 | 0 | 0 | 0 | 0
Residential_CZ3 - Single Family_Existing_Miscellaneous_Natural Gas_Pool Heater_E3_Baseline Forecast | Residential | CZ3 - Single Family | Existing | Miscellaneous | Natural Gas | Pool Heater | E3 | Condensing (EF .94) | Baseline Forecast | 0 | 0 | 0 | 0 | 0 | 0 | 0 | 0 | 0 | 0 | 0 | 0 | 0 | 0 | 0 | 0 | 0 | 0 | 0 | 0 | 0 | 0 | 0 | 0 | 0 | 0 | 0 | 0 | 0 | 0 | 0 | 0 | 0 | 0 | 0 | 0 | 0 | 0 | 0 | 0 | 0 | 0 | 0 | 0 | 0 | 0 | 0 | 0 | 0 | 0 | 0
Residential_CZ3 - Single Family_Existing_Miscellaneous_Natural Gas_Pool Heater_E4_Baseline Forecast | Residential | CZ3 - Single Family | Existing | Miscellaneous | Natural Gas | Pool Heater | E4 | Condensing w/Imp. HX (EF 0.95) | Baseline Forecast | 0 | 0 | 0 | 0 | 0 | 0 | 0 | 0 | 0 | 0 | 0 | 0 | 0 | 0 | 0 | 0 | 0 | 0 | 0 | 0 | 0 | 0 | 0 | 0 | 0 | 0 | 0 | 0 | 0 | 0 | 0 | 0 | 0 | 0 | 0 | 0 | 0 | 0 | 0 | 0 | 0 | 0 | 0 | 0 | 0 | 0 | 0 | 0 | 0 | 0 | 0
Residential_CZ3 - Single Family_Existing_Miscellaneous_Natural Gas_Pool Heater_E5_Baseline Forecast | Residential | CZ3 - Single Family | Existing | Miscellaneous | Natural Gas | Pool Heater | E5 |  | Baseline Forecast | 0 | 0 | 0 | 0 | 0 | 0 | 0 | 0 | 0 | 0 | 0 | 0 | 0 | 0 | 0 | 0 | 0 | 0 | 0 | 0 | 0 | 0 | 0 | 0 | 0 | 0 | 0 | 0 | 0 | 0 | 0 | 0 | 0 | 0 | 0 | 0 | 0 | 0 | 0 | 0 | 0 | 0 | 0 | 0 | 0 | 0 | 0 | 0 | 0 | 0 | 0
Residential_CZ3 - Single Family_Existing_Miscellaneous_Natural Gas_Pool Heater_E6_Baseline Forecast | Residential | CZ3 - Single Family | Existing | Miscellaneous | Natural Gas | Pool Heater | E6 |  | Baseline Forecast | 0 | 0 | 0 | 0 | 0 | 0 | 0 | 0 | 0 | 0 | 0 | 0 | 0 | 0 | 0 | 0 | 0 | 0 | 0 | 0 | 0 | 0 | 0 | 0 | 0 | 0 | 0 | 0 | 0 | 0 | 0 | 0 | 0 | 0 | 0 | 0 | 0 | 0 | 0 | 0 | 0 | 0 | 0 | 0 | 0 | 0 | 0 | 0 | 0 | 0 | 0
Residential_CZ3 - Single Family_Existing_Miscellaneous_Natural Gas_Pool Heater_E7_Baseline Forecast | Residential | CZ3 - Single Family | Existing | Miscellaneous | Natural Gas | Pool Heater | E7 |  | Baseline Forecast | 0 | 0 | 0 | 0 | 0 | 0 | 0 | 0 | 0 | 0 | 0 | 0 | 0 | 0 | 0 | 0 | 0 | 0 | 0 | 0 | 0 | 0 | 0 | 0 | 0 | 0 | 0 | 0 | 0 | 0 | 0 | 0 | 0 | 0 | 0 | 0 | 0 | 0 | 0 | 0 | 0 | 0 | 0 | 0 | 0 | 0 | 0 | 0 | 0 | 0 | 0
Residential_CZ3 - Single Family_Existing_Miscellaneous_Natural Gas_Pool Heater_E8_Baseline Forecast | Residential | CZ3 - Single Family | Existing | Miscellaneous | Natural Gas | Pool Heater | E8 |  | Baseline Forecast | 0 | 0 | 0 | 0 | 0 | 0 | 0 | 0 | 0 | 0 | 0 | 0 | 0 | 0 | 0 | 0 | 0 | 0 | 0 | 0 | 0 | 0 | 0 | 0 | 0 | 0 | 0 | 0 | 0 | 0 | 0 | 0 | 0 | 0 | 0 | 0 | 0 | 0 | 0 | 0 | 0 | 0 | 0 | 0 | 0 | 0 | 0 | 0 | 0 | 0 | 0
Residential_CZ3 - Single Family_Existing_Miscellaneous_Natural Gas_Pool Heater_E9_Baseline Forecast | Residential | CZ3 - Single Family | Existing | Miscellaneous | Natural Gas | Pool Heater | E9 |  | Baseline Forecast | 0 | 0 | 0 | 0 | 0 | 0 | 0 | 0 | 0 | 0 | 0 | 0 | 0 | 0 | 0 | 0 | 0 | 0 | 0 | 0 | 0 | 0 | 0 | 0 | 0 | 0 | 0 | 0 | 0 | 0 | 0 | 0 | 0 | 0 | 0 | 0 | 0 | 0 | 0 | 0 | 0 | 0 | 0 | 0 | 0 | 0 | 0 | 0 | 0 | 0 | 0
Residential_CZ3 - Single Family_Existing_Miscellaneous_Natural Gas_Pool Heater_E10_Baseline Forecast | Residential | CZ3 - Single Family | Existing | Miscellaneous | Natural Gas | Pool Heater | E10 |  | Baseline Forecast | 0 | 0 | 0 | 0 | 0 | 0 | 0 | 0 | 0 | 0 | 0 | 0 | 0 | 0 | 0 | 0 | 0 | 0 | 0 | 0 | 0 | 0 | 0 | 0 | 0 | 0 | 0 | 0 | 0 | 0 | 0 | 0 | 0 | 0 | 0 | 0 | 0 | 0 | 0 | 0 | 0 | 0 | 0 | 0 | 0 | 0 | 0 | 0 | 0 | 0 | 0
Residential_CZ3 - Single Family_Existing_Miscellaneous_Natural Gas_Pool Heater_Vintage_Baseline Forecast | Residential | CZ3 - Single Family | Existing | Miscellaneous | Natural Gas | Pool Heater | Vintage | Vintage | Baseline Forecast | 908.0536 | 833.6379 | 764.1923 | 699.2638 | 638.4413 | 581.3515 | 527.6558 | 478.9196 | 434.6848 | 394.5358 | 358.095 | 325.02 | 295 | 267.7527 | 243.0221 | 220.5757 | 200.2025 | 181.7111 | 164.9276 | 149.6943 | 135.868 | 123.3187 | 0 | 0 | 0 | 0 | 0 | 0 | 0 | 0 | 0 | 0 | 0 | 0 | 0 | 0 | 0 | 0 | 0 | 0 | 0 | 0 | 0 | 0 | 0 | 0 | 0 | 0 | 0 | 0 | 0
Residential_CZ3 - Single Family_Existing_Miscellaneous_Natural Gas_Miscellaneous_E1_Baseline Forecast | Residential | CZ3 - Single Family | Existing | Miscellaneous | Natural Gas | Miscellaneous | E1 | Default | Baseline Forecast | 0 | 0 | 1898.4552 | 5370.3502 | 10145.2865 | 15998.3073 | 22742.263 | 28338.1434 | 32978.8494 | 36824.8744 | 40009.7488 | 42644.57 | 44821.7709 | 46618.2557 | 48098.0085 | 49314.2643 | 50311.3144 | 51126.0091 | 51789.0079 | 52325.8194 | 52757.6668 | 53102.2077 | 0 | 0 | 0 | 0 | 0 | 0 | 0 | 0 | 0 | 0 | 0 | 0 | 0 | 0 | 0 | 0 | 0 | 0 | 0 | 0 | 0 | 0 | 0 | 0 | 0 | 0 | 0 | 0 | 0
Residential_CZ3 - Single Family_Existing_Miscellaneous_Natural Gas_Miscellaneous_E2_Baseline Forecast | Residential | CZ3 - Single Family | Existing | Miscellaneous | Natural Gas | Miscellaneous | E2 |  | Baseline Forecast | 0 | 0 | 0 | 0 | 0 | 0 | 0 | 0 | 0 | 0 | 0 | 0 | 0 | 0 | 0 | 0 | 0 | 0 | 0 | 0 | 0 | 0 | 0 | 0 | 0 | 0 | 0 | 0 | 0 | 0 | 0 | 0 | 0 | 0 | 0 | 0 | 0 | 0 | 0 | 0 | 0 | 0 | 0 | 0 | 0 | 0 | 0 | 0 | 0 | 0 | 0
Residential_CZ3 - Single Family_Existing_Miscellaneous_Natural Gas_Miscellaneous_E3_Baseline Forecast | Residential | CZ3 - Single Family | Existing | Miscellaneous | Natural Gas | Miscellaneous | E3 |  | Baseline Forecast | 0 | 0 | 0 | 0 | 0 | 0 | 0 | 0 | 0 | 0 | 0 | 0 | 0 | 0 | 0 | 0 | 0 | 0 | 0 | 0 | 0 | 0 | 0 | 0 | 0 | 0 | 0 | 0 | 0 | 0 | 0 | 0 | 0 | 0 | 0 | 0 | 0 | 0 | 0 | 0 | 0 | 0 | 0 | 0 | 0 | 0 | 0 | 0 | 0 | 0 | 0
Residential_CZ3 - Single Family_Existing_Miscellaneous_Natural Gas_Miscellaneous_E4_Baseline Forecast | Residential | CZ3 - Single Family | Existing | Miscellaneous | Natural Gas | Miscellaneous | E4 |  | Baseline Forecast | 0 | 0 | 0 | 0 | 0 | 0 | 0 | 0 | 0 | 0 | 0 | 0 | 0 | 0 | 0 | 0 | 0 | 0 | 0 | 0 | 0 | 0 | 0 | 0 | 0 | 0 | 0 | 0 | 0 | 0 | 0 | 0 | 0 | 0 | 0 | 0 | 0 | 0 | 0 | 0 | 0 | 0 | 0 | 0 | 0 | 0 | 0 | 0 | 0 | 0 | 0
Residential_CZ3 - Single Family_Existing_Miscellaneous_Natural Gas_Miscellaneous_E5_Baseline Forecast | Residential | CZ3 - Single Family | Existing | Miscellaneous | Natural Gas | Miscellaneous | E5 |  | Baseline Forecast | 0 | 0 | 0 | 0 | 0 | 0 | 0 | 0 | 0 | 0 | 0 | 0 | 0 | 0 | 0 | 0 | 0 | 0 | 0 | 0 | 0 | 0 | 0 | 0 | 0 | 0 | 0 | 0 | 0 | 0 | 0 | 0 | 0 | 0 | 0 | 0 | 0 | 0 | 0 | 0 | 0 | 0 | 0 | 0 | 0 | 0 | 0 | 0 | 0 | 0 | 0
Residential_CZ3 - Single Family_Existing_Miscellaneous_Natural Gas_Miscellaneous_E6_Baseline Forecast | Residential | CZ3 - Single Family | Existing | Miscellaneous | Natural Gas | Miscellaneous | E6 |  | Baseline Forecast | 0 | 0 | 0 | 0 | 0 | 0 | 0 | 0 | 0 | 0 | 0 | 0 | 0 | 0 | 0 | 0 | 0 | 0 | 0 | 0 | 0 | 0 | 0 | 0 | 0 | 0 | 0 | 0 | 0 | 0 | 0 | 0 | 0 | 0 | 0 | 0 | 0 | 0 | 0 | 0 | 0 | 0 | 0 | 0 | 0 | 0 | 0 | 0 | 0 | 0 | 0
Residential_CZ3 - Single Family_Existing_Miscellaneous_Natural Gas_Miscellaneous_E7_Baseline Forecast | Residential | CZ3 - Single Family | Existing | Miscellaneous | Natural Gas | Miscellaneous | E7 |  | Baseline Forecast | 0 | 0 | 0 | 0 | 0 | 0 | 0 | 0 | 0 | 0 | 0 | 0 | 0 | 0 | 0 | 0 | 0 | 0 | 0 | 0 | 0 | 0 | 0 | 0 | 0 | 0 | 0 | 0 | 0 | 0 | 0 | 0 | 0 | 0 | 0 | 0 | 0 | 0 | 0 | 0 | 0 | 0 | 0 | 0 | 0 | 0 | 0 | 0 | 0 | 0 | 0
Residential_CZ3 - Single Family_Existing_Miscellaneous_Natural Gas_Miscellaneous_E8_Baseline Forecast | Residential | CZ3 - Single Family | Existing | Miscellaneous | Natural Gas | Miscellaneous | E8 |  | Baseline Forecast | 0 | 0 | 0 | 0 | 0 | 0 | 0 | 0 | 0 | 0 | 0 | 0 | 0 | 0 | 0 | 0 | 0 | 0 | 0 | 0 | 0 | 0 | 0 | 0 | 0 | 0 | 0 | 0 | 0 | 0 | 0 | 0 | 0 | 0 | 0 | 0 | 0 | 0 | 0 | 0 | 0 | 0 | 0 | 0 | 0 | 0 | 0 | 0 | 0 | 0 | 0
Residential_CZ3 - Single Family_Existing_Miscellaneous_Natural Gas_Miscellaneous_E9_Baseline Forecast | Residential | CZ3 - Single Family | Existing | Miscellaneous | Natural Gas | Miscellaneous | E9 |  | Baseline Forecast | 0 | 0 | 0 | 0 | 0 | 0 | 0 | 0 | 0 | 0 | 0 | 0 | 0 | 0 | 0 | 0 | 0 | 0 | 0 | 0 | 0 | 0 | 0 | 0 | 0 | 0 | 0 | 0 | 0 | 0 | 0 | 0 | 0 | 0 | 0 | 0 | 0 | 0 | 0 | 0 | 0 | 0 | 0 | 0 | 0 | 0 | 0 | 0 | 0 | 0 | 0
Residential_CZ3 - Single Family_Existing_Miscellaneous_Natural Gas_Miscellaneous_E10_Baseline Forecast | Residential | CZ3 - Single Family | Existing | Miscellaneous | Natural Gas | Miscellaneous | E10 |  | Baseline Forecast | 0 | 0 | 0 | 0 | 0 | 0 | 0 | 0 | 0 | 0 | 0 | 0 | 0 | 0 | 0 | 0 | 0 | 0 | 0 | 0 | 0 | 0 | 0 | 0 | 0 | 0 | 0 | 0 | 0 | 0 | 0 | 0 | 0 | 0 | 0 | 0 | 0 | 0 | 0 | 0 | 0 | 0 | 0 | 0 | 0 | 0 | 0 | 0 | 0 | 0 | 0
Residential_CZ3 - Single Family_Existing_Miscellaneous_Natural Gas_Miscellaneous_Vintage_Baseline Forecast | Residential | CZ3 - Single Family | Existing | Miscellaneous | Natural Gas | Miscellaneous | Vintage | Vintage | Baseline Forecast | 57136.3474 | 57044.9292 | 55055.2021 | 51492.1813 | 46626.2649 | 40682.4097 | 33847.7648 | 28161.3403 | 23430.2352 | 19493.9557 | 16218.9711 | 13494.184 | 11227.1611 | 9340.998 | 7771.7103 | 6466.063 | 5379.7644 | 4475.964 | 3724.002 | 3098.3697 | 2577.8436 | 2144.7659 | 0 | 0 | 0 | 0 | 0 | 0 | 0 | 0 | 0 | 0 | 0 | 0 | 0 | 0 | 0 | 0 | 0 | 0 | 0 | 0 | 0 | 0 | 0 | 0 | 0 | 0 | 0 | 0 | 0
Residential_CZ3 - Single Family_New_Space Heating_Natural Gas_Furnace - Direct Fuel_E1_Baseline Forecast | Residential | CZ3 - Single Family | New | Space Heating | Natural Gas | Furnace - Direct Fuel | E1 | AFUE 80% | Baseline Forecast | 0 | 1981.6011 | 3961.7369 | 5029.1214 | 6065.6083 | 6065.6083 | 6065.6083 | 6065.6083 | 6065.6083 | 6065.6083 | 6065.6083 | 6065.6083 | 5949.0435 | 5722.8569 | 5447.1881 | 5126.7653 | 4825.1909 | 4541.3561 | 4274.2175 | 4022.7929 | 3786.1581 | 3563.4429 | 0 | 0 | 0 | 0 | 0 | 0 | 0 | 0 | 0 | 0 | 0 | 0 | 0 | 0 | 0 | 0 | 0 | 0 | 0 | 0 | 0 | 0 | 0 | 0 | 0 | 0 | 0 | 0 | 0
Residential_CZ3 - Single Family_New_Space Heating_Natural Gas_Furnace - Direct Fuel_E2_Baseline Forecast | Residential | CZ3 - Single Family | New | Space Heating | Natural Gas | Furnace - Direct Fuel | E2 | AFUE 90% | Baseline Forecast | 0 | 30.4961 | 62.2479 | 79.785 | 101.705 | 101.705 | 101.705 | 101.705 | 101.705 | 101.705 | 101.705 | 101.705 | 99.9111 | 96.355 | 91.9765 | 86.5661 | 81.474 | 76.6814 | 72.1707 | 67.9254 | 63.9298 | 60.1692 | 0 | 0 | 0 | 0 | 0 | 0 | 0 | 0 | 0 | 0 | 0 | 0 | 0 | 0 | 0 | 0 | 0 | 0 | 0 | 0 | 0 | 0 | 0 | 0 | 0 | 0 | 0 | 0 | 0
Residential_CZ3 - Single Family_New_Space Heating_Natural Gas_Furnace - Direct Fuel_E3_Baseline Forecast | Residential | CZ3 - Single Family | New | Space Heating | Natural Gas | Furnace - Direct Fuel | E3 | AFUE 92% | Baseline Forecast | 0 | 1.654 | 3.3499 | 4.281 | 5.4405 | 1061.1682 | 2112.4223 | 3161.7898 | 4200.7971 | 5230.6996 | 6252.7207 | 7266.8532 | 8389.2692 | 9610.7325 | 10871.3281 | 12163.6498 | 13428.1365 | 14663.3204 | 15870.2408 | 17051.4061 | 18206.899 | 19253.1934 | 0 | 0 | 0 | 0 | 0 | 0 | 0 | 0 | 0 | 0 | 0 | 0 | 0 | 0 | 0 | 0 | 0 | 0 | 0 | 0 | 0 | 0 | 0 | 0 | 0 | 0 | 0 | 0 | 0
Residential_CZ3 - Single Family_New_Space Heating_Natural Gas_Furnace - Direct Fuel_E4_Baseline Forecast | Residential | CZ3 - Single Family | New | Space Heating | Natural Gas | Furnace - Direct Fuel | E4 | AFUE 95% | Baseline Forecast | 0 | 0.74059 | 1.5 | 1.9169 | 2.436 | 2.9728 | 3.5414 | 4.1431 | 4.7789 | 5.459 | 6.2999 | 7.1995 | 8.251 | 9.4557 | 10.7969 | 12.2729 | 13.9022 | 15.6884 | 17.6452 | 19.7824 | 22.1084 | 24.4693 | 0 | 0 | 0 | 0 | 0 | 0 | 0 | 0 | 0 | 0 | 0 | 0 | 0 | 0 | 0 | 0 | 0 | 0 | 0 | 0 | 0 | 0 | 0 | 0 | 0 | 0 | 0 | 0 | 0
Residential_CZ3 - Single Family_New_Space Heating_Natural Gas_Furnace - Direct Fuel_E5_Baseline Forecast | Residential | CZ3 - Single Family | New | Space Heating | Natural Gas | Furnace - Direct Fuel | E5 | AFUE 98% | Baseline Forecast | 0 | 0.49373 | 0.99997 | 1.2779 | 1.624 | 1.9818 | 2.361 | 2.762 | 3.1859 | 3.6394 | 4.2 | 4.7997 | 5.5007 | 6.3038 | 7.1979 | 8.1819 | 9.2681 | 10.459 | 11.7635 | 13.1883 | 14.7389 | 16.3129 | 0 | 0 | 0 | 0 | 0 | 0 | 0 | 0 | 0 | 0 | 0 | 0 | 0 | 0 | 0 | 0 | 0 | 0 | 0 | 0 | 0 | 0 | 0 | 0 | 0 | 0 | 0 | 0 | 0
Residential_CZ3 - Single Family_New_Space Heating_Natural Gas_Furnace - Direct Fuel_E6_Baseline Forecast | Residential | CZ3 - Single Family | New | Space Heating | Natural Gas | Furnace - Direct Fuel | E6 | Convert to NG Heat Pump | Baseline Forecast | 0 | 0 | 0 | 0 | 0 | 0 | 0 | 0 | 0 | 0 | 0 | 0 | 0 | 0 | 0 | 0 | 0 | 0 | 0 | 0 | 0 | 0 | 0 | 0 | 0 | 0 | 0 | 0 | 0 | 0 | 0 | 0 | 0 | 0 | 0 | 0 | 0 | 0 | 0 | 0 | 0 | 0 | 0 | 0 | 0 | 0 | 0 | 0 | 0 | 0 | 0
Residential_CZ3 - Single Family_New_Space Heating_Natural Gas_Furnace - Direct Fuel_E7_Baseline Forecast | Residential | CZ3 - Single Family | New | Space Heating | Natural Gas | Furnace - Direct Fuel | E7 |  | Baseline Forecast | 0 | 0 | 0 | 0 | 0 | 0 | 0 | 0 | 0 | 0 | 0 | 0 | 0 | 0 | 0 | 0 | 0 | 0 | 0 | 0 | 0 | 0 | 0 | 0 | 0 | 0 | 0 | 0 | 0 | 0 | 0 | 0 | 0 | 0 | 0 | 0 | 0 | 0 | 0 | 0 | 0 | 0 | 0 | 0 | 0 | 0 | 0 | 0 | 0 | 0 | 0
Residential_CZ3 - Single Family_New_Space Heating_Natural Gas_Furnace - Direct Fuel_E8_Baseline Forecast | Residential | CZ3 - Single Family | New | Space Heating | Natural Gas | Furnace - Direct Fuel | E8 |  | Baseline Forecast | 0 | 0 | 0 | 0 | 0 | 0 | 0 | 0 | 0 | 0 | 0 | 0 | 0 | 0 | 0 | 0 | 0 | 0 | 0 | 0 | 0 | 0 | 0 | 0 | 0 | 0 | 0 | 0 | 0 | 0 | 0 | 0 | 0 | 0 | 0 | 0 | 0 | 0 | 0 | 0 | 0 | 0 | 0 | 0 | 0 | 0 | 0 | 0 | 0 | 0 | 0
Residential_CZ3 - Single Family_New_Space Heating_Natural Gas_Furnace - Direct Fuel_E9_Baseline Forecast | Residential | CZ3 - Single Family | New | Space Heating | Natural Gas | Furnace - Direct Fuel | E9 |  | Baseline Forecast | 0 | 0 | 0 | 0 | 0 | 0 | 0 | 0 | 0 | 0 | 0 | 0 | 0 | 0 | 0 | 0 | 0 | 0 | 0 | 0 | 0 | 0 | 0 | 0 | 0 | 0 | 0 | 0 | 0 | 0 | 0 | 0 | 0 | 0 | 0 | 0 | 0 | 0 | 0 | 0 | 0 | 0 | 0 | 0 | 0 | 0 | 0 | 0 | 0 | 0 | 0
Residential_CZ3 - Single Family_New_Space Heating_Natural Gas_Furnace - Direct Fuel_E10_Baseline Forecast | Residential | CZ3 - Single Family | New | Space Heating | Natural Gas | Furnace - Direct Fuel | E10 |  | Baseline Forecast | 0 | 0 | 0 | 0 | 0 | 0 | 0 | 0 | 0 | 0 | 0 | 0 | 0 | 0 | 0 | 0 | 0 | 0 | 0 | 0 | 0 | 0 | 0 | 0 | 0 | 0 | 0 | 0 | 0 | 0 | 0 | 0 | 0 | 0 | 0 | 0 | 0 | 0 | 0 | 0 | 0 | 0 | 0 | 0 | 0 | 0 | 0 | 0 | 0 | 0 | 0
Residential_CZ3 - Single Family_New_Space Heating_Natural Gas_Furnace - Direct Fuel_Vintage_Baseline Forecast | Residential | CZ3 - Single Family | New | Space Heating | Natural Gas | Furnace - Direct Fuel | Vintage | Vintage | Baseline Forecast | 0 | 0 | 0 | 0 | 0 | 0 | 0 | 0 | 0 | 0 | 0 | 0 | 0 | 0 | 0 | 0 | 0 | 0 | 0 | 0 | 0 | 0 | 0 | 0 | 0 | 0 | 0 | 0 | 0 | 0 | 0 | 0 | 0 | 0 | 0 | 0 | 0 | 0 | 0 | 0 | 0 | 0 | 0 | 0 | 0 | 0 | 0 | 0 | 0 | 0 | 0
Residential_CZ3 - Single Family_New_Space Heating_Natural Gas_Boiler - Direct Fuel_E1_Baseline Forecast | Residential | CZ3 - Single Family | New | Space Heating | Natural Gas | Boiler - Direct Fuel | E1 | AFUE 82% | Baseline Forecast | 0 | 0 | 0 | 0 | 0 | 0 | 0 | 0 | 0 | 0 | 0 | 0 | 0 | 0 | 0 | 0 | 0 | 0 | 0 | 0 | 0 | 0 | 0 | 0 | 0 | 0 | 0 | 0 | 0 | 0 | 0 | 0 | 0 | 0 | 0 | 0 | 0 | 0 | 0 | 0 | 0 | 0 | 0 | 0 | 0 | 0 | 0 | 0 | 0 | 0 | 0
Residential_CZ3 - Single Family_New_Space Heating_Natural Gas_Boiler - Direct Fuel_E2_Baseline Forecast | Residential | CZ3 - Single Family | New | Space Heating | Natural Gas | Boiler - Direct Fuel | E2 | AFUE 84% | Baseline Forecast | 0 | 0 | 11.1625 | 17.1818 | 23.034 | 28.8434 | 34.629 | 40.4024 | 46.0937 | 51.7335 | 57.3123 | 62.832 | 68.2866 | 73.6345 | 78.8948 | 84.0563 | 89.1241 | 94.0744 | 98.9318 | 103.7047 | 108.384 | 112.5136 | 0 | 0 | 0 | 0 | 0 | 0 | 0 | 0 | 0 | 0 | 0 | 0 | 0 | 0 | 0 | 0 | 0 | 0 | 0 | 0 | 0 | 0 | 0 | 0 | 0 | 0 | 0 | 0 | 0
Residential_CZ3 - Single Family_New_Space Heating_Natural Gas_Boiler - Direct Fuel_E3_Baseline Forecast | Residential | CZ3 - Single Family | New | Space Heating | Natural Gas | Boiler - Direct Fuel | E3 | AFUE 85% | Baseline Forecast | 0 | 0.078634 | 0.1783 | 0.23224 | 0.29608 | 0.37056 | 0.44446 | 0.5193 | 0.60619 | 0.69329 | 0.78948 | 0.89323 | 1.0018 | 1.1297 | 1.2706 | 1.4218 | 1.5962 | 1.786 | 1.991 | 2.2112 | 2.4487 | 2.694 | 0 | 0 | 0 | 0 | 0 | 0 | 0 | 0 | 0 | 0 | 0 | 0 | 0 | 0 | 0 | 0 | 0 | 0 | 0 | 0 | 0 | 0 | 0 | 0 | 0 | 0 | 0 | 0 | 0
Residential_CZ3 - Single Family_New_Space Heating_Natural Gas_Boiler - Direct Fuel_E4_Baseline Forecast | Residential | CZ3 - Single Family | New | Space Heating | Natural Gas | Boiler - Direct Fuel | E4 | AFUE 90% | Baseline Forecast | 0 | 0.078634 | 0.1783 | 0.23224 | 0.29608 | 0.37056 | 0.44446 | 0.5193 | 0.60619 | 0.69329 | 0.78948 | 0.89323 | 1.0018 | 1.1297 | 1.2706 | 1.4218 | 1.5962 | 1.786 | 1.991 | 2.2112 | 2.4487 | 2.694 | 0 | 0 | 0 | 0 | 0 | 0 | 0 | 0 | 0 | 0 | 0 | 0 | 0 | 0 | 0 | 0 | 0 | 0 | 0 | 0 | 0 | 0 | 0 | 0 | 0 | 0 | 0 | 0 | 0
Residential_CZ3 - Single Family_New_Space Heating_Natural Gas_Boiler - Direct Fuel_E5_Baseline Forecast | Residential | CZ3 - Single Family | New | Space Heating | Natural Gas | Boiler - Direct Fuel | E5 | AFUE 95% | Baseline Forecast | 0 | 0 | 0 | 0 | 0 | 0 | 0 | 0 | 0 | 0 | 0 | 0 | 0 | 0 | 0 | 0 | 0 | 0.016435 | 0.033285 | 0.050542 | 0.068297 | 0.08511 | 0 | 0 | 0 | 0 | 0 | 0 | 0 | 0 | 0 | 0 | 0 | 0 | 0 | 0 | 0 | 0 | 0 | 0 | 0 | 0 | 0 | 0 | 0 | 0 | 0 | 0 | 0 | 0 | 0
Residential_CZ3 - Single Family_New_Space Heating_Natural Gas_Boiler - Direct Fuel_E6_Baseline Forecast | Residential | CZ3 - Single Family | New | Space Heating | Natural Gas | Boiler - Direct Fuel | E6 | AFUE 96% | Baseline Forecast | 0 | 0 | 0 | 0 | 0 | 0 | 0 | 0 | 0 | 0 | 0 | 0 | 0 | 0 | 0 | 0 | 0 | 0.0080951 | 0.016394 | 0.024894 | 0.033639 | 0.04192 | 0 | 0 | 0 | 0 | 0 | 0 | 0 | 0 | 0 | 0 | 0 | 0 | 0 | 0 | 0 | 0 | 0 | 0 | 0 | 0 | 0 | 0 | 0 | 0 | 0 | 0 | 0 | 0 | 0
Residential_CZ3 - Single Family_New_Space Heating_Natural Gas_Boiler - Direct Fuel_E7_Baseline Forecast | Residential | CZ3 - Single Family | New | Space Heating | Natural Gas | Boiler - Direct Fuel | E7 | Convert to NG Heat Pump | Baseline Forecast | 0 | 0 | 0 | 0 | 0 | 0 | 0 | 0 | 0 | 0 | 0 | 0 | 0 | 0 | 0 | 0 | 0 | 0 | 0 | 0 | 0 | 0 | 0 | 0 | 0 | 0 | 0 | 0 | 0 | 0 | 0 | 0 | 0 | 0 | 0 | 0 | 0 | 0 | 0 | 0 | 0 | 0 | 0 | 0 | 0 | 0 | 0 | 0 | 0 | 0 | 0
Residential_CZ3 - Single Family_New_Space Heating_Natural Gas_Boiler - Direct Fuel_E8_Baseline Forecast | Residential | CZ3 - Single Family | New | Space Heating | Natural Gas | Boiler - Direct Fuel | E8 |  | Baseline Forecast | 0 | 0 | 0 | 0 | 0 | 0 | 0 | 0 | 0 | 0 | 0 | 0 | 0 | 0 | 0 | 0 | 0 | 0 | 0 | 0 | 0 | 0 | 0 | 0 | 0 | 0 | 0 | 0 | 0 | 0 | 0 | 0 | 0 | 0 | 0 | 0 | 0 | 0 | 0 | 0 | 0 | 0 | 0 | 0 | 0 | 0 | 0 | 0 | 0 | 0 | 0
Residential_CZ3 - Single Family_New_Space Heating_Natural Gas_Boiler - Direct Fuel_E9_Baseline Forecast | Residential | CZ3 - Single Family | New | Space Heating | Natural Gas | Boiler - Direct Fuel | E9 |  | Baseline Forecast | 0 | 0 | 0 | 0 | 0 | 0 | 0 | 0 | 0 | 0 | 0 | 0 | 0 | 0 | 0 | 0 | 0 | 0 | 0 | 0 | 0 | 0 | 0 | 0 | 0 | 0 | 0 | 0 | 0 | 0 | 0 | 0 | 0 | 0 | 0 | 0 | 0 | 0 | 0 | 0 | 0 | 0 | 0 | 0 | 0 | 0 | 0 | 0 | 0 | 0 | 0
Residential_CZ3 - Single Family_New_Space Heating_Natural Gas_Boiler - Direct Fuel_E10_Baseline Forecast | Residential | CZ3 - Single Family | New | Space Heating | Natural Gas | Boiler - Direct Fuel | E10 |  | Baseline Forecast | 0 | 0 | 0 | 0 | 0 | 0 | 0 | 0 | 0 | 0 | 0 | 0 | 0 | 0 | 0 | 0 | 0 | 0 | 0 | 0 | 0 | 0 | 0 | 0 | 0 | 0 | 0 | 0 | 0 | 0 | 0 | 0 | 0 | 0 | 0 | 0 | 0 | 0 | 0 | 0 | 0 | 0 | 0 | 0 | 0 | 0 | 0 | 0 | 0 | 0 | 0
Residential_CZ3 - Single Family_New_Space Heating_Natural Gas_Boiler - Direct Fuel_Vintage_Baseline Forecast | Residential | CZ3 - Single Family | New | Space Heating | Natural Gas | Boiler - Direct Fuel | Vintage | Vintage | Baseline Forecast | 0 | 0 | 0 | 0 | 0 | 0 | 0 | 0 | 0 | 0 | 0 | 0 | 0 | 0 | 0 | 0 | 0 | 0 | 0 | 0 | 0 | 0 | 0 | 0 | 0 | 0 | 0 | 0 | 0 | 0 | 0 | 0 | 0 | 0 | 0 | 0 | 0 | 0 | 0 | 0 | 0 | 0 | 0 | 0 | 0 | 0 | 0 | 0 | 0 | 0 | 0
Residential_CZ3 - Single Family_New_Secondary Heating_Natural Gas_Fireplace_E1_Baseline Forecast | Residential | CZ3 - Single Family | New | Secondary Heating | Natural Gas | Fireplace | E1 | Baseline (50% to 60% FE Rating) | Baseline Forecast | 0 | 1306.675 | 2613.2616 | 3317.8644 | 4005.5317 | 4690.7286 | 5373.059 | 6054.2016 | 6728.6628 | 7397.2677 | 8060.9353 | 8719.5509 | 9371.797 | 10016.2086 | 10653.5227 | 11281.865 | 11904.7519 | 12520.5041 | 13129.1223 | 13731.5962 | 14327.3788 | 14861.5654 | 0 | 0 | 0 | 0 | 0 | 0 | 0 | 0 | 0 | 0 | 0 | 0 | 0 | 0 | 0 | 0 | 0 | 0 | 0 | 0 | 0 | 0 | 0 | 0 | 0 | 0 | 0 | 0 | 0
Residential_CZ3 - Single Family_New_Secondary Heating_Natural Gas_Fireplace_E2_Baseline Forecast | Residential | CZ3 - Single Family | New | Secondary Heating | Natural Gas | Fireplace | E2 | Tier 1 (70% FE Rating) | Baseline Forecast | 0 | 0 | 0 | 0 | 0 | 0 | 0 | 0 | 0 | 0 | 0 | 0 | 0 | 0 | 0 | 0 | 0 | 0 | 0 | 0 | 0 | 0 | 0 | 0 | 0 | 0 | 0 | 0 | 0 | 0 | 0 | 0 | 0 | 0 | 0 | 0 | 0 | 0 | 0 | 0 | 0 | 0 | 0 | 0 | 0 | 0 | 0 | 0 | 0 | 0 | 0
Residential_CZ3 - Single Family_New_Secondary Heating_Natural Gas_Fireplace_E3_Baseline Forecast | Residential | CZ3 - Single Family | New | Secondary Heating | Natural Gas | Fireplace | E3 | Tier 2 (77%+ FE Rating) | Baseline Forecast | 0 | 0 | 0 | 0 | 0 | 0 | 0 | 0 | 0 | 0 | 0 | 0 | 0 | 0 | 0 | 0 | 0 | 0 | 0 | 0 | 0 | 0 | 0 | 0 | 0 | 0 | 0 | 0 | 0 | 0 | 0 | 0 | 0 | 0 | 0 | 0 | 0 | 0 | 0 | 0 | 0 | 0 | 0 | 0 | 0 | 0 | 0 | 0 | 0 | 0 | 0
Residential_CZ3 - Single Family_New_Secondary Heating_Natural Gas_Fireplace_E4_Baseline Forecast | Residential | CZ3 - Single Family | New | Secondary Heating | Natural Gas | Fireplace | E4 |  | Baseline Forecast | 0 | 0 | 0 | 0 | 0 | 0 | 0 | 0 | 0 | 0 | 0 | 0 | 0 | 0 | 0 | 0 | 0 | 0 | 0 | 0 | 0 | 0 | 0 | 0 | 0 | 0 | 0 | 0 | 0 | 0 | 0 | 0 | 0 | 0 | 0 | 0 | 0 | 0 | 0 | 0 | 0 | 0 | 0 | 0 | 0 | 0 | 0 | 0 | 0 | 0 | 0
Residential_CZ3 - Single Family_New_Secondary Heating_Natural Gas_Fireplace_E5_Baseline Forecast | Residential | CZ3 - Single Family | New | Secondary Heating | Natural Gas | Fireplace | E5 |  | Baseline Forecast | 0 | 0 | 0 | 0 | 0 | 0 | 0 | 0 | 0 | 0 | 0 | 0 | 0 | 0 | 0 | 0 | 0 | 0 | 0 | 0 | 0 | 0 | 0 | 0 | 0 | 0 | 0 | 0 | 0 | 0 | 0 | 0 | 0 | 0 | 0 | 0 | 0 | 0 | 0 | 0 | 0 | 0 | 0 | 0 | 0 | 0 | 0 | 0 | 0 | 0 | 0
Residential_CZ3 - Single Family_New_Secondary Heating_Natural Gas_Fireplace_E6_Baseline Forecast | Residential | CZ3 - Single Family | New | Secondary Heating | Natural Gas | Fireplace | E6 |  | Baseline Forecast | 0 | 0 | 0 | 0 | 0 | 0 | 0 | 0 | 0 | 0 | 0 | 0 | 0 | 0 | 0 | 0 | 0 | 0 | 0 | 0 | 0 | 0 | 0 | 0 | 0 | 0 | 0 | 0 | 0 | 0 | 0 | 0 | 0 | 0 | 0 | 0 | 0 | 0 | 0 | 0 | 0 | 0 | 0 | 0 | 0 | 0 | 0 | 0 | 0 | 0 | 0
Residential_CZ3 - Single Family_New_Secondary Heating_Natural Gas_Fireplace_E7_Baseline Forecast | Residential | CZ3 - Single Family | New | Secondary Heating | Natural Gas | Fireplace | E7 |  | Baseline Forecast | 0 | 0 | 0 | 0 | 0 | 0 | 0 | 0 | 0 | 0 | 0 | 0 | 0 | 0 | 0 | 0 | 0 | 0 | 0 | 0 | 0 | 0 | 0 | 0 | 0 | 0 | 0 | 0 | 0 | 0 | 0 | 0 | 0 | 0 | 0 | 0 | 0 | 0 | 0 | 0 | 0 | 0 | 0 | 0 | 0 | 0 | 0 | 0 | 0 | 0 | 0
Residential_CZ3 - Single Family_New_Secondary Heating_Natural Gas_Fireplace_E8_Baseline Forecast | Residential | CZ3 - Single Family | New | Secondary Heating | Natural Gas | Fireplace | E8 |  | Baseline Forecast | 0 | 0 | 0 | 0 | 0 | 0 | 0 | 0 | 0 | 0 | 0 | 0 | 0 | 0 | 0 | 0 | 0 | 0 | 0 | 0 | 0 | 0 | 0 | 0 | 0 | 0 | 0 | 0 | 0 | 0 | 0 | 0 | 0 | 0 | 0 | 0 | 0 | 0 | 0 | 0 | 0 | 0 | 0 | 0 | 0 | 0 | 0 | 0 | 0 | 0 | 0
Residential_CZ3 - Single Family_New_Secondary Heating_Natural Gas_Fireplace_E9_Baseline Forecast | Residential | CZ3 - Single Family | New | Secondary Heating | Natural Gas | Fireplace | E9 |  | Baseline Forecast | 0 | 0 | 0 | 0 | 0 | 0 | 0 | 0 | 0 | 0 | 0 | 0 | 0 | 0 | 0 | 0 | 0 | 0 | 0 | 0 | 0 | 0 | 0 | 0 | 0 | 0 | 0 | 0 | 0 | 0 | 0 | 0 | 0 | 0 | 0 | 0 | 0 | 0 | 0 | 0 | 0 | 0 | 0 | 0 | 0 | 0 | 0 | 0 | 0 | 0 | 0
Residential_CZ3 - Single Family_New_Secondary Heating_Natural Gas_Fireplace_E10_Baseline Forecast | Residential | CZ3 - Single Family | New | Secondary Heating | Natural Gas | Fireplace | E10 |  | Baseline Forecast | 0 | 0 | 0 | 0 | 0 | 0 | 0 | 0 | 0 | 0 | 0 | 0 | 0 | 0 | 0 | 0 | 0 | 0 | 0 | 0 | 0 | 0 | 0 | 0 | 0 | 0 | 0 | 0 | 0 | 0 | 0 | 0 | 0 | 0 | 0 | 0 | 0 | 0 | 0 | 0 | 0 | 0 | 0 | 0 | 0 | 0 | 0 | 0 | 0 | 0 | 0
Residential_CZ3 - Single Family_New_Secondary Heating_Natural Gas_Fireplace_Vintage_Baseline Forecast | Residential | CZ3 - Single Family | New | Secondary Heating | Natural Gas | Fireplace | Vintage | Vintage | Baseline Forecast | 0 | 0 | 0 | 0 | 0 | 0 | 0 | 0 | 0 | 0 | 0 | 0 | 0 | 0 | 0 | 0 | 0 | 0 | 0 | 0 | 0 | 0 | 0 | 0 | 0 | 0 | 0 | 0 | 0 | 0 | 0 | 0 | 0 | 0 | 0 | 0 | 0 | 0 | 0 | 0 | 0 | 0 | 0 | 0 | 0 | 0 | 0 | 0 | 0 | 0 | 0
Residential_CZ3 - Single Family_New_Water Heating_Natural Gas_Water Heater <= 55 gal._E1_Baseline Forecast | Residential | CZ3 - Single Family | New | Water Heating | Natural Gas | Water Heater <= 55 gal. | E1 | Baseline (UEF 0.58) | Baseline Forecast | 0 | 196.2069 | 396.3215 | 505.8 | 613.7026 | 722.3365 | 829.1581 | 935.0033 | 1039.5403 | 1142.6782 | 1235.5522 | 1327.4862 | 1414.9139 | 1498.0507 | 1578.5386 | 1656.3077 | 1731.8389 | 1805.2322 | 1876.7423 | 1940.9539 | 2003.3648 | 2061.828 | 0 | 0 | 0 | 0 | 0 | 0 | 0 | 0 | 0 | 0 | 0 | 0 | 0 | 0 | 0 | 0 | 0 | 0 | 0 | 0 | 0 | 0 | 0 | 0 | 0 | 0 | 0 | 0 | 0
Residential_CZ3 - Single Family_New_Water Heating_Natural Gas_Water Heater <= 55 gal._E2_Baseline Forecast | Residential | CZ3 - Single Family | New | Water Heating | Natural Gas | Water Heater <= 55 gal. | E2 | ENERGY STAR (UEF 0.64) | Baseline Forecast | 0 | 1157.3707 | 2310.7509 | 2931.1689 | 3535.6226 | 4136.7833 | 4736.7865 | 5336.5332 | 5930.6686 | 6520.139 | 7114.7564 | 7705.081 | 8293.3146 | 8877.7223 | 9457.431 | 10030.5585 | 10600.272 | 11164.7329 | 11723.6928 | 12283.5922 | 12838.3576 | 13333.2536 | 0 | 0 | 0 | 0 | 0 | 0 | 0 | 0 | 0 | 0 | 0 | 0 | 0 | 0 | 0 | 0 | 0 | 0 | 0 | 0 | 0 | 0 | 0 | 0 | 0 | 0 | 0 | 0 | 0
Residential_CZ3 - Single Family_New_Water Heating_Natural Gas_Water Heater <= 55 gal._E3_Baseline Forecast | Residential | CZ3 - Single Family | New | Water Heating | Natural Gas | Water Heater <= 55 gal. | E3 | Condensing (UEF 0.81) | Baseline Forecast | 0 | 56.3996 | 112.7866 | 143.1969 | 172.873 | 202.4452 | 231.894 | 261.294 | 290.4039 | 319.2585 | 347.9026 | 376.3279 | 404.4776 | 432.2902 | 459.7919 | 486.9127 | 513.7985 | 540.3764 | 566.6402 | 592.6331 | 618.3404 | 641.3991 | 0 | 0 | 0 | 0 | 0 | 0 | 0 | 0 | 0 | 0 | 0 | 0 | 0 | 0 | 0 | 0 | 0 | 0 | 0 | 0 | 0 | 0 | 0 | 0 | 0 | 0 | 0 | 0 | 0
Residential_CZ3 - Single Family_New_Water Heating_Natural Gas_Water Heater <= 55 gal._E4_Baseline Forecast | Residential | CZ3 - Single Family | New | Water Heating | Natural Gas | Water Heater <= 55 gal. | E4 | Instantaneous - ENERGY STAR (UEF 0.87) | Baseline Forecast | 0 | 0 | 0 | 0 | 0 | 0 | 0 | 0 | 0 | 0 | 0 | 0 | 0 | 0 | 0 | 0 | 0 | 0 | 0 | 0 | 0 | 0 | 0 | 0 | 0 | 0 | 0 | 0 | 0 | 0 | 0 | 0 | 0 | 0 | 0 | 0 | 0 | 0 | 0 | 0 | 0 | 0 | 0 | 0 | 0 | 0 | 0 | 0 | 0 | 0 | 0
Residential_CZ3 - Single Family_New_Water Heating_Natural Gas_Water Heater <= 55 gal._E5_Baseline Forecast | Residential | CZ3 - Single Family | New | Water Heating | Natural Gas | Water Heater <= 55 gal. | E5 | Instantaneous - Condensing (UEF 0.92) | Baseline Forecast | 0 | 0 | 0 | 0 | 0 | 0 | 0 | 0 | 0 | 0 | 0 | 0 | 0 | 0 | 0 | 0 | 0 | 0 | 0 | 0 | 0 | 0 | 0 | 0 | 0 | 0 | 0 | 0 | 0 | 0 | 0 | 0 | 0 | 0 | 0 | 0 | 0 | 0 | 0 | 0 | 0 | 0 | 0 | 0 | 0 | 0 | 0 | 0 | 0 | 0 | 0
Residential_CZ3 - Single Family_New_Water Heating_Natural Gas_Water Heater <= 55 gal._E6_Baseline Forecast | Residential | CZ3 - Single Family | New | Water Heating | Natural Gas | Water Heater <= 55 gal. | E6 | NEEA Gas-Fired Absorption HPWH (EF 1.2) | Baseline Forecast | 0 | 0 | 0 | 0 | 0 | 0 | 0 | 0 | 0 | 0 | 0 | 0 | 0 | 0 | 0 | 0 | 0 | 0 | 0 | 0 | 0 | 0 | 0 | 0 | 0 | 0 | 0 | 0 | 0 | 0 | 0 | 0 | 0 | 0 | 0 | 0 | 0 | 0 | 0 | 0 | 0 | 0 | 0 | 0 | 0 | 0 | 0 | 0 | 0 | 0 | 0
Residential_CZ3 - Single Family_New_Water Heating_Natural Gas_Water Heater <= 55 gal._E7_Baseline Forecast | Residential | CZ3 - Single Family | New | Water Heating | Natural Gas | Water Heater <= 55 gal. | E7 | NEEA Gas-Fired Absorption HPWH (EF 1.7) | Baseline Forecast | 0 | 0 | 0 | 0 | 0 | 0 | 0 | 0 | 0 | 0 | 0 | 0 | 0 | 0 | 0 | 0 | 0 | 0 | 0 | 0 | 0 | 0 | 0 | 0 | 0 | 0 | 0 | 0 | 0 | 0 | 0 | 0 | 0 | 0 | 0 | 0 | 0 | 0 | 0 | 0 | 0 | 0 | 0 | 0 | 0 | 0 | 0 | 0 | 0 | 0 | 0
Residential_CZ3 - Single Family_New_Water Heating_Natural Gas_Water Heater <= 55 gal._E8_Baseline Forecast | Residential | CZ3 - Single Family | New | Water Heating | Natural Gas | Water Heater <= 55 gal. | E8 |  | Baseline Forecast | 0 | 0 | 0 | 0 | 0 | 0 | 0 | 0 | 0 | 0 | 0 | 0 | 0 | 0 | 0 | 0 | 0 | 0 | 0 | 0 | 0 | 0 | 0 | 0 | 0 | 0 | 0 | 0 | 0 | 0 | 0 | 0 | 0 | 0 | 0 | 0 | 0 | 0 | 0 | 0 | 0 | 0 | 0 | 0 | 0 | 0 | 0 | 0 | 0 | 0 | 0
Residential_CZ3 - Single Family_New_Water Heating_Natural Gas_Water Heater <= 55 gal._E9_Baseline Forecast | Residential | CZ3 - Single Family | New | Water Heating | Natural Gas | Water Heater <= 55 gal. | E9 |  | Baseline Forecast | 0 | 0 | 0 | 0 | 0 | 0 | 0 | 0 | 0 | 0 | 0 | 0 | 0 | 0 | 0 | 0 | 0 | 0 | 0 | 0 | 0 | 0 | 0 | 0 | 0 | 0 | 0 | 0 | 0 | 0 | 0 | 0 | 0 | 0 | 0 | 0 | 0 | 0 | 0 | 0 | 0 | 0 | 0 | 0 | 0 | 0 | 0 | 0 | 0 | 0 | 0
Residential_CZ3 - Single Family_New_Water Heating_Natural Gas_Water Heater <= 55 gal._E10_Baseline Forecast | Residential | CZ3 - Single Family | New | Water Heating | Natural Gas | Water Heater <= 55 gal. | E10 |  | Baseline Forecast | 0 | 0 | 0 | 0 | 0 | 0 | 0 | 0 | 0 | 0 | 0 | 0 | 0 | 0 | 0 | 0 | 0 | 0 | 0 | 0 | 0 | 0 | 0 | 0 | 0 | 0 | 0 | 0 | 0 | 0 | 0 | 0 | 0 | 0 | 0 | 0 | 0 | 0 | 0 | 0 | 0 | 0 | 0 | 0 | 0 | 0 | 0 | 0 | 0 | 0 | 0
Residential_CZ3 - Single Family_New_Water Heating_Natural Gas_Water Heater <= 55 gal._Vintage_Baseline Forecast | Residential | CZ3 - Single Family | New | Water Heating | Natural Gas | Water Heater <= 55 gal. | Vintage | Vintage | Baseline Forecast | 0 | 0 | 0 | 0 | 0 | 0 | 0 | 0 | 0 | 0 | 0 | 0 | 0 | 0 | 0 | 0 | 0 | 0 | 0 | 0 | 0 | 0 | 0 | 0 | 0 | 0 | 0 | 0 | 0 | 0 | 0 | 0 | 0 | 0 | 0 | 0 | 0 | 0 | 0 | 0 | 0 | 0 | 0 | 0 | 0 | 0 | 0 | 0 | 0 | 0 | 0
Residential_CZ3 - Single Family_New_Water Heating_Natural Gas_Water Heater > 55 gal._E1_Baseline Forecast | Residential | CZ3 - Single Family | New | Water Heating | Natural Gas | Water Heater > 55 gal. | E1 | Standard (UEF 0.77) | Baseline Forecast | 0 | 28.3596 | 81.0282 | 140.5626 | 205.2193 | 274.1382 | 344.911 | 417.4564 | 491.61 | 566.7669 | 635.898 | 706.4416 | 773.6555 | 835.8566 | 893.4999 | 947.1732 | 997.4483 | 1045.0206 | 1090.6039 | 1127.7323 | 1159.8701 | 1192.7633 | 0 | 0 | 0 | 0 | 0 | 0 | 0 | 0 | 0 | 0 | 0 | 0 | 0 | 0 | 0 | 0 | 0 | 0 | 0 | 0 | 0 | 0 | 0 | 0 | 0 | 0 | 0 | 0 | 0
Residential_CZ3 - Single Family_New_Water Heating_Natural Gas_Water Heater > 55 gal._E2_Baseline Forecast | Residential | CZ3 - Single Family | New | Water Heating | Natural Gas | Water Heater > 55 gal. | E2 | ENERGY STAR (3.2) - UEF 0.78 | Baseline Forecast | 0 | 167.2858 | 303.5603 | 337.3831 | 362.197 | 381.3848 | 397.5219 | 411.0613 | 421.4518 | 429.5484 | 442.6058 | 452.9726 | 465.1386 | 480.38 | 498.2318 | 517.7263 | 538.7688 | 560.3766 | 582.957 | 613.5305 | 648.3102 | 673.3571 | 0 | 0 | 0 | 0 | 0 | 0 | 0 | 0 | 0 | 0 | 0 | 0 | 0 | 0 | 0 | 0 | 0 | 0 | 0 | 0 | 0 | 0 | 0 | 0 | 0 | 0 | 0 | 0 | 0
Residential_CZ3 - Single Family_New_Water Heating_Natural Gas_Water Heater > 55 gal._E3_Baseline Forecast | Residential | CZ3 - Single Family | New | Water Heating | Natural Gas | Water Heater > 55 gal. | E3 | Condensing (UEF 0.82) | Baseline Forecast | 0 | 8.152 | 22.9926 | 39.5297 | 57.312 | 76.073 | 95.5838 | 115.7343 | 136.3835 | 157.41 | 178.7313 | 200.5428 | 222.8913 | 245.9554 | 269.8598 | 294.6925 | 320.5242 | 347.3808 | 374.1411 | 400.4048 | 426.4095 | 451.7845 | 0 | 0 | 0 | 0 | 0 | 0 | 0 | 0 | 0 | 0 | 0 | 0 | 0 | 0 | 0 | 0 | 0 | 0 | 0 | 0 | 0 | 0 | 0 | 0 | 0 | 0 | 0 | 0 | 0
Residential_CZ3 - Single Family_New_Water Heating_Natural Gas_Water Heater > 55 gal._E4_Baseline Forecast | Residential | CZ3 - Single Family | New | Water Heating | Natural Gas | Water Heater > 55 gal. | E4 | Instantaneous - ENERGY STAR (UEF 0.87) | Baseline Forecast | 0 | 0 | 0 | 0 | 0 | 0 | 0 | 0 | 0 | 0 | 0 | 0 | 0 | 0 | 0 | 0 | 0 | 0 | 0 | 0 | 0 | 0 | 0 | 0 | 0 | 0 | 0 | 0 | 0 | 0 | 0 | 0 | 0 | 0 | 0 | 0 | 0 | 0 | 0 | 0 | 0 | 0 | 0 | 0 | 0 | 0 | 0 | 0 | 0 | 0 | 0
Residential_CZ3 - Single Family_New_Water Heating_Natural Gas_Water Heater > 55 gal._E5_Baseline Forecast | Residential | CZ3 - Single Family | New | Water Heating | Natural Gas | Water Heater > 55 gal. | E5 | Instantaneous - Condensing (UEF 0.92) | Baseline Forecast | 0 | 0 | 0 | 0 | 0 | 0 | 0 | 0 | 0 | 0 | 0 | 0 | 0 | 0 | 0 | 0 | 0 | 0 | 0 | 0 | 0 | 0 | 0 | 0 | 0 | 0 | 0 | 0 | 0 | 0 | 0 | 0 | 0 | 0 | 0 | 0 | 0 | 0 | 0 | 0 | 0 | 0 | 0 | 0 | 0 | 0 | 0 | 0 | 0 | 0 | 0
Residential_CZ3 - Single Family_New_Water Heating_Natural Gas_Water Heater > 55 gal._E6_Baseline Forecast | Residential | CZ3 - Single Family | New | Water Heating | Natural Gas | Water Heater > 55 gal. | E6 | NEEA Gas-Fired Absorption HPWH (EF 1.3) | Baseline Forecast | 0 | 0 | 0 | 0 | 0 | 0 | 0 | 0 | 0 | 0 | 0 | 0 | 0 | 0 | 0 | 0 | 0 | 0 | 0 | 0 | 0 | 0 | 0 | 0 | 0 | 0 | 0 | 0 | 0 | 0 | 0 | 0 | 0 | 0 | 0 | 0 | 0 | 0 | 0 | 0 | 0 | 0 | 0 | 0 | 0 | 0 | 0 | 0 | 0 | 0 | 0
Residential_CZ3 - Single Family_New_Water Heating_Natural Gas_Water Heater > 55 gal._E7_Baseline Forecast | Residential | CZ3 - Single Family | New | Water Heating | Natural Gas | Water Heater > 55 gal. | E7 | NEEA Gas-Fired Absorption HPWH (EF 1.7) | Baseline Forecast | 0 | 0 | 0 | 0 | 0 | 0 | 0 | 0 | 0 | 0 | 0 | 0 | 0 | 0 | 0 | 0 | 0 | 0 | 0 | 0 | 0 | 0 | 0 | 0 | 0 | 0 | 0 | 0 | 0 | 0 | 0 | 0 | 0 | 0 | 0 | 0 | 0 | 0 | 0 | 0 | 0 | 0 | 0 | 0 | 0 | 0 | 0 | 0 | 0 | 0 | 0
Residential_CZ3 - Single Family_New_Water Heating_Natural Gas_Water Heater > 55 gal._E8_Baseline Forecast | Residential | CZ3 - Single Family | New | Water Heating | Natural Gas | Water Heater > 55 gal. | E8 |  | Baseline Forecast | 0 | 0 | 0 | 0 | 0 | 0 | 0 | 0 | 0 | 0 | 0 | 0 | 0 | 0 | 0 | 0 | 0 | 0 | 0 | 0 | 0 | 0 | 0 | 0 | 0 | 0 | 0 | 0 | 0 | 0 | 0 | 0 | 0 | 0 | 0 | 0 | 0 | 0 | 0 | 0 | 0 | 0 | 0 | 0 | 0 | 0 | 0 | 0 | 0 | 0 | 0
Residential_CZ3 - Single Family_New_Water Heating_Natural Gas_Water Heater > 55 gal._E9_Baseline Forecast | Residential | CZ3 - Single Family | New | Water Heating | Natural Gas | Water Heater > 55 gal. | E9 |  | Baseline Forecast | 0 | 0 | 0 | 0 | 0 | 0 | 0 | 0 | 0 | 0 | 0 | 0 | 0 | 0 | 0 | 0 | 0 | 0 | 0 | 0 | 0 | 0 | 0 | 0 | 0 | 0 | 0 | 0 | 0 | 0 | 0 | 0 | 0 | 0 | 0 | 0 | 0 | 0 | 0 | 0 | 0 | 0 | 0 | 0 | 0 | 0 | 0 | 0 | 0 | 0 | 0
Residential_CZ3 - Single Family_New_Water Heating_Natural Gas_Water Heater > 55 gal._E10_Baseline Forecast | Residential | CZ3 - Single Family | New | Water Heating | Natural Gas | Water Heater > 55 gal. | E10 |  | Baseline Forecast | 0 | 0 | 0 | 0 | 0 | 0 | 0 | 0 | 0 | 0 | 0 | 0 | 0 | 0 | 0 | 0 | 0 | 0 | 0 | 0 | 0 | 0 | 0 | 0 | 0 | 0 | 0 | 0 | 0 | 0 | 0 | 0 | 0 | 0 | 0 | 0 | 0 | 0 | 0 | 0 | 0 | 0 | 0 | 0 | 0 | 0 | 0 | 0 | 0 | 0 | 0
Residential_CZ3 - Single Family_New_Water Heating_Natural Gas_Water Heater > 55 gal._Vintage_Baseline Forecast | Residential | CZ3 - Single Family | New | Water Heating | Natural Gas | Water Heater > 55 gal. | Vintage | Vintage | Baseline Forecast | 0 | 0 | 0 | 0 | 0 | 0 | 0 | 0 | 0 | 0 | 0 | 0 | 0 | 0 | 0 | 0 | 0 | 0 | 0 | 0 | 0 | 0 | 0 | 0 | 0 | 0 | 0 | 0 | 0 | 0 | 0 | 0 | 0 | 0 | 0 | 0 | 0 | 0 | 0 | 0 | 0 | 0 | 0 | 0 | 0 | 0 | 0 | 0 | 0 | 0 | 0
Residential_CZ3 - Single Family_New_Appliances_Natural Gas_Clothes Dryer_E1_Baseline Forecast | Residential | CZ3 - Single Family | New | Appliances | Natural Gas | Clothes Dryer | E1 | Standard | Baseline Forecast | 0 | 48.6356 | 97.2862 | 123.5301 | 149.1489 | 174.6803 | 200.0989 | 225.4696 | 250.5894 | 275.4889 | 299.6827 | 323.736 | 347.3786 | 370.6176 | 393.5285 | 416.0563 | 438.3309 | 460.2924 | 481.9436 | 503.3348 | 524.4448 | 543.3198 | 0 | 0 | 0 | 0 | 0 | 0 | 0 | 0 | 0 | 0 | 0 | 0 | 0 | 0 | 0 | 0 | 0 | 0 | 0 | 0 | 0 | 0 | 0 | 0 | 0 | 0 | 0 | 0 | 0
Residential_CZ3 - Single Family_New_Appliances_Natural Gas_Clothes Dryer_E2_Baseline Forecast | Residential | CZ3 - Single Family | New | Appliances | Natural Gas | Clothes Dryer | E2 | NEEA/ENERGY STAR (CE >60%) | Baseline Forecast | 0 | 38.9011 | 77.7813 | 98.7401 | 119.1894 | 139.5607 | 159.8527 | 180.113 | 200.1767 | 220.0684 | 240.3349 | 260.4035 | 280.4561 | 300.3875 | 320.1715 | 339.7376 | 359.1914 | 378.4803 | 397.6016 | 416.5714 | 435.374 | 452.2851 | 0 | 0 | 0 | 0 | 0 | 0 | 0 | 0 | 0 | 0 | 0 | 0 | 0 | 0 | 0 | 0 | 0 | 0 | 0 | 0 | 0 | 0 | 0 | 0 | 0 | 0 | 0 | 0 | 0
Residential_CZ3 - Single Family_New_Appliances_Natural Gas_Clothes Dryer_E3_Baseline Forecast | Residential | CZ3 - Single Family | New | Appliances | Natural Gas | Clothes Dryer | E3 |  | Baseline Forecast | 0 | 0 | 0 | 0 | 0 | 0 | 0 | 0 | 0 | 0 | 0 | 0 | 0 | 0 | 0 | 0 | 0 | 0 | 0 | 0 | 0 | 0 | 0 | 0 | 0 | 0 | 0 | 0 | 0 | 0 | 0 | 0 | 0 | 0 | 0 | 0 | 0 | 0 | 0 | 0 | 0 | 0 | 0 | 0 | 0 | 0 | 0 | 0 | 0 | 0 | 0
Residential_CZ3 - Single Family_New_Appliances_Natural Gas_Clothes Dryer_E4_Baseline Forecast | Residential | CZ3 - Single Family | New | Appliances | Natural Gas | Clothes Dryer | E4 |  | Baseline Forecast | 0 | 0 | 0 | 0 | 0 | 0 | 0 | 0 | 0 | 0 | 0 | 0 | 0 | 0 | 0 | 0 | 0 | 0 | 0 | 0 | 0 | 0 | 0 | 0 | 0 | 0 | 0 | 0 | 0 | 0 | 0 | 0 | 0 | 0 | 0 | 0 | 0 | 0 | 0 | 0 | 0 | 0 | 0 | 0 | 0 | 0 | 0 | 0 | 0 | 0 | 0
Residential_CZ3 - Single Family_New_Appliances_Natural Gas_Clothes Dryer_E5_Baseline Forecast | Residential | CZ3 - Single Family | New | Appliances | Natural Gas | Clothes Dryer | E5 |  | Baseline Forecast | 0 | 0 | 0 | 0 | 0 | 0 | 0 | 0 | 0 | 0 | 0 | 0 | 0 | 0 | 0 | 0 | 0 | 0 | 0 | 0 | 0 | 0 | 0 | 0 | 0 | 0 | 0 | 0 | 0 | 0 | 0 | 0 | 0 | 0 | 0 | 0 | 0 | 0 | 0 | 0 | 0 | 0 | 0 | 0 | 0 | 0 | 0 | 0 | 0 | 0 | 0
Residential_CZ3 - Single Family_New_Appliances_Natural Gas_Clothes Dryer_E6_Baseline Forecast | Residential | CZ3 - Single Family | New | Appliances | Natural Gas | Clothes Dryer | E6 |  | Baseline Forecast | 0 | 0 | 0 | 0 | 0 | 0 | 0 | 0 | 0 | 0 | 0 | 0 | 0 | 0 | 0 | 0 | 0 | 0 | 0 | 0 | 0 | 0 | 0 | 0 | 0 | 0 | 0 | 0 | 0 | 0 | 0 | 0 | 0 | 0 | 0 | 0 | 0 | 0 | 0 | 0 | 0 | 0 | 0 | 0 | 0 | 0 | 0 | 0 | 0 | 0 | 0
Residential_CZ3 - Single Family_New_Appliances_Natural Gas_Clothes Dryer_E7_Baseline Forecast | Residential | CZ3 - Single Family | New | Appliances | Natural Gas | Clothes Dryer | E7 |  | Baseline Forecast | 0 | 0 | 0 | 0 | 0 | 0 | 0 | 0 | 0 | 0 | 0 | 0 | 0 | 0 | 0 | 0 | 0 | 0 | 0 | 0 | 0 | 0 | 0 | 0 | 0 | 0 | 0 | 0 | 0 | 0 | 0 | 0 | 0 | 0 | 0 | 0 | 0 | 0 | 0 | 0 | 0 | 0 | 0 | 0 | 0 | 0 | 0 | 0 | 0 | 0 | 0
Residential_CZ3 - Single Family_New_Appliances_Natural Gas_Clothes Dryer_E8_Baseline Forecast | Residential | CZ3 - Single Family | New | Appliances | Natural Gas | Clothes Dryer | E8 |  | Baseline Forecast | 0 | 0 | 0 | 0 | 0 | 0 | 0 | 0 | 0 | 0 | 0 | 0 | 0 | 0 | 0 | 0 | 0 | 0 | 0 | 0 | 0 | 0 | 0 | 0 | 0 | 0 | 0 | 0 | 0 | 0 | 0 | 0 | 0 | 0 | 0 | 0 | 0 | 0 | 0 | 0 | 0 | 0 | 0 | 0 | 0 | 0 | 0 | 0 | 0 | 0 | 0
Residential_CZ3 - Single Family_New_Appliances_Natural Gas_Clothes Dryer_E9_Baseline Forecast | Residential | CZ3 - Single Family | New | Appliances | Natural Gas | Clothes Dryer | E9 |  | Baseline Forecast | 0 | 0 | 0 | 0 | 0 | 0 | 0 | 0 | 0 | 0 | 0 | 0 | 0 | 0 | 0 | 0 | 0 | 0 | 0 | 0 | 0 | 0 | 0 | 0 | 0 | 0 | 0 | 0 | 0 | 0 | 0 | 0 | 0 | 0 | 0 | 0 | 0 | 0 | 0 | 0 | 0 | 0 | 0 | 0 | 0 | 0 | 0 | 0 | 0 | 0 | 0
Residential_CZ3 - Single Family_New_Appliances_Natural Gas_Clothes Dryer_E10_Baseline Forecast | Residential | CZ3 - Single Family | New | Appliances | Natural Gas | Clothes Dryer | E10 |  | Baseline Forecast | 0 | 0 | 0 | 0 | 0 | 0 | 0 | 0 | 0 | 0 | 0 | 0 | 0 | 0 | 0 | 0 | 0 | 0 | 0 | 0 | 0 | 0 | 0 | 0 | 0 | 0 | 0 | 0 | 0 | 0 | 0 | 0 | 0 | 0 | 0 | 0 | 0 | 0 | 0 | 0 | 0 | 0 | 0 | 0 | 0 | 0 | 0 | 0 | 0 | 0 | 0
Residential_CZ3 - Single Family_New_Appliances_Natural Gas_Clothes Dryer_Vintage_Baseline Forecast | Residential | CZ3 - Single Family | New | Appliances | Natural Gas | Clothes Dryer | Vintage | Vintage | Baseline Forecast | 0 | 0 | 0 | 0 | 0 | 0 | 0 | 0 | 0 | 0 | 0 | 0 | 0 | 0 | 0 | 0 | 0 | 0 | 0 | 0 | 0 | 0 | 0 | 0 | 0 | 0 | 0 | 0 | 0 | 0 | 0 | 0 | 0 | 0 | 0 | 0 | 0 | 0 | 0 | 0 | 0 | 0 | 0 | 0 | 0 | 0 | 0 | 0 | 0 | 0 | 0
Residential_CZ3 - Single Family_New_Appliances_Natural Gas_Stove/Oven_E1_Baseline Forecast | Residential | CZ3 - Single Family | New | Appliances | Natural Gas | Stove/Oven | E1 | Typical - (914 + 1915 IAEC) | Baseline Forecast | 0 | 352.4892 | 705.2149 | 895.5343 | 1081.3488 | 1266.5653 | 1450.9192 | 1634.9014 | 1817.0621 | 1997.6059 | 2173.3033 | 2346.5776 | 2516.334 | 2683.3522 | 2847.9195 | 3009.6568 | 3169.5378 | 3327.1532 | 3479.734 | 3630.7767 | 3782.0098 | 3917.2995 | 0 | 0 | 0 | 0 | 0 | 0 | 0 | 0 | 0 | 0 | 0 | 0 | 0 | 0 | 0 | 0 | 0 | 0 | 0 | 0 | 0 | 0 | 0 | 0 | 0 | 0 | 0 | 0 | 0
Residential_CZ3 - Single Family_New_Appliances_Natural Gas_Stove/Oven_E2_Baseline Forecast | Residential | CZ3 - Single Family | New | Appliances | Natural Gas | Stove/Oven | E2 | High Efficiency (730 + 1660 IAEC) | Baseline Forecast | 0 | 151.3022 | 302.3338 | 383.6755 | 462.9927 | 541.9553 | 620.6755 | 699.3093 | 777.1885 | 854.4268 | 934.6079 | 1015.2643 | 1096.9828 | 1178.4189 | 1259.5695 | 1340.0909 | 1420.3652 | 1500.1545 | 1582.2278 | 1663.4702 | 1741.9424 | 1812.6095 | 0 | 0 | 0 | 0 | 0 | 0 | 0 | 0 | 0 | 0 | 0 | 0 | 0 | 0 | 0 | 0 | 0 | 0 | 0 | 0 | 0 | 0 | 0 | 0 | 0 | 0 | 0 | 0 | 0
Residential_CZ3 - Single Family_New_Appliances_Natural Gas_Stove/Oven_E3_Baseline Forecast | Residential | CZ3 - Single Family | New | Appliances | Natural Gas | Stove/Oven | E3 |  | Baseline Forecast | 0 | 0 | 0 | 0 | 0 | 0 | 0 | 0 | 0 | 0 | 0 | 0 | 0 | 0 | 0 | 0 | 0 | 0 | 0 | 0 | 0 | 0 | 0 | 0 | 0 | 0 | 0 | 0 | 0 | 0 | 0 | 0 | 0 | 0 | 0 | 0 | 0 | 0 | 0 | 0 | 0 | 0 | 0 | 0 | 0 | 0 | 0 | 0 | 0 | 0 | 0
Residential_CZ3 - Single Family_New_Appliances_Natural Gas_Stove/Oven_E4_Baseline Forecast | Residential | CZ3 - Single Family | New | Appliances | Natural Gas | Stove/Oven | E4 |  | Baseline Forecast | 0 | 0 | 0 | 0 | 0 | 0 | 0 | 0 | 0 | 0 | 0 | 0 | 0 | 0 | 0 | 0 | 0 | 0 | 0 | 0 | 0 | 0 | 0 | 0 | 0 | 0 | 0 | 0 | 0 | 0 | 0 | 0 | 0 | 0 | 0 | 0 | 0 | 0 | 0 | 0 | 0 | 0 | 0 | 0 | 0 | 0 | 0 | 0 | 0 | 0 | 0
Residential_CZ3 - Single Family_New_Appliances_Natural Gas_Stove/Oven_E5_Baseline Forecast | Residential | CZ3 - Single Family | New | Appliances | Natural Gas | Stove/Oven | E5 |  | Baseline Forecast | 0 | 0 | 0 | 0 | 0 | 0 | 0 | 0 | 0 | 0 | 0 | 0 | 0 | 0 | 0 | 0 | 0 | 0 | 0 | 0 | 0 | 0 | 0 | 0 | 0 | 0 | 0 | 0 | 0 | 0 | 0 | 0 | 0 | 0 | 0 | 0 | 0 | 0 | 0 | 0 | 0 | 0 | 0 | 0 | 0 | 0 | 0 | 0 | 0 | 0 | 0
Residential_CZ3 - Single Family_New_Appliances_Natural Gas_Stove/Oven_E6_Baseline Forecast | Residential | CZ3 - Single Family | New | Appliances | Natural Gas | Stove/Oven | E6 |  | Baseline Forecast | 0 | 0 | 0 | 0 | 0 | 0 | 0 | 0 | 0 | 0 | 0 | 0 | 0 | 0 | 0 | 0 | 0 | 0 | 0 | 0 | 0 | 0 | 0 | 0 | 0 | 0 | 0 | 0 | 0 | 0 | 0 | 0 | 0 | 0 | 0 | 0 | 0 | 0 | 0 | 0 | 0 | 0 | 0 | 0 | 0 | 0 | 0 | 0 | 0 | 0 | 0
Residential_CZ3 - Single Family_New_Appliances_Natural Gas_Stove/Oven_E7_Baseline Forecast | Residential | CZ3 - Single Family | New | Appliances | Natural Gas | Stove/Oven | E7 |  | Baseline Forecast | 0 | 0 | 0 | 0 | 0 | 0 | 0 | 0 | 0 | 0 | 0 | 0 | 0 | 0 | 0 | 0 | 0 | 0 | 0 | 0 | 0 | 0 | 0 | 0 | 0 | 0 | 0 | 0 | 0 | 0 | 0 | 0 | 0 | 0 | 0 | 0 | 0 | 0 | 0 | 0 | 0 | 0 | 0 | 0 | 0 | 0 | 0 | 0 | 0 | 0 | 0
Residential_CZ3 - Single Family_New_Appliances_Natural Gas_Stove/Oven_E8_Baseline Forecast | Residential | CZ3 - Single Family | New | Appliances | Natural Gas | Stove/Oven | E8 |  | Baseline Forecast | 0 | 0 | 0 | 0 | 0 | 0 | 0 | 0 | 0 | 0 | 0 | 0 | 0 | 0 | 0 | 0 | 0 | 0 | 0 | 0 | 0 | 0 | 0 | 0 | 0 | 0 | 0 | 0 | 0 | 0 | 0 | 0 | 0 | 0 | 0 | 0 | 0 | 0 | 0 | 0 | 0 | 0 | 0 | 0 | 0 | 0 | 0 | 0 | 0 | 0 | 0
Residential_CZ3 - Single Family_New_Appliances_Natural Gas_Stove/Oven_E9_Baseline Forecast | Residential | CZ3 - Single Family | New | Appliances | Natural Gas | Stove/Oven | E9 |  | Baseline Forecast | 0 | 0 | 0 | 0 | 0 | 0 | 0 | 0 | 0 | 0 | 0 | 0 | 0 | 0 | 0 | 0 | 0 | 0 | 0 | 0 | 0 | 0 | 0 | 0 | 0 | 0 | 0 | 0 | 0 | 0 | 0 | 0 | 0 | 0 | 0 | 0 | 0 | 0 | 0 | 0 | 0 | 0 | 0 | 0 | 0 | 0 | 0 | 0 | 0 | 0 | 0
Residential_CZ3 - Single Family_New_Appliances_Natural Gas_Stove/Oven_E10_Baseline Forecast | Residential | CZ3 - Single Family | New | Appliances | Natural Gas | Stove/Oven | E10 |  | Baseline Forecast | 0 | 0 | 0 | 0 | 0 | 0 | 0 | 0 | 0 | 0 | 0 | 0 | 0 | 0 | 0 | 0 | 0 | 0 | 0 | 0 | 0 | 0 | 0 | 0 | 0 | 0 | 0 | 0 | 0 | 0 | 0 | 0 | 0 | 0 | 0 | 0 | 0 | 0 | 0 | 0 | 0 | 0 | 0 | 0 | 0 | 0 | 0 | 0 | 0 | 0 | 0
Residential_CZ3 - Single Family_New_Appliances_Natural Gas_Stove/Oven_Vintage_Baseline Forecast | Residential | CZ3 - Single Family | New | Appliances | Natural Gas | Stove/Oven | Vintage | Vintage | Baseline Forecast | 0 | 0 | 0 | 0 | 0 | 0 | 0 | 0 | 0 | 0 | 0 | 0 | 0 | 0 | 0 | 0 | 0 | 0 | 0 | 0 | 0 | 0 | 0 | 0 | 0 | 0 | 0 | 0 | 0 | 0 | 0 | 0 | 0 | 0 | 0 | 0 | 0 | 0 | 0 | 0 | 0 | 0 | 0 | 0 | 0 | 0 | 0 | 0 | 0 | 0 | 0
Residential_CZ3 - Single Family_New_Miscellaneous_Natural Gas_Pool Heater_E1_Baseline Forecast | Residential | CZ3 - Single Family | New | Miscellaneous | Natural Gas | Pool Heater | E1 | Standard (EF 0.82) | Baseline Forecast | 0 | 44.987 | 89.971 | 114.2296 | 137.905 | 161.4954 | 184.9871 | 208.4379 | 231.6587 | 254.6779 | 277.527 | 300.2023 | 322.6582 | 344.8444 | 366.7863 | 388.4193 | 409.8644 | 431.0639 | 452.0178 | 472.7602 | 493.2722 | 511.6635 | 0 | 0 | 0 | 0 | 0 | 0 | 0 | 0 | 0 | 0 | 0 | 0 | 0 | 0 | 0 | 0 | 0 | 0 | 0 | 0 | 0 | 0 | 0 | 0 | 0 | 0 | 0 | 0 | 0
Residential_CZ3 - Single Family_New_Miscellaneous_Natural Gas_Pool Heater_E2_Baseline Forecast | Residential | CZ3 - Single Family | New | Miscellaneous | Natural Gas | Pool Heater | E2 | High Efficiency (EF 0.84) | Baseline Forecast | 0 | 2.3677 | 4.7353 | 6.0121 | 7.2582 | 8.4998 | 9.7362 | 10.9704 | 12.1926 | 13.4041 | 14.6067 | 15.8001 | 16.982 | 18.1497 | 19.3045 | 20.4431 | 21.5718 | 22.6876 | 23.7904 | 24.8821 | 25.9617 | 26.9297 | 0 | 0 | 0 | 0 | 0 | 0 | 0 | 0 | 0 | 0 | 0 | 0 | 0 | 0 | 0 | 0 | 0 | 0 | 0 | 0 | 0 | 0 | 0 | 0 | 0 | 0 | 0 | 0 | 0
Residential_CZ3 - Single Family_New_Miscellaneous_Natural Gas_Pool Heater_E3_Baseline Forecast | Residential | CZ3 - Single Family | New | Miscellaneous | Natural Gas | Pool Heater | E3 | Condensing (EF .94) | Baseline Forecast | 0 | 0 | 0 | 0 | 0 | 0 | 0 | 0 | 0 | 0 | 0 | 0 | 0 | 0 | 0 | 0 | 0 | 0 | 0 | 0 | 0 | 0 | 0 | 0 | 0 | 0 | 0 | 0 | 0 | 0 | 0 | 0 | 0 | 0 | 0 | 0 | 0 | 0 | 0 | 0 | 0 | 0 | 0 | 0 | 0 | 0 | 0 | 0 | 0 | 0 | 0
Residential_CZ3 - Single Family_New_Miscellaneous_Natural Gas_Pool Heater_E4_Baseline Forecast | Residential | CZ3 - Single Family | New | Miscellaneous | Natural Gas | Pool Heater | E4 | Condensing w/Imp. HX (EF 0.95) | Baseline Forecast | 0 | 0 | 0 | 0 | 0 | 0 | 0 | 0 | 0 | 0 | 0 | 0 | 0 | 0 | 0 | 0 | 0 | 0 | 0 | 0 | 0 | 0 | 0 | 0 | 0 | 0 | 0 | 0 | 0 | 0 | 0 | 0 | 0 | 0 | 0 | 0 | 0 | 0 | 0 | 0 | 0 | 0 | 0 | 0 | 0 | 0 | 0 | 0 | 0 | 0 | 0
Residential_CZ3 - Single Family_New_Miscellaneous_Natural Gas_Pool Heater_E5_Baseline Forecast | Residential | CZ3 - Single Family | New | Miscellaneous | Natural Gas | Pool Heater | E5 |  | Baseline Forecast | 0 | 0 | 0 | 0 | 0 | 0 | 0 | 0 | 0 | 0 | 0 | 0 | 0 | 0 | 0 | 0 | 0 | 0 | 0 | 0 | 0 | 0 | 0 | 0 | 0 | 0 | 0 | 0 | 0 | 0 | 0 | 0 | 0 | 0 | 0 | 0 | 0 | 0 | 0 | 0 | 0 | 0 | 0 | 0 | 0 | 0 | 0 | 0 | 0 | 0 | 0
Residential_CZ3 - Single Family_New_Miscellaneous_Natural Gas_Pool Heater_E6_Baseline Forecast | Residential | CZ3 - Single Family | New | Miscellaneous | Natural Gas | Pool Heater | E6 |  | Baseline Forecast | 0 | 0 | 0 | 0 | 0 | 0 | 0 | 0 | 0 | 0 | 0 | 0 | 0 | 0 | 0 | 0 | 0 | 0 | 0 | 0 | 0 | 0 | 0 | 0 | 0 | 0 | 0 | 0 | 0 | 0 | 0 | 0 | 0 | 0 | 0 | 0 | 0 | 0 | 0 | 0 | 0 | 0 | 0 | 0 | 0 | 0 | 0 | 0 | 0 | 0 | 0
Residential_CZ3 - Single Family_New_Miscellaneous_Natural Gas_Pool Heater_E7_Baseline Forecast | Residential | CZ3 - Single Family | New | Miscellaneous | Natural Gas | Pool Heater | E7 |  | Baseline Forecast | 0 | 0 | 0 | 0 | 0 | 0 | 0 | 0 | 0 | 0 | 0 | 0 | 0 | 0 | 0 | 0 | 0 | 0 | 0 | 0 | 0 | 0 | 0 | 0 | 0 | 0 | 0 | 0 | 0 | 0 | 0 | 0 | 0 | 0 | 0 | 0 | 0 | 0 | 0 | 0 | 0 | 0 | 0 | 0 | 0 | 0 | 0 | 0 | 0 | 0 | 0
Residential_CZ3 - Single Family_New_Miscellaneous_Natural Gas_Pool Heater_E8_Baseline Forecast | Residential | CZ3 - Single Family | New | Miscellaneous | Natural Gas | Pool Heater | E8 |  | Baseline Forecast | 0 | 0 | 0 | 0 | 0 | 0 | 0 | 0 | 0 | 0 | 0 | 0 | 0 | 0 | 0 | 0 | 0 | 0 | 0 | 0 | 0 | 0 | 0 | 0 | 0 | 0 | 0 | 0 | 0 | 0 | 0 | 0 | 0 | 0 | 0 | 0 | 0 | 0 | 0 | 0 | 0 | 0 | 0 | 0 | 0 | 0 | 0 | 0 | 0 | 0 | 0
Residential_CZ3 - Single Family_New_Miscellaneous_Natural Gas_Pool Heater_E9_Baseline Forecast | Residential | CZ3 - Single Family | New | Miscellaneous | Natural Gas | Pool Heater | E9 |  | Baseline Forecast | 0 | 0 | 0 | 0 | 0 | 0 | 0 | 0 | 0 | 0 | 0 | 0 | 0 | 0 | 0 | 0 | 0 | 0 | 0 | 0 | 0 | 0 | 0 | 0 | 0 | 0 | 0 | 0 | 0 | 0 | 0 | 0 | 0 | 0 | 0 | 0 | 0 | 0 | 0 | 0 | 0 | 0 | 0 | 0 | 0 | 0 | 0 | 0 | 0 | 0 | 0
Residential_CZ3 - Single Family_New_Miscellaneous_Natural Gas_Pool Heater_E10_Baseline Forecast | Residential | CZ3 - Single Family | New | Miscellaneous | Natural Gas | Pool Heater | E10 |  | Baseline Forecast | 0 | 0 | 0 | 0 | 0 | 0 | 0 | 0 | 0 | 0 | 0 | 0 | 0 | 0 | 0 | 0 | 0 | 0 | 0 | 0 | 0 | 0 | 0 | 0 | 0 | 0 | 0 | 0 | 0 | 0 | 0 | 0 | 0 | 0 | 0 | 0 | 0 | 0 | 0 | 0 | 0 | 0 | 0 | 0 | 0 | 0 | 0 | 0 | 0 | 0 | 0
Residential_CZ3 - Single Family_New_Miscellaneous_Natural Gas_Pool Heater_Vintage_Baseline Forecast | Residential | CZ3 - Single Family | New | Miscellaneous | Natural Gas | Pool Heater | Vintage | Vintage | Baseline Forecast | 0 | 0 | 0 | 0 | 0 | 0 | 0 | 0 | 0 | 0 | 0 | 0 | 0 | 0 | 0 | 0 | 0 | 0 | 0 | 0 | 0 | 0 | 0 | 0 | 0 | 0 | 0 | 0 | 0 | 0 | 0 | 0 | 0 | 0 | 0 | 0 | 0 | 0 | 0 | 0 | 0 | 0 | 0 | 0 | 0 | 0 | 0 | 0 | 0 | 0 | 0
Residential_CZ3 - Single Family_New_Miscellaneous_Natural Gas_Miscellaneous_E1_Baseline Forecast | Residential | CZ3 - Single Family | New | Miscellaneous | Natural Gas | Miscellaneous | E1 | Default | Baseline Forecast | 0 | 2163.1338 | 4326.1213 | 5492.5554 | 6630.9535 | 7765.2621 | 8894.8253 | 10022.4221 | 11138.9582 | 12245.7995 | 13344.4674 | 14434.7719 | 15514.5321 | 16581.3227 | 17636.3637 | 18676.5524 | 19707.7098 | 20727.0563 | 21734.5927 | 22731.9574 | 23718.2452 | 24602.5638 | 0 | 0 | 0 | 0 | 0 | 0 | 0 | 0 | 0 | 0 | 0 | 0 | 0 | 0 | 0 | 0 | 0 | 0 | 0 | 0 | 0 | 0 | 0 | 0 | 0 | 0 | 0 | 0 | 0
Residential_CZ3 - Single Family_New_Miscellaneous_Natural Gas_Miscellaneous_E2_Baseline Forecast | Residential | CZ3 - Single Family | New | Miscellaneous | Natural Gas | Miscellaneous | E2 |  | Baseline Forecast | 0 | 0 | 0 | 0 | 0 | 0 | 0 | 0 | 0 | 0 | 0 | 0 | 0 | 0 | 0 | 0 | 0 | 0 | 0 | 0 | 0 | 0 | 0 | 0 | 0 | 0 | 0 | 0 | 0 | 0 | 0 | 0 | 0 | 0 | 0 | 0 | 0 | 0 | 0 | 0 | 0 | 0 | 0 | 0 | 0 | 0 | 0 | 0 | 0 | 0 | 0
Residential_CZ3 - Single Family_New_Miscellaneous_Natural Gas_Miscellaneous_E3_Baseline Forecast | Residential | CZ3 - Single Family | New | Miscellaneous | Natural Gas | Miscellaneous | E3 |  | Baseline Forecast | 0 | 0 | 0 | 0 | 0 | 0 | 0 | 0 | 0 | 0 | 0 | 0 | 0 | 0 | 0 | 0 | 0 | 0 | 0 | 0 | 0 | 0 | 0 | 0 | 0 | 0 | 0 | 0 | 0 | 0 | 0 | 0 | 0 | 0 | 0 | 0 | 0 | 0 | 0 | 0 | 0 | 0 | 0 | 0 | 0 | 0 | 0 | 0 | 0 | 0 | 0
Residential_CZ3 - Single Family_New_Miscellaneous_Natural Gas_Miscellaneous_E4_Baseline Forecast | Residential | CZ3 - Single Family | New | Miscellaneous | Natural Gas | Miscellaneous | E4 |  | Baseline Forecast | 0 | 0 | 0 | 0 | 0 | 0 | 0 | 0 | 0 | 0 | 0 | 0 | 0 | 0 | 0 | 0 | 0 | 0 | 0 | 0 | 0 | 0 | 0 | 0 | 0 | 0 | 0 | 0 | 0 | 0 | 0 | 0 | 0 | 0 | 0 | 0 | 0 | 0 | 0 | 0 | 0 | 0 | 0 | 0 | 0 | 0 | 0 | 0 | 0 | 0 | 0
Residential_CZ3 - Single Family_New_Miscellaneous_Natural Gas_Miscellaneous_E5_Baseline Forecast | Residential | CZ3 - Single Family | New | Miscellaneous | Natural Gas | Miscellaneous | E5 |  | Baseline Forecast | 0 | 0 | 0 | 0 | 0 | 0 | 0 | 0 | 0 | 0 | 0 | 0 | 0 | 0 | 0 | 0 | 0 | 0 | 0 | 0 | 0 | 0 | 0 | 0 | 0 | 0 | 0 | 0 | 0 | 0 | 0 | 0 | 0 | 0 | 0 | 0 | 0 | 0 | 0 | 0 | 0 | 0 | 0 | 0 | 0 | 0 | 0 | 0 | 0 | 0 | 0
Residential_CZ3 - Single Family_New_Miscellaneous_Natural Gas_Miscellaneous_E6_Baseline Forecast | Residential | CZ3 - Single Family | New | Miscellaneous | Natural Gas | Miscellaneous | E6 |  | Baseline Forecast | 0 | 0 | 0 | 0 | 0 | 0 | 0 | 0 | 0 | 0 | 0 | 0 | 0 | 0 | 0 | 0 | 0 | 0 | 0 | 0 | 0 | 0 | 0 | 0 | 0 | 0 | 0 | 0 | 0 | 0 | 0 | 0 | 0 | 0 | 0 | 0 | 0 | 0 | 0 | 0 | 0 | 0 | 0 | 0 | 0 | 0 | 0 | 0 | 0 | 0 | 0
Residential_CZ3 - Single Family_New_Miscellaneous_Natural Gas_Miscellaneous_E7_Baseline Forecast | Residential | CZ3 - Single Family | New | Miscellaneous | Natural Gas | Miscellaneous | E7 |  | Baseline Forecast | 0 | 0 | 0 | 0 | 0 | 0 | 0 | 0 | 0 | 0 | 0 | 0 | 0 | 0 | 0 | 0 | 0 | 0 | 0 | 0 | 0 | 0 | 0 | 0 | 0 | 0 | 0 | 0 | 0 | 0 | 0 | 0 | 0 | 0 | 0 | 0 | 0 | 0 | 0 | 0 | 0 | 0 | 0 | 0 | 0 | 0 | 0 | 0 | 0 | 0 | 0
Residential_CZ3 - Single Family_New_Miscellaneous_Natural Gas_Miscellaneous_E8_Baseline Forecast | Residential | CZ3 - Single Family | New | Miscellaneous | Natural Gas | Miscellaneous | E8 |  | Baseline Forecast | 0 | 0 | 0 | 0 | 0 | 0 | 0 | 0 | 0 | 0 | 0 | 0 | 0 | 0 | 0 | 0 | 0 | 0 | 0 | 0 | 0 | 0 | 0 | 0 | 0 | 0 | 0 | 0 | 0 | 0 | 0 | 0 | 0 | 0 | 0 | 0 | 0 | 0 | 0 | 0 | 0 | 0 | 0 | 0 | 0 | 0 | 0 | 0 | 0 | 0 | 0
Residential_CZ3 - Single Family_New_Miscellaneous_Natural Gas_Miscellaneous_E9_Baseline Forecast | Residential | CZ3 - Single Family | New | Miscellaneous | Natural Gas | Miscellaneous | E9 |  | Baseline Forecast | 0 | 0 | 0 | 0 | 0 | 0 | 0 | 0 | 0 | 0 | 0 | 0 | 0 | 0 | 0 | 0 | 0 | 0 | 0 | 0 | 0 | 0 | 0 | 0 | 0 | 0 | 0 | 0 | 0 | 0 | 0 | 0 | 0 | 0 | 0 | 0 | 0 | 0 | 0 | 0 | 0 | 0 | 0 | 0 | 0 | 0 | 0 | 0 | 0 | 0 | 0
Residential_CZ3 - Single Family_New_Miscellaneous_Natural Gas_Miscellaneous_E10_Baseline Forecast | Residential | CZ3 - Single Family | New | Miscellaneous | Natural Gas | Miscellaneous | E10 |  | Baseline Forecast | 0 | 0 | 0 | 0 | 0 | 0 | 0 | 0 | 0 | 0 | 0 | 0 | 0 | 0 | 0 | 0 | 0 | 0 | 0 | 0 | 0 | 0 | 0 | 0 | 0 | 0 | 0 | 0 | 0 | 0 | 0 | 0 | 0 | 0 | 0 | 0 | 0 | 0 | 0 | 0 | 0 | 0 | 0 | 0 | 0 | 0 | 0 | 0 | 0 | 0 | 0
Residential_CZ3 - Single Family_New_Miscellaneous_Natural Gas_Miscellaneous_Vintage_Baseline Forecast | Residential | CZ3 - Single Family | New | Miscellaneous | Natural Gas | Miscellaneous | Vintage | Vintage | Baseline Forecast | 0 | 0 | 0 | 0 | 0 | 0 | 0 | 0 | 0 | 0 | 0 | 0 | 0 | 0 | 0 | 0 | 0 | 0 | 0 | 0 | 0 | 0 | 0 | 0 | 0 | 0 | 0 | 0 | 0 | 0 | 0 | 0 | 0 | 0 | 0 | 0 | 0 | 0 | 0 | 0 | 0 | 0 | 0 | 0 | 0 | 0 | 0 | 0 | 0 | 0 | 0
Residential_CZ3 - Multi Family_Existing_Space Heating_Natural Gas_Furnace - Direct Fuel_E1_Baseline Forecast | Residential | CZ3 - Multi Family | Existing | Space Heating | Natural Gas | Furnace - Direct Fuel | E1 | AFUE 80% | Baseline Forecast | 0 | 312.9962 | 619.4309 | 919.3745 | 1212.9153 | 1208.0636 | 1203.2313 | 1198.4184 | 1193.6247 | 1188.8502 | 1184.0948 | 1179.3585 | 1157.0236 | 1118.5621 | 1065.3498 | 998.6715 | 936.1664 | 877.5734 | 822.6476 | 771.1595 | 722.894 | 677.6494 | 0 | 0 | 0 | 0 | 0 | 0 | 0 | 0 | 0 | 0 | 0 | 0 | 0 | 0 | 0 | 0 | 0 | 0 | 0 | 0 | 0 | 0 | 0 | 0 | 0 | 0 | 0 | 0 | 0
Residential_CZ3 - Multi Family_Existing_Space Heating_Natural Gas_Furnace - Direct Fuel_E2_Baseline Forecast | Residential | CZ3 - Multi Family | Existing | Space Heating | Natural Gas | Furnace - Direct Fuel | E2 | AFUE 90% | Baseline Forecast | 0 | 181.898 | 357.8203 | 528.2665 | 693.7056 | 690.9308 | 688.1671 | 685.4144 | 682.6728 | 679.9421 | 677.2223 | 674.5134 | 661.577 | 639.3901 | 608.8406 | 570.7343 | 535.0131 | 501.5275 | 470.1378 | 440.7127 | 413.1293 | 387.2723 | 0 | 0 | 0 | 0 | 0 | 0 | 0 | 0 | 0 | 0 | 0 | 0 | 0 | 0 | 0 | 0 | 0 | 0 | 0 | 0 | 0 | 0 | 0 | 0 | 0 | 0 | 0 | 0 | 0
Residential_CZ3 - Multi Family_Existing_Space Heating_Natural Gas_Furnace - Direct Fuel_E3_Baseline Forecast | Residential | CZ3 - Multi Family | Existing | Space Heating | Natural Gas | Furnace - Direct Fuel | E3 | AFUE 92% | Baseline Forecast | 0 | 40.277 | 79.2758 | 117.0959 | 153.8328 | 645.0914 | 1124.7166 | 1589.6123 | 2040.6049 | 2478.448 | 2902.4197 | 3314.6134 | 3726.1185 | 4136.3963 | 4545.0007 | 4951.3868 | 5329.166 | 5680.0873 | 6005.8533 | 6308.0604 | 6588.2945 | 6847.9974 | 0 | 0 | 0 | 0 | 0 | 0 | 0 | 0 | 0 | 0 | 0 | 0 | 0 | 0 | 0 | 0 | 0 | 0 | 0 | 0 | 0 | 0 | 0 | 0 | 0 | 0 | 0 | 0 | 0
Residential_CZ3 - Multi Family_Existing_Space Heating_Natural Gas_Furnace - Direct Fuel_E4_Baseline Forecast | Residential | CZ3 - Multi Family | Existing | Space Heating | Natural Gas | Furnace - Direct Fuel | E4 | AFUE 95% | Baseline Forecast | 0 | 32.2216 | 63.4206 | 93.6767 | 123.0662 | 151.6277 | 179.5174 | 206.5234 | 232.6755 | 258.0411 | 283.8007 | 308.8593 | 332.4372 | 354.5618 | 375.39 | 395.045 | 413.6458 | 431.2951 | 448.0497 | 463.9564 | 479.0605 | 493.3651 | 0 | 0 | 0 | 0 | 0 | 0 | 0 | 0 | 0 | 0 | 0 | 0 | 0 | 0 | 0 | 0 | 0 | 0 | 0 | 0 | 0 | 0 | 0 | 0 | 0 | 0 | 0 | 0 | 0
Residential_CZ3 - Multi Family_Existing_Space Heating_Natural Gas_Furnace - Direct Fuel_E5_Baseline Forecast | Residential | CZ3 - Multi Family | Existing | Space Heating | Natural Gas | Furnace - Direct Fuel | E5 | AFUE 98% | Baseline Forecast | 0 | 8.0554 | 15.8552 | 23.4192 | 30.7666 | 37.9069 | 44.8793 | 51.6309 | 58.1689 | 64.5103 | 70.9502 | 77.2148 | 83.1093 | 88.6405 | 93.8475 | 98.7612 | 103.4114 | 107.8238 | 112.0124 | 115.9891 | 119.7651 | 123.3413 | 0 | 0 | 0 | 0 | 0 | 0 | 0 | 0 | 0 | 0 | 0 | 0 | 0 | 0 | 0 | 0 | 0 | 0 | 0 | 0 | 0 | 0 | 0 | 0 | 0 | 0 | 0 | 0 | 0
Residential_CZ3 - Multi Family_Existing_Space Heating_Natural Gas_Furnace - Direct Fuel_E6_Baseline Forecast | Residential | CZ3 - Multi Family | Existing | Space Heating | Natural Gas | Furnace - Direct Fuel | E6 | Convert to NG Heat Pump | Baseline Forecast | 0 | 3.6461 | 6.984 | 10.0328 | 12.784 | 15.4754 | 18.082 | 20.6015 | 23.0263 | 25.3217 | 27.4875 | 29.5064 | 31.4309 | 33.2349 | 34.7034 | 35.8225 | 36.8311 | 37.7436 | 38.5601 | 39.2878 | 39.8424 | 40.2388 | 0 | 0 | 0 | 0 | 0 | 0 | 0 | 0 | 0 | 0 | 0 | 0 | 0 | 0 | 0 | 0 | 0 | 0 | 0 | 0 | 0 | 0 | 0 | 0 | 0 | 0 | 0 | 0 | 0
Residential_CZ3 - Multi Family_Existing_Space Heating_Natural Gas_Furnace - Direct Fuel_E7_Baseline Forecast | Residential | CZ3 - Multi Family | Existing | Space Heating | Natural Gas | Furnace - Direct Fuel | E7 |  | Baseline Forecast | 0 | 0 | 0 | 0 | 0 | 0 | 0 | 0 | 0 | 0 | 0 | 0 | 0 | 0 | 0 | 0 | 0 | 0 | 0 | 0 | 0 | 0 | 0 | 0 | 0 | 0 | 0 | 0 | 0 | 0 | 0 | 0 | 0 | 0 | 0 | 0 | 0 | 0 | 0 | 0 | 0 | 0 | 0 | 0 | 0 | 0 | 0 | 0 | 0 | 0 | 0
Residential_CZ3 - Multi Family_Existing_Space Heating_Natural Gas_Furnace - Direct Fuel_E8_Baseline Forecast | Residential | CZ3 - Multi Family | Existing | Space Heating | Natural Gas | Furnace - Direct Fuel | E8 |  | Baseline Forecast | 0 | 0 | 0 | 0 | 0 | 0 | 0 | 0 | 0 | 0 | 0 | 0 | 0 | 0 | 0 | 0 | 0 | 0 | 0 | 0 | 0 | 0 | 0 | 0 | 0 | 0 | 0 | 0 | 0 | 0 | 0 | 0 | 0 | 0 | 0 | 0 | 0 | 0 | 0 | 0 | 0 | 0 | 0 | 0 | 0 | 0 | 0 | 0 | 0 | 0 | 0
Residential_CZ3 - Multi Family_Existing_Space Heating_Natural Gas_Furnace - Direct Fuel_E9_Baseline Forecast | Residential | CZ3 - Multi Family | Existing | Space Heating | Natural Gas | Furnace - Direct Fuel | E9 |  | Baseline Forecast | 0 | 0 | 0 | 0 | 0 | 0 | 0 | 0 | 0 | 0 | 0 | 0 | 0 | 0 | 0 | 0 | 0 | 0 | 0 | 0 | 0 | 0 | 0 | 0 | 0 | 0 | 0 | 0 | 0 | 0 | 0 | 0 | 0 | 0 | 0 | 0 | 0 | 0 | 0 | 0 | 0 | 0 | 0 | 0 | 0 | 0 | 0 | 0 | 0 | 0 | 0
Residential_CZ3 - Multi Family_Existing_Space Heating_Natural Gas_Furnace - Direct Fuel_E10_Baseline Forecast | Residential | CZ3 - Multi Family | Existing | Space Heating | Natural Gas | Furnace - Direct Fuel | E10 |  | Baseline Forecast | 0 | 0 | 0 | 0 | 0 | 0 | 0 | 0 | 0 | 0 | 0 | 0 | 0 | 0 | 0 | 0 | 0 | 0 | 0 | 0 | 0 | 0 | 0 | 0 | 0 | 0 | 0 | 0 | 0 | 0 | 0 | 0 | 0 | 0 | 0 | 0 | 0 | 0 | 0 | 0 | 0 | 0 | 0 | 0 | 0 | 0 | 0 | 0 | 0 | 0 | 0
Residential_CZ3 - Multi Family_Existing_Space Heating_Natural Gas_Furnace - Direct Fuel_Vintage_Baseline Forecast | Residential | CZ3 - Multi Family | Existing | Space Heating | Natural Gas | Furnace - Direct Fuel | Vintage | Vintage | Baseline Forecast | 13505.3504 | 12872.2348 | 12254.7369 | 11652.0679 | 11063.4874 | 10488.2998 | 9925.8524 | 9379.5074 | 8848.4083 | 8331.7514 | 7828.7821 | 7338.7924 | 6879.4704 | 6448.8965 | 6045.2714 | 5666.9085 | 5312.2267 | 4979.7438 | 4668.0705 | 4375.9042 | 4102.0241 | 3845.2856 | 0 | 0 | 0 | 0 | 0 | 0 | 0 | 0 | 0 | 0 | 0 | 0 | 0 | 0 | 0 | 0 | 0 | 0 | 0 | 0 | 0 | 0 | 0 | 0 | 0 | 0 | 0 | 0 | 0
Residential_CZ3 - Multi Family_Existing_Space Heating_Natural Gas_Boiler - Direct Fuel_E1_Baseline Forecast | Residential | CZ3 - Multi Family | Existing | Space Heating | Natural Gas | Boiler - Direct Fuel | E1 | AFUE 82% | Baseline Forecast | 0 | 1.3809 | 1.3754 | 1.3699 | 1.3644 | 1.3589 | 1.3535 | 1.3481 | 1.3427 | 1.3373 | 1.332 | 1.3266 | 1.2584 | 1.1937 | 1.1323 | 1.0741 | 1.0188 | 0.96643 | 0.91672 | 0.86958 | 0.82486 | 0.78244 | 0 | 0 | 0 | 0 | 0 | 0 | 0 | 0 | 0 | 0 | 0 | 0 | 0 | 0 | 0 | 0 | 0 | 0 | 0 | 0 | 0 | 0 | 0 | 0 | 0 | 0 | 0 | 0 | 0
Residential_CZ3 - Multi Family_Existing_Space Heating_Natural Gas_Boiler - Direct Fuel_E2_Baseline Forecast | Residential | CZ3 - Multi Family | Existing | Space Heating | Natural Gas | Boiler - Direct Fuel | E2 | AFUE 84% | Baseline Forecast | 0 | 0 | 1.1207 | 2.2261 | 3.3164 | 4.3921 | 5.4523 | 6.4898 | 7.506 | 8.5014 | 9.47 | 10.42 | 11.3667 | 12.2591 | 13.0997 | 13.8911 | 14.6358 | 15.3358 | 15.993 | 16.6092 | 17.1861 | 17.7255 | 0 | 0 | 0 | 0 | 0 | 0 | 0 | 0 | 0 | 0 | 0 | 0 | 0 | 0 | 0 | 0 | 0 | 0 | 0 | 0 | 0 | 0 | 0 | 0 | 0 | 0 | 0 | 0 | 0
Residential_CZ3 - Multi Family_Existing_Space Heating_Natural Gas_Boiler - Direct Fuel_E3_Baseline Forecast | Residential | CZ3 - Multi Family | Existing | Space Heating | Natural Gas | Boiler - Direct Fuel | E3 | AFUE 85% | Baseline Forecast | 0 | 1.0681 | 2.226 | 3.3658 | 4.4883 | 5.5939 | 6.6836 | 7.7496 | 8.7928 | 9.8142 | 10.8099 | 11.7851 | 12.7075 | 13.5755 | 14.3919 | 15.1598 | 15.8816 | 16.5596 | 17.1964 | 17.7944 | 18.3555 | 18.882 | 0 | 0 | 0 | 0 | 0 | 0 | 0 | 0 | 0 | 0 | 0 | 0 | 0 | 0 | 0 | 0 | 0 | 0 | 0 | 0 | 0 | 0 | 0 | 0 | 0 | 0 | 0 | 0 | 0
Residential_CZ3 - Multi Family_Existing_Space Heating_Natural Gas_Boiler - Direct Fuel_E4_Baseline Forecast | Residential | CZ3 - Multi Family | Existing | Space Heating | Natural Gas | Boiler - Direct Fuel | E4 | AFUE 90% | Baseline Forecast | 0 | 1.0681 | 2.226 | 3.3658 | 4.4883 | 5.5939 | 6.6836 | 7.7496 | 8.7928 | 9.8142 | 10.8099 | 11.7851 | 12.7075 | 13.5755 | 14.3919 | 15.1598 | 15.8816 | 16.5596 | 17.1964 | 17.7944 | 18.3555 | 18.882 | 0 | 0 | 0 | 0 | 0 | 0 | 0 | 0 | 0 | 0 | 0 | 0 | 0 | 0 | 0 | 0 | 0 | 0 | 0 | 0 | 0 | 0 | 0 | 0 | 0 | 0 | 0 | 0 | 0
Residential_CZ3 - Multi Family_Existing_Space Heating_Natural Gas_Boiler - Direct Fuel_E5_Baseline Forecast | Residential | CZ3 - Multi Family | Existing | Space Heating | Natural Gas | Boiler - Direct Fuel | E5 | AFUE 95% | Baseline Forecast | 0 | 0.22083 | 0.45965 | 0.69432 | 0.92508 | 1.1519 | 1.3755 | 1.5943 | 1.8081 | 2.0174 | 2.2331 | 2.4446 | 2.647 | 2.8387 | 3.0202 | 3.1918 | 3.3543 | 3.5082 | 3.6541 | 3.7923 | 3.9236 | 4.048 | 0 | 0 | 0 | 0 | 0 | 0 | 0 | 0 | 0 | 0 | 0 | 0 | 0 | 0 | 0 | 0 | 0 | 0 | 0 | 0 | 0 | 0 | 0 | 0 | 0 | 0 | 0 | 0 | 0
Residential_CZ3 - Multi Family_Existing_Space Heating_Natural Gas_Boiler - Direct Fuel_E6_Baseline Forecast | Residential | CZ3 - Multi Family | Existing | Space Heating | Natural Gas | Boiler - Direct Fuel | E6 | AFUE 96% | Baseline Forecast | 0 | 0.10877 | 0.2264 | 0.34198 | 0.45564 | 0.56737 | 0.6775 | 0.78523 | 0.89056 | 0.99366 | 1.0999 | 1.204 | 1.3038 | 1.3982 | 1.4875 | 1.5721 | 1.6521 | 1.7279 | 1.7998 | 1.8679 | 1.9325 | 1.9938 | 0 | 0 | 0 | 0 | 0 | 0 | 0 | 0 | 0 | 0 | 0 | 0 | 0 | 0 | 0 | 0 | 0 | 0 | 0 | 0 | 0 | 0 | 0 | 0 | 0 | 0 | 0 | 0 | 0
Residential_CZ3 - Multi Family_Existing_Space Heating_Natural Gas_Boiler - Direct Fuel_E7_Baseline Forecast | Residential | CZ3 - Multi Family | Existing | Space Heating | Natural Gas | Boiler - Direct Fuel | E7 | Convert to NG Heat Pump | Baseline Forecast | 0 | 0 | 0 | 0 | 0 | 0 | 0 | 0 | 0 | 0 | 0 | 0 | 0 | 0 | 0 | 0 | 0 | 0 | 0 | 0 | 0 | 0 | 0 | 0 | 0 | 0 | 0 | 0 | 0 | 0 | 0 | 0 | 0 | 0 | 0 | 0 | 0 | 0 | 0 | 0 | 0 | 0 | 0 | 0 | 0 | 0 | 0 | 0 | 0 | 0 | 0
Residential_CZ3 - Multi Family_Existing_Space Heating_Natural Gas_Boiler - Direct Fuel_E8_Baseline Forecast | Residential | CZ3 - Multi Family | Existing | Space Heating | Natural Gas | Boiler - Direct Fuel | E8 |  | Baseline Forecast | 0 | 0 | 0 | 0 | 0 | 0 | 0 | 0 | 0 | 0 | 0 | 0 | 0 | 0 | 0 | 0 | 0 | 0 | 0 | 0 | 0 | 0 | 0 | 0 | 0 | 0 | 0 | 0 | 0 | 0 | 0 | 0 | 0 | 0 | 0 | 0 | 0 | 0 | 0 | 0 | 0 | 0 | 0 | 0 | 0 | 0 | 0 | 0 | 0 | 0 | 0
Residential_CZ3 - Multi Family_Existing_Space Heating_Natural Gas_Boiler - Direct Fuel_E9_Baseline Forecast | Residential | CZ3 - Multi Family | Existing | Space Heating | Natural Gas | Boiler - Direct Fuel | E9 |  | Baseline Forecast | 0 | 0 | 0 | 0 | 0 | 0 | 0 | 0 | 0 | 0 | 0 | 0 | 0 | 0 | 0 | 0 | 0 | 0 | 0 | 0 | 0 | 0 | 0 | 0 | 0 | 0 | 0 | 0 | 0 | 0 | 0 | 0 | 0 | 0 | 0 | 0 | 0 | 0 | 0 | 0 | 0 | 0 | 0 | 0 | 0 | 0 | 0 | 0 | 0 | 0 | 0
Residential_CZ3 - Multi Family_Existing_Space Heating_Natural Gas_Boiler - Direct Fuel_E10_Baseline Forecast | Residential | CZ3 - Multi Family | Existing | Space Heating | Natural Gas | Boiler - Direct Fuel | E10 |  | Baseline Forecast | 0 | 0 | 0 | 0 | 0 | 0 | 0 | 0 | 0 | 0 | 0 | 0 | 0 | 0 | 0 | 0 | 0 | 0 | 0 | 0 | 0 | 0 | 0 | 0 | 0 | 0 | 0 | 0 | 0 | 0 | 0 | 0 | 0 | 0 | 0 | 0 | 0 | 0 | 0 | 0 | 0 | 0 | 0 | 0 | 0 | 0 | 0 | 0 | 0 | 0 | 0
Residential_CZ3 - Multi Family_Existing_Space Heating_Natural Gas_Boiler - Direct Fuel_Vintage_Baseline Forecast | Residential | CZ3 - Multi Family | Existing | Space Heating | Natural Gas | Boiler - Direct Fuel | Vintage | Vintage | Baseline Forecast | 110.8198 | 106.5298 | 102.301 | 98.1314 | 94.0193 | 89.9629 | 85.9606 | 82.0373 | 78.1899 | 74.4154 | 70.7113 | 67.0747 | 63.6251 | 60.353 | 57.2491 | 54.3049 | 51.512 | 48.8629 | 46.3499 | 43.9662 | 41.7051 | 39.5602 | 0 | 0 | 0 | 0 | 0 | 0 | 0 | 0 | 0 | 0 | 0 | 0 | 0 | 0 | 0 | 0 | 0 | 0 | 0 | 0 | 0 | 0 | 0 | 0 | 0 | 0 | 0 | 0 | 0
Residential_CZ3 - Multi Family_Existing_Secondary Heating_Natural Gas_Fireplace_E1_Baseline Forecast | Residential | CZ3 - Multi Family | Existing | Secondary Heating | Natural Gas | Fireplace | E1 | Baseline (50% to 60% FE Rating) | Baseline Forecast | 0 | 87.5707 | 171.9203 | 253.3114 | 331.9822 | 408.1484 | 480.7424 | 550.0712 | 616.4129 | 680.0195 | 741.1194 | 804.636 | 870.2732 | 937.7633 | 1008.6865 | 1082.6375 | 1159.2494 | 1227.9021 | 1289.351 | 1344.28 | 1393.3084 | 1436.9969 | 0 | 0 | 0 | 0 | 0 | 0 | 0 | 0 | 0 | 0 | 0 | 0 | 0 | 0 | 0 | 0 | 0 | 0 | 0 | 0 | 0 | 0 | 0 | 0 | 0 | 0 | 0 | 0 | 0
Residential_CZ3 - Multi Family_Existing_Secondary Heating_Natural Gas_Fireplace_E2_Baseline Forecast | Residential | CZ3 - Multi Family | Existing | Secondary Heating | Natural Gas | Fireplace | E2 | Tier 1 (70% FE Rating) | Baseline Forecast | 0 | 0 | 0 | 0 | 0 | 0 | 0 | 0 | 0 | 0 | 0 | 0 | 0 | 0 | 0 | 0 | 0 | 0 | 0 | 0 | 0 | 0 | 0 | 0 | 0 | 0 | 0 | 0 | 0 | 0 | 0 | 0 | 0 | 0 | 0 | 0 | 0 | 0 | 0 | 0 | 0 | 0 | 0 | 0 | 0 | 0 | 0 | 0 | 0 | 0 | 0
Residential_CZ3 - Multi Family_Existing_Secondary Heating_Natural Gas_Fireplace_E3_Baseline Forecast | Residential | CZ3 - Multi Family | Existing | Secondary Heating | Natural Gas | Fireplace | E3 | Tier 2 (77%+ FE Rating) | Baseline Forecast | 0 | 0 | 0 | 0 | 0 | 0 | 0 | 0 | 0 | 0 | 0 | 0 | 0 | 0 | 0 | 0 | 0 | 0 | 0 | 0 | 0 | 0 | 0 | 0 | 0 | 0 | 0 | 0 | 0 | 0 | 0 | 0 | 0 | 0 | 0 | 0 | 0 | 0 | 0 | 0 | 0 | 0 | 0 | 0 | 0 | 0 | 0 | 0 | 0 | 0 | 0
Residential_CZ3 - Multi Family_Existing_Secondary Heating_Natural Gas_Fireplace_E4_Baseline Forecast | Residential | CZ3 - Multi Family | Existing | Secondary Heating | Natural Gas | Fireplace | E4 |  | Baseline Forecast | 0 | 0 | 0 | 0 | 0 | 0 | 0 | 0 | 0 | 0 | 0 | 0 | 0 | 0 | 0 | 0 | 0 | 0 | 0 | 0 | 0 | 0 | 0 | 0 | 0 | 0 | 0 | 0 | 0 | 0 | 0 | 0 | 0 | 0 | 0 | 0 | 0 | 0 | 0 | 0 | 0 | 0 | 0 | 0 | 0 | 0 | 0 | 0 | 0 | 0 | 0
Residential_CZ3 - Multi Family_Existing_Secondary Heating_Natural Gas_Fireplace_E5_Baseline Forecast | Residential | CZ3 - Multi Family | Existing | Secondary Heating | Natural Gas | Fireplace | E5 |  | Baseline Forecast | 0 | 0 | 0 | 0 | 0 | 0 | 0 | 0 | 0 | 0 | 0 | 0 | 0 | 0 | 0 | 0 | 0 | 0 | 0 | 0 | 0 | 0 | 0 | 0 | 0 | 0 | 0 | 0 | 0 | 0 | 0 | 0 | 0 | 0 | 0 | 0 | 0 | 0 | 0 | 0 | 0 | 0 | 0 | 0 | 0 | 0 | 0 | 0 | 0 | 0 | 0
Residential_CZ3 - Multi Family_Existing_Secondary Heating_Natural Gas_Fireplace_E6_Baseline Forecast | Residential | CZ3 - Multi Family | Existing | Secondary Heating | Natural Gas | Fireplace | E6 |  | Baseline Forecast | 0 | 0 | 0 | 0 | 0 | 0 | 0 | 0 | 0 | 0 | 0 | 0 | 0 | 0 | 0 | 0 | 0 | 0 | 0 | 0 | 0 | 0 | 0 | 0 | 0 | 0 | 0 | 0 | 0 | 0 | 0 | 0 | 0 | 0 | 0 | 0 | 0 | 0 | 0 | 0 | 0 | 0 | 0 | 0 | 0 | 0 | 0 | 0 | 0 | 0 | 0
Residential_CZ3 - Multi Family_Existing_Secondary Heating_Natural Gas_Fireplace_E7_Baseline Forecast | Residential | CZ3 - Multi Family | Existing | Secondary Heating | Natural Gas | Fireplace | E7 |  | Baseline Forecast | 0 | 0 | 0 | 0 | 0 | 0 | 0 | 0 | 0 | 0 | 0 | 0 | 0 | 0 | 0 | 0 | 0 | 0 | 0 | 0 | 0 | 0 | 0 | 0 | 0 | 0 | 0 | 0 | 0 | 0 | 0 | 0 | 0 | 0 | 0 | 0 | 0 | 0 | 0 | 0 | 0 | 0 | 0 | 0 | 0 | 0 | 0 | 0 | 0 | 0 | 0
Residential_CZ3 - Multi Family_Existing_Secondary Heating_Natural Gas_Fireplace_E8_Baseline Forecast | Residential | CZ3 - Multi Family | Existing | Secondary Heating | Natural Gas | Fireplace | E8 |  | Baseline Forecast | 0 | 0 | 0 | 0 | 0 | 0 | 0 | 0 | 0 | 0 | 0 | 0 | 0 | 0 | 0 | 0 | 0 | 0 | 0 | 0 | 0 | 0 | 0 | 0 | 0 | 0 | 0 | 0 | 0 | 0 | 0 | 0 | 0 | 0 | 0 | 0 | 0 | 0 | 0 | 0 | 0 | 0 | 0 | 0 | 0 | 0 | 0 | 0 | 0 | 0 | 0
Residential_CZ3 - Multi Family_Existing_Secondary Heating_Natural Gas_Fireplace_E9_Baseline Forecast | Residential | CZ3 - Multi Family | Existing | Secondary Heating | Natural Gas | Fireplace | E9 |  | Baseline Forecast | 0 | 0 | 0 | 0 | 0 | 0 | 0 | 0 | 0 | 0 | 0 | 0 | 0 | 0 | 0 | 0 | 0 | 0 | 0 | 0 | 0 | 0 | 0 | 0 | 0 | 0 | 0 | 0 | 0 | 0 | 0 | 0 | 0 | 0 | 0 | 0 | 0 | 0 | 0 | 0 | 0 | 0 | 0 | 0 | 0 | 0 | 0 | 0 | 0 | 0 | 0
Residential_CZ3 - Multi Family_Existing_Secondary Heating_Natural Gas_Fireplace_E10_Baseline Forecast | Residential | CZ3 - Multi Family | Existing | Secondary Heating | Natural Gas | Fireplace | E10 |  | Baseline Forecast | 0 | 0 | 0 | 0 | 0 | 0 | 0 | 0 | 0 | 0 | 0 | 0 | 0 | 0 | 0 | 0 | 0 | 0 | 0 | 0 | 0 | 0 | 0 | 0 | 0 | 0 | 0 | 0 | 0 | 0 | 0 | 0 | 0 | 0 | 0 | 0 | 0 | 0 | 0 | 0 | 0 | 0 | 0 | 0 | 0 | 0 | 0 | 0 | 0 | 0 | 0
Residential_CZ3 - Multi Family_Existing_Secondary Heating_Natural Gas_Fireplace_Vintage_Baseline Forecast | Residential | CZ3 - Multi Family | Existing | Secondary Heating | Natural Gas | Fireplace | Vintage | Vintage | Baseline Forecast | 2099.0577 | 2003.0908 | 1910.3786 | 1820.6583 | 1733.6916 | 1649.2627 | 1568.439 | 1490.9135 | 1416.4079 | 1344.67 | 1275.4713 | 1203.8883 | 1130.2171 | 1054.725 | 975.8318 | 893.9428 | 809.4246 | 732.8972 | 663.6051 | 600.8642 | 544.0552 | 492.6173 | 0 | 0 | 0 | 0 | 0 | 0 | 0 | 0 | 0 | 0 | 0 | 0 | 0 | 0 | 0 | 0 | 0 | 0 | 0 | 0 | 0 | 0 | 0 | 0 | 0 | 0 | 0 | 0 | 0
Residential_CZ3 - Multi Family_Existing_Water Heating_Natural Gas_Water Heater <= 55 gal._E1_Baseline Forecast | Residential | CZ3 - Multi Family | Existing | Water Heating | Natural Gas | Water Heater <= 55 gal. | E1 | Baseline (UEF 0.58) | Baseline Forecast | 0 | 86.5545 | 175.1385 | 265.2307 | 356.3674 | 448.4254 | 539.8124 | 629.3299 | 717.3974 | 803.9938 | 884.5705 | 964.0712 | 1030.0197 | 1084.5828 | 1129.3077 | 1165.5757 | 1194.5223 | 1217.304 | 1234.8949 | 1246.8203 | 1254.886 | 1260.3389 | 0 | 0 | 0 | 0 | 0 | 0 | 0 | 0 | 0 | 0 | 0 | 0 | 0 | 0 | 0 | 0 | 0 | 0 | 0 | 0 | 0 | 0 | 0 | 0 | 0 | 0 | 0 | 0 | 0
Residential_CZ3 - Multi Family_Existing_Water Heating_Natural Gas_Water Heater <= 55 gal._E2_Baseline Forecast | Residential | CZ3 - Multi Family | Existing | Water Heating | Natural Gas | Water Heater <= 55 gal. | E2 | ENERGY STAR (UEF 0.64) | Baseline Forecast | 0 | 401.8368 | 806.4053 | 1212.9145 | 1620.7083 | 2028.9589 | 2438.4517 | 2841.9304 | 3239.5933 | 3631.989 | 4024.1228 | 4411.4413 | 4739.2833 | 5016.1834 | 5249.7323 | 5446.3476 | 5611.5529 | 5749.8766 | 5865.1956 | 5962.1297 | 6042.4091 | 6107.8056 | 0 | 0 | 0 | 0 | 0 | 0 | 0 | 0 | 0 | 0 | 0 | 0 | 0 | 0 | 0 | 0 | 0 | 0 | 0 | 0 | 0 | 0 | 0 | 0 | 0 | 0 | 0 | 0 | 0
Residential_CZ3 - Multi Family_Existing_Water Heating_Natural Gas_Water Heater <= 55 gal._E3_Baseline Forecast | Residential | CZ3 - Multi Family | Existing | Water Heating | Natural Gas | Water Heater <= 55 gal. | E3 | Condensing (UEF 0.81) | Baseline Forecast | 0 | 20.349 | 40.8971 | 61.5876 | 82.3757 | 103.222 | 124.0915 | 144.6328 | 164.87 | 184.8272 | 204.5217 | 223.9714 | 240.3786 | 254.1896 | 265.7839 | 275.4869 | 283.576 | 290.2876 | 295.8256 | 300.3607 | 304.0409 | 306.9927 | 0 | 0 | 0 | 0 | 0 | 0 | 0 | 0 | 0 | 0 | 0 | 0 | 0 | 0 | 0 | 0 | 0 | 0 | 0 | 0 | 0 | 0 | 0 | 0 | 0 | 0 | 0 | 0 | 0
Residential_CZ3 - Multi Family_Existing_Water Heating_Natural Gas_Water Heater <= 55 gal._E4_Baseline Forecast | Residential | CZ3 - Multi Family | Existing | Water Heating | Natural Gas | Water Heater <= 55 gal. | E4 | Instantaneous - ENERGY STAR (UEF 0.87) | Baseline Forecast | 0 | 0 | 0 | 0 | 0 | 0 | 0 | 0 | 0 | 0 | 0 | 0 | 0 | 0 | 0 | 0 | 0 | 0 | 0 | 0 | 0 | 0 | 0 | 0 | 0 | 0 | 0 | 0 | 0 | 0 | 0 | 0 | 0 | 0 | 0 | 0 | 0 | 0 | 0 | 0 | 0 | 0 | 0 | 0 | 0 | 0 | 0 | 0 | 0 | 0 | 0
Residential_CZ3 - Multi Family_Existing_Water Heating_Natural Gas_Water Heater <= 55 gal._E5_Baseline Forecast | Residential | CZ3 - Multi Family | Existing | Water Heating | Natural Gas | Water Heater <= 55 gal. | E5 | Instantaneous - Condensing (UEF 0.92) | Baseline Forecast | 0 | 0 | 0 | 0 | 0 | 0 | 0 | 0 | 0 | 0 | 0 | 0 | 0 | 0 | 0 | 0 | 0 | 0 | 0 | 0 | 0 | 0 | 0 | 0 | 0 | 0 | 0 | 0 | 0 | 0 | 0 | 0 | 0 | 0 | 0 | 0 | 0 | 0 | 0 | 0 | 0 | 0 | 0 | 0 | 0 | 0 | 0 | 0 | 0 | 0 | 0
Residential_CZ3 - Multi Family_Existing_Water Heating_Natural Gas_Water Heater <= 55 gal._E6_Baseline Forecast | Residential | CZ3 - Multi Family | Existing | Water Heating | Natural Gas | Water Heater <= 55 gal. | E6 | NEEA Gas-Fired Absorption HPWH (EF 1.2) | Baseline Forecast | 0 | 0 | 0 | 0 | 0 | 0 | 0 | 0 | 0 | 0 | 0 | 0 | 0 | 0 | 0 | 0 | 0 | 0 | 0 | 0 | 0 | 0 | 0 | 0 | 0 | 0 | 0 | 0 | 0 | 0 | 0 | 0 | 0 | 0 | 0 | 0 | 0 | 0 | 0 | 0 | 0 | 0 | 0 | 0 | 0 | 0 | 0 | 0 | 0 | 0 | 0
Residential_CZ3 - Multi Family_Existing_Water Heating_Natural Gas_Water Heater <= 55 gal._E7_Baseline Forecast | Residential | CZ3 - Multi Family | Existing | Water Heating | Natural Gas | Water Heater <= 55 gal. | E7 | NEEA Gas-Fired Absorption HPWH (EF 1.7) | Baseline Forecast | 0 | 0 | 0 | 0 | 0 | 0 | 0 | 0 | 0 | 0 | 0 | 0 | 0 | 0 | 0 | 0 | 0 | 0 | 0 | 0 | 0 | 0 | 0 | 0 | 0 | 0 | 0 | 0 | 0 | 0 | 0 | 0 | 0 | 0 | 0 | 0 | 0 | 0 | 0 | 0 | 0 | 0 | 0 | 0 | 0 | 0 | 0 | 0 | 0 | 0 | 0
Residential_CZ3 - Multi Family_Existing_Water Heating_Natural Gas_Water Heater <= 55 gal._E8_Baseline Forecast | Residential | CZ3 - Multi Family | Existing | Water Heating | Natural Gas | Water Heater <= 55 gal. | E8 |  | Baseline Forecast | 0 | 0 | 0 | 0 | 0 | 0 | 0 | 0 | 0 | 0 | 0 | 0 | 0 | 0 | 0 | 0 | 0 | 0 | 0 | 0 | 0 | 0 | 0 | 0 | 0 | 0 | 0 | 0 | 0 | 0 | 0 | 0 | 0 | 0 | 0 | 0 | 0 | 0 | 0 | 0 | 0 | 0 | 0 | 0 | 0 | 0 | 0 | 0 | 0 | 0 | 0
Residential_CZ3 - Multi Family_Existing_Water Heating_Natural Gas_Water Heater <= 55 gal._E9_Baseline Forecast | Residential | CZ3 - Multi Family | Existing | Water Heating | Natural Gas | Water Heater <= 55 gal. | E9 |  | Baseline Forecast | 0 | 0 | 0 | 0 | 0 | 0 | 0 | 0 | 0 | 0 | 0 | 0 | 0 | 0 | 0 | 0 | 0 | 0 | 0 | 0 | 0 | 0 | 0 | 0 | 0 | 0 | 0 | 0 | 0 | 0 | 0 | 0 | 0 | 0 | 0 | 0 | 0 | 0 | 0 | 0 | 0 | 0 | 0 | 0 | 0 | 0 | 0 | 0 | 0 | 0 | 0
Residential_CZ3 - Multi Family_Existing_Water Heating_Natural Gas_Water Heater <= 55 gal._E10_Baseline Forecast | Residential | CZ3 - Multi Family | Existing | Water Heating | Natural Gas | Water Heater <= 55 gal. | E10 |  | Baseline Forecast | 0 | 0 | 0 | 0 | 0 | 0 | 0 | 0 | 0 | 0 | 0 | 0 | 0 | 0 | 0 | 0 | 0 | 0 | 0 | 0 | 0 | 0 | 0 | 0 | 0 | 0 | 0 | 0 | 0 | 0 | 0 | 0 | 0 | 0 | 0 | 0 | 0 | 0 | 0 | 0 | 0 | 0 | 0 | 0 | 0 | 0 | 0 | 0 | 0 | 0 | 0
Residential_CZ3 - Multi Family_Existing_Water Heating_Natural Gas_Water Heater <= 55 gal._Vintage_Baseline Forecast | Residential | CZ3 - Multi Family | Existing | Water Heating | Natural Gas | Water Heater <= 55 gal. | Vintage | Vintage | Baseline Forecast | 9029.2502 | 8484.3929 | 7934.7198 | 7381.5992 | 6826.1953 | 6269.4979 | 5712.3481 | 5163.5518 | 4622.4663 | 4088.5398 | 3561.2974 | 3040.3305 | 2595.5736 | 2215.8782 | 1891.7269 | 1614.9943 | 1378.7437 | 1177.0532 | 1004.8671 | 857.8694 | 732.3754 | 625.2393 | 0 | 0 | 0 | 0 | 0 | 0 | 0 | 0 | 0 | 0 | 0 | 0 | 0 | 0 | 0 | 0 | 0 | 0 | 0 | 0 | 0 | 0 | 0 | 0 | 0 | 0 | 0 | 0 | 0
Residential_CZ3 - Multi Family_Existing_Water Heating_Natural Gas_Water Heater > 55 gal._E1_Baseline Forecast | Residential | CZ3 - Multi Family | Existing | Water Heating | Natural Gas | Water Heater > 55 gal. | E1 | Standard (UEF 0.77) | Baseline Forecast | 0 | 18.4717 | 52.1046 | 97.974 | 153.569 | 216.9769 | 285.5374 | 357.9805 | 433.3817 | 510.7189 | 585.0821 | 660.987 | 732.7907 | 797.9448 | 854.8653 | 902.9633 | 942.2322 | 973.181 | 996.6262 | 1009.3312 | 1014.2529 | 1014.1415 | 0 | 0 | 0 | 0 | 0 | 0 | 0 | 0 | 0 | 0 | 0 | 0 | 0 | 0 | 0 | 0 | 0 | 0 | 0 | 0 | 0 | 0 | 0 | 0 | 0 | 0 | 0 | 0 | 0
Residential_CZ3 - Multi Family_Existing_Water Heating_Natural Gas_Water Heater > 55 gal._E2_Baseline Forecast | Residential | CZ3 - Multi Family | Existing | Water Heating | Natural Gas | Water Heater > 55 gal. | E2 | ENERGY STAR (3.2) - UEF 0.78 | Baseline Forecast | 0 | 85.7564 | 153.951 | 207.9425 | 250.5786 | 284.0301 | 311.1581 | 331.685 | 346.9352 | 358.2553 | 370.813 | 380.1267 | 377.5419 | 368.2975 | 356.1513 | 343.4476 | 331.6256 | 321.3598 | 313.3734 | 311.8737 | 314.6978 | 319.7708 | 0 | 0 | 0 | 0 | 0 | 0 | 0 | 0 | 0 | 0 | 0 | 0 | 0 | 0 | 0 | 0 | 0 | 0 | 0 | 0 | 0 | 0 | 0 | 0 | 0 | 0 | 0 | 0 | 0
Residential_CZ3 - Multi Family_Existing_Water Heating_Natural Gas_Water Heater > 55 gal._E3_Baseline Forecast | Residential | CZ3 - Multi Family | Existing | Water Heating | Natural Gas | Water Heater > 55 gal. | E3 | Condensing (UEF 0.82) | Baseline Forecast | 0 | 4.3427 | 12.1444 | 22.6794 | 35.3618 | 49.7226 | 65.3811 | 82.0057 | 99.3334 | 117.1572 | 135.3211 | 153.8776 | 172.1994 | 189.9749 | 207.0617 | 223.438 | 239.1515 | 254.2824 | 268.37 | 281.3643 | 293.2577 | 304.0461 | 0 | 0 | 0 | 0 | 0 | 0 | 0 | 0 | 0 | 0 | 0 | 0 | 0 | 0 | 0 | 0 | 0 | 0 | 0 | 0 | 0 | 0 | 0 | 0 | 0 | 0 | 0 | 0 | 0
Residential_CZ3 - Multi Family_Existing_Water Heating_Natural Gas_Water Heater > 55 gal._E4_Baseline Forecast | Residential | CZ3 - Multi Family | Existing | Water Heating | Natural Gas | Water Heater > 55 gal. | E4 | Instantaneous - ENERGY STAR (UEF 0.87) | Baseline Forecast | 0 | 0 | 0 | 0 | 0 | 0 | 0 | 0 | 0 | 0 | 0 | 0 | 0 | 0 | 0 | 0 | 0 | 0 | 0 | 0 | 0 | 0 | 0 | 0 | 0 | 0 | 0 | 0 | 0 | 0 | 0 | 0 | 0 | 0 | 0 | 0 | 0 | 0 | 0 | 0 | 0 | 0 | 0 | 0 | 0 | 0 | 0 | 0 | 0 | 0 | 0
Residential_CZ3 - Multi Family_Existing_Water Heating_Natural Gas_Water Heater > 55 gal._E5_Baseline Forecast | Residential | CZ3 - Multi Family | Existing | Water Heating | Natural Gas | Water Heater > 55 gal. | E5 | Instantaneous - Condensing (UEF 0.92) | Baseline Forecast | 0 | 0 | 0 | 0 | 0 | 0 | 0 | 0 | 0 | 0 | 0 | 0 | 0 | 0 | 0 | 0 | 0 | 0 | 0 | 0 | 0 | 0 | 0 | 0 | 0 | 0 | 0 | 0 | 0 | 0 | 0 | 0 | 0 | 0 | 0 | 0 | 0 | 0 | 0 | 0 | 0 | 0 | 0 | 0 | 0 | 0 | 0 | 0 | 0 | 0 | 0
Residential_CZ3 - Multi Family_Existing_Water Heating_Natural Gas_Water Heater > 55 gal._E6_Baseline Forecast | Residential | CZ3 - Multi Family | Existing | Water Heating | Natural Gas | Water Heater > 55 gal. | E6 | NEEA Gas-Fired Absorption HPWH (EF 1.3) | Baseline Forecast | 0 | 0 | 0 | 0 | 0 | 0 | 0 | 0 | 0 | 0 | 0 | 0 | 0 | 0 | 0 | 0 | 0 | 0 | 0 | 0 | 0 | 0 | 0 | 0 | 0 | 0 | 0 | 0 | 0 | 0 | 0 | 0 | 0 | 0 | 0 | 0 | 0 | 0 | 0 | 0 | 0 | 0 | 0 | 0 | 0 | 0 | 0 | 0 | 0 | 0 | 0
Residential_CZ3 - Multi Family_Existing_Water Heating_Natural Gas_Water Heater > 55 gal._E7_Baseline Forecast | Residential | CZ3 - Multi Family | Existing | Water Heating | Natural Gas | Water Heater > 55 gal. | E7 | NEEA Gas-Fired Absorption HPWH (EF 1.7) | Baseline Forecast | 0 | 0 | 0 | 0 | 0 | 0 | 0 | 0 | 0 | 0 | 0 | 0 | 0 | 0 | 0 | 0 | 0 | 0 | 0 | 0 | 0 | 0 | 0 | 0 | 0 | 0 | 0 | 0 | 0 | 0 | 0 | 0 | 0 | 0 | 0 | 0 | 0 | 0 | 0 | 0 | 0 | 0 | 0 | 0 | 0 | 0 | 0 | 0 | 0 | 0 | 0
Residential_CZ3 - Multi Family_Existing_Water Heating_Natural Gas_Water Heater > 55 gal._E8_Baseline Forecast | Residential | CZ3 - Multi Family | Existing | Water Heating | Natural Gas | Water Heater > 55 gal. | E8 |  | Baseline Forecast | 0 | 0 | 0 | 0 | 0 | 0 | 0 | 0 | 0 | 0 | 0 | 0 | 0 | 0 | 0 | 0 | 0 | 0 | 0 | 0 | 0 | 0 | 0 | 0 | 0 | 0 | 0 | 0 | 0 | 0 | 0 | 0 | 0 | 0 | 0 | 0 | 0 | 0 | 0 | 0 | 0 | 0 | 0 | 0 | 0 | 0 | 0 | 0 | 0 | 0 | 0
Residential_CZ3 - Multi Family_Existing_Water Heating_Natural Gas_Water Heater > 55 gal._E9_Baseline Forecast | Residential | CZ3 - Multi Family | Existing | Water Heating | Natural Gas | Water Heater > 55 gal. | E9 |  | Baseline Forecast | 0 | 0 | 0 | 0 | 0 | 0 | 0 | 0 | 0 | 0 | 0 | 0 | 0 | 0 | 0 | 0 | 0 | 0 | 0 | 0 | 0 | 0 | 0 | 0 | 0 | 0 | 0 | 0 | 0 | 0 | 0 | 0 | 0 | 0 | 0 | 0 | 0 | 0 | 0 | 0 | 0 | 0 | 0 | 0 | 0 | 0 | 0 | 0 | 0 | 0 | 0
Residential_CZ3 - Multi Family_Existing_Water Heating_Natural Gas_Water Heater > 55 gal._E10_Baseline Forecast | Residential | CZ3 - Multi Family | Existing | Water Heating | Natural Gas | Water Heater > 55 gal. | E10 |  | Baseline Forecast | 0 | 0 | 0 | 0 | 0 | 0 | 0 | 0 | 0 | 0 | 0 | 0 | 0 | 0 | 0 | 0 | 0 | 0 | 0 | 0 | 0 | 0 | 0 | 0 | 0 | 0 | 0 | 0 | 0 | 0 | 0 | 0 | 0 | 0 | 0 | 0 | 0 | 0 | 0 | 0 | 0 | 0 | 0 | 0 | 0 | 0 | 0 | 0 | 0 | 0 | 0
Residential_CZ3 - Multi Family_Existing_Water Heating_Natural Gas_Water Heater > 55 gal._Vintage_Baseline Forecast | Residential | CZ3 - Multi Family | Existing | Water Heating | Natural Gas | Water Heater > 55 gal. | Vintage | Vintage | Baseline Forecast | 1926.9409 | 1810.6624 | 1693.3562 | 1575.3142 | 1456.7849 | 1337.9795 | 1219.0777 | 1101.9585 | 986.485 | 872.5392 | 760.0199 | 648.8398 | 553.9238 | 472.8927 | 403.7152 | 344.6575 | 294.239 | 251.196 | 214.4497 | 183.0787 | 156.2969 | 133.4329 | 0 | 0 | 0 | 0 | 0 | 0 | 0 | 0 | 0 | 0 | 0 | 0 | 0 | 0 | 0 | 0 | 0 | 0 | 0 | 0 | 0 | 0 | 0 | 0 | 0 | 0 | 0 | 0 | 0
Residential_CZ3 - Multi Family_Existing_Appliances_Natural Gas_Clothes Dryer_E1_Baseline Forecast | Residential | CZ3 - Multi Family | Existing | Appliances | Natural Gas | Clothes Dryer | E1 | Standard | Baseline Forecast | 0 | 14.0267 | 29.047 | 44.9613 | 61.6809 | 79.1255 | 97.2126 | 114.7541 | 131.7883 | 148.3468 | 164.1225 | 179.5199 | 193.4836 | 206.1645 | 217.6661 | 228.0862 | 237.5107 | 246.0188 | 253.6851 | 260.5825 | 266.774 | 272.3369 | 0 | 0 | 0 | 0 | 0 | 0 | 0 | 0 | 0 | 0 | 0 | 0 | 0 | 0 | 0 | 0 | 0 | 0 | 0 | 0 | 0 | 0 | 0 | 0 | 0 | 0 | 0 | 0 | 0
Residential_CZ3 - Multi Family_Existing_Appliances_Natural Gas_Clothes Dryer_E2_Baseline Forecast | Residential | CZ3 - Multi Family | Existing | Appliances | Natural Gas | Clothes Dryer | E2 | NEEA/ENERGY STAR (CE >60%) | Baseline Forecast | 0 | 11.1438 | 23.0671 | 35.6956 | 48.9585 | 62.7898 | 77.1371 | 91.056 | 104.5727 | 117.7152 | 130.8455 | 143.6096 | 155.3294 | 166.0546 | 175.8661 | 184.8356 | 193.0332 | 200.5228 | 207.3619 | 213.5985 | 219.2809 | 224.4344 | 0 | 0 | 0 | 0 | 0 | 0 | 0 | 0 | 0 | 0 | 0 | 0 | 0 | 0 | 0 | 0 | 0 | 0 | 0 | 0 | 0 | 0 | 0 | 0 | 0 | 0 | 0 | 0 | 0
Residential_CZ3 - Multi Family_Existing_Appliances_Natural Gas_Clothes Dryer_E3_Baseline Forecast | Residential | CZ3 - Multi Family | Existing | Appliances | Natural Gas | Clothes Dryer | E3 |  | Baseline Forecast | 0 | 0 | 0 | 0 | 0 | 0 | 0 | 0 | 0 | 0 | 0 | 0 | 0 | 0 | 0 | 0 | 0 | 0 | 0 | 0 | 0 | 0 | 0 | 0 | 0 | 0 | 0 | 0 | 0 | 0 | 0 | 0 | 0 | 0 | 0 | 0 | 0 | 0 | 0 | 0 | 0 | 0 | 0 | 0 | 0 | 0 | 0 | 0 | 0 | 0 | 0
Residential_CZ3 - Multi Family_Existing_Appliances_Natural Gas_Clothes Dryer_E4_Baseline Forecast | Residential | CZ3 - Multi Family | Existing | Appliances | Natural Gas | Clothes Dryer | E4 |  | Baseline Forecast | 0 | 0 | 0 | 0 | 0 | 0 | 0 | 0 | 0 | 0 | 0 | 0 | 0 | 0 | 0 | 0 | 0 | 0 | 0 | 0 | 0 | 0 | 0 | 0 | 0 | 0 | 0 | 0 | 0 | 0 | 0 | 0 | 0 | 0 | 0 | 0 | 0 | 0 | 0 | 0 | 0 | 0 | 0 | 0 | 0 | 0 | 0 | 0 | 0 | 0 | 0
Residential_CZ3 - Multi Family_Existing_Appliances_Natural Gas_Clothes Dryer_E5_Baseline Forecast | Residential | CZ3 - Multi Family | Existing | Appliances | Natural Gas | Clothes Dryer | E5 |  | Baseline Forecast | 0 | 0 | 0 | 0 | 0 | 0 | 0 | 0 | 0 | 0 | 0 | 0 | 0 | 0 | 0 | 0 | 0 | 0 | 0 | 0 | 0 | 0 | 0 | 0 | 0 | 0 | 0 | 0 | 0 | 0 | 0 | 0 | 0 | 0 | 0 | 0 | 0 | 0 | 0 | 0 | 0 | 0 | 0 | 0 | 0 | 0 | 0 | 0 | 0 | 0 | 0
Residential_CZ3 - Multi Family_Existing_Appliances_Natural Gas_Clothes Dryer_E6_Baseline Forecast | Residential | CZ3 - Multi Family | Existing | Appliances | Natural Gas | Clothes Dryer | E6 |  | Baseline Forecast | 0 | 0 | 0 | 0 | 0 | 0 | 0 | 0 | 0 | 0 | 0 | 0 | 0 | 0 | 0 | 0 | 0 | 0 | 0 | 0 | 0 | 0 | 0 | 0 | 0 | 0 | 0 | 0 | 0 | 0 | 0 | 0 | 0 | 0 | 0 | 0 | 0 | 0 | 0 | 0 | 0 | 0 | 0 | 0 | 0 | 0 | 0 | 0 | 0 | 0 | 0
Residential_CZ3 - Multi Family_Existing_Appliances_Natural Gas_Clothes Dryer_E7_Baseline Forecast | Residential | CZ3 - Multi Family | Existing | Appliances | Natural Gas | Clothes Dryer | E7 |  | Baseline Forecast | 0 | 0 | 0 | 0 | 0 | 0 | 0 | 0 | 0 | 0 | 0 | 0 | 0 | 0 | 0 | 0 | 0 | 0 | 0 | 0 | 0 | 0 | 0 | 0 | 0 | 0 | 0 | 0 | 0 | 0 | 0 | 0 | 0 | 0 | 0 | 0 | 0 | 0 | 0 | 0 | 0 | 0 | 0 | 0 | 0 | 0 | 0 | 0 | 0 | 0 | 0
Residential_CZ3 - Multi Family_Existing_Appliances_Natural Gas_Clothes Dryer_E8_Baseline Forecast | Residential | CZ3 - Multi Family | Existing | Appliances | Natural Gas | Clothes Dryer | E8 |  | Baseline Forecast | 0 | 0 | 0 | 0 | 0 | 0 | 0 | 0 | 0 | 0 | 0 | 0 | 0 | 0 | 0 | 0 | 0 | 0 | 0 | 0 | 0 | 0 | 0 | 0 | 0 | 0 | 0 | 0 | 0 | 0 | 0 | 0 | 0 | 0 | 0 | 0 | 0 | 0 | 0 | 0 | 0 | 0 | 0 | 0 | 0 | 0 | 0 | 0 | 0 | 0 | 0
Residential_CZ3 - Multi Family_Existing_Appliances_Natural Gas_Clothes Dryer_E9_Baseline Forecast | Residential | CZ3 - Multi Family | Existing | Appliances | Natural Gas | Clothes Dryer | E9 |  | Baseline Forecast | 0 | 0 | 0 | 0 | 0 | 0 | 0 | 0 | 0 | 0 | 0 | 0 | 0 | 0 | 0 | 0 | 0 | 0 | 0 | 0 | 0 | 0 | 0 | 0 | 0 | 0 | 0 | 0 | 0 | 0 | 0 | 0 | 0 | 0 | 0 | 0 | 0 | 0 | 0 | 0 | 0 | 0 | 0 | 0 | 0 | 0 | 0 | 0 | 0 | 0 | 0
Residential_CZ3 - Multi Family_Existing_Appliances_Natural Gas_Clothes Dryer_E10_Baseline Forecast | Residential | CZ3 - Multi Family | Existing | Appliances | Natural Gas | Clothes Dryer | E10 |  | Baseline Forecast | 0 | 0 | 0 | 0 | 0 | 0 | 0 | 0 | 0 | 0 | 0 | 0 | 0 | 0 | 0 | 0 | 0 | 0 | 0 | 0 | 0 | 0 | 0 | 0 | 0 | 0 | 0 | 0 | 0 | 0 | 0 | 0 | 0 | 0 | 0 | 0 | 0 | 0 | 0 | 0 | 0 | 0 | 0 | 0 | 0 | 0 | 0 | 0 | 0 | 0 | 0
Residential_CZ3 - Multi Family_Existing_Appliances_Natural Gas_Clothes Dryer_Vintage_Baseline Forecast | Residential | CZ3 - Multi Family | Existing | Appliances | Natural Gas | Clothes Dryer | Vintage | Vintage | Baseline Forecast | 705.6615 | 677.6683 | 647.9134 | 616.5705 | 583.799 | 549.7455 | 514.5443 | 480.3284 | 447.033 | 414.5984 | 382.9697 | 352.0965 | 323.7121 | 297.6159 | 273.6235 | 251.5652 | 231.2852 | 212.6401 | 195.498 | 179.7379 | 165.2482 | 151.9267 | 0 | 0 | 0 | 0 | 0 | 0 | 0 | 0 | 0 | 0 | 0 | 0 | 0 | 0 | 0 | 0 | 0 | 0 | 0 | 0 | 0 | 0 | 0 | 0 | 0 | 0 | 0 | 0 | 0
Residential_CZ3 - Multi Family_Existing_Appliances_Natural Gas_Stove/Oven_E1_Baseline Forecast | Residential | CZ3 - Multi Family | Existing | Appliances | Natural Gas | Stove/Oven | E1 | Typical - (914 + 1915 IAEC) | Baseline Forecast | 0 | 175.0323 | 342.5699 | 503.5421 | 658.7462 | 808.4188 | 953.1231 | 1093.4642 | 1229.9601 | 1363.0244 | 1490.4855 | 1597.473 | 1686.5748 | 1760.6743 | 1821.9865 | 1872.4208 | 1913.5929 | 1946.8686 | 1972.156 | 1991.9459 | 2007.3993 | 2019.1134 | 0 | 0 | 0 | 0 | 0 | 0 | 0 | 0 | 0 | 0 | 0 | 0 | 0 | 0 | 0 | 0 | 0 | 0 | 0 | 0 | 0 | 0 | 0 | 0 | 0 | 0 | 0 | 0 | 0
Residential_CZ3 - Multi Family_Existing_Appliances_Natural Gas_Stove/Oven_E2_Baseline Forecast | Residential | CZ3 - Multi Family | Existing | Appliances | Natural Gas | Stove/Oven | E2 | High Efficiency (730 + 1660 IAEC) | Baseline Forecast | 0 | 74.3107 | 145.2858 | 213.3713 | 278.945 | 342.1091 | 403.262 | 462.6205 | 520.3701 | 576.6983 | 634.2917 | 683.4125 | 725.7149 | 761.9369 | 792.9548 | 819.4986 | 842.2057 | 861.6341 | 879.5175 | 894.767 | 907.4186 | 917.8965 | 0 | 0 | 0 | 0 | 0 | 0 | 0 | 0 | 0 | 0 | 0 | 0 | 0 | 0 | 0 | 0 | 0 | 0 | 0 | 0 | 0 | 0 | 0 | 0 | 0 | 0 | 0 | 0 | 0
Residential_CZ3 - Multi Family_Existing_Appliances_Natural Gas_Stove/Oven_E3_Baseline Forecast | Residential | CZ3 - Multi Family | Existing | Appliances | Natural Gas | Stove/Oven | E3 |  | Baseline Forecast | 0 | 0 | 0 | 0 | 0 | 0 | 0 | 0 | 0 | 0 | 0 | 0 | 0 | 0 | 0 | 0 | 0 | 0 | 0 | 0 | 0 | 0 | 0 | 0 | 0 | 0 | 0 | 0 | 0 | 0 | 0 | 0 | 0 | 0 | 0 | 0 | 0 | 0 | 0 | 0 | 0 | 0 | 0 | 0 | 0 | 0 | 0 | 0 | 0 | 0 | 0
Residential_CZ3 - Multi Family_Existing_Appliances_Natural Gas_Stove/Oven_E4_Baseline Forecast | Residential | CZ3 - Multi Family | Existing | Appliances | Natural Gas | Stove/Oven | E4 |  | Baseline Forecast | 0 | 0 | 0 | 0 | 0 | 0 | 0 | 0 | 0 | 0 | 0 | 0 | 0 | 0 | 0 | 0 | 0 | 0 | 0 | 0 | 0 | 0 | 0 | 0 | 0 | 0 | 0 | 0 | 0 | 0 | 0 | 0 | 0 | 0 | 0 | 0 | 0 | 0 | 0 | 0 | 0 | 0 | 0 | 0 | 0 | 0 | 0 | 0 | 0 | 0 | 0
Residential_CZ3 - Multi Family_Existing_Appliances_Natural Gas_Stove/Oven_E5_Baseline Forecast | Residential | CZ3 - Multi Family | Existing | Appliances | Natural Gas | Stove/Oven | E5 |  | Baseline Forecast | 0 | 0 | 0 | 0 | 0 | 0 | 0 | 0 | 0 | 0 | 0 | 0 | 0 | 0 | 0 | 0 | 0 | 0 | 0 | 0 | 0 | 0 | 0 | 0 | 0 | 0 | 0 | 0 | 0 | 0 | 0 | 0 | 0 | 0 | 0 | 0 | 0 | 0 | 0 | 0 | 0 | 0 | 0 | 0 | 0 | 0 | 0 | 0 | 0 | 0 | 0
Residential_CZ3 - Multi Family_Existing_Appliances_Natural Gas_Stove/Oven_E6_Baseline Forecast | Residential | CZ3 - Multi Family | Existing | Appliances | Natural Gas | Stove/Oven | E6 |  | Baseline Forecast | 0 | 0 | 0 | 0 | 0 | 0 | 0 | 0 | 0 | 0 | 0 | 0 | 0 | 0 | 0 | 0 | 0 | 0 | 0 | 0 | 0 | 0 | 0 | 0 | 0 | 0 | 0 | 0 | 0 | 0 | 0 | 0 | 0 | 0 | 0 | 0 | 0 | 0 | 0 | 0 | 0 | 0 | 0 | 0 | 0 | 0 | 0 | 0 | 0 | 0 | 0
Residential_CZ3 - Multi Family_Existing_Appliances_Natural Gas_Stove/Oven_E7_Baseline Forecast | Residential | CZ3 - Multi Family | Existing | Appliances | Natural Gas | Stove/Oven | E7 |  | Baseline Forecast | 0 | 0 | 0 | 0 | 0 | 0 | 0 | 0 | 0 | 0 | 0 | 0 | 0 | 0 | 0 | 0 | 0 | 0 | 0 | 0 | 0 | 0 | 0 | 0 | 0 | 0 | 0 | 0 | 0 | 0 | 0 | 0 | 0 | 0 | 0 | 0 | 0 | 0 | 0 | 0 | 0 | 0 | 0 | 0 | 0 | 0 | 0 | 0 | 0 | 0 | 0
Residential_CZ3 - Multi Family_Existing_Appliances_Natural Gas_Stove/Oven_E8_Baseline Forecast | Residential | CZ3 - Multi Family | Existing | Appliances | Natural Gas | Stove/Oven | E8 |  | Baseline Forecast | 0 | 0 | 0 | 0 | 0 | 0 | 0 | 0 | 0 | 0 | 0 | 0 | 0 | 0 | 0 | 0 | 0 | 0 | 0 | 0 | 0 | 0 | 0 | 0 | 0 | 0 | 0 | 0 | 0 | 0 | 0 | 0 | 0 | 0 | 0 | 0 | 0 | 0 | 0 | 0 | 0 | 0 | 0 | 0 | 0 | 0 | 0 | 0 | 0 | 0 | 0
Residential_CZ3 - Multi Family_Existing_Appliances_Natural Gas_Stove/Oven_E9_Baseline Forecast | Residential | CZ3 - Multi Family | Existing | Appliances | Natural Gas | Stove/Oven | E9 |  | Baseline Forecast | 0 | 0 | 0 | 0 | 0 | 0 | 0 | 0 | 0 | 0 | 0 | 0 | 0 | 0 | 0 | 0 | 0 | 0 | 0 | 0 | 0 | 0 | 0 | 0 | 0 | 0 | 0 | 0 | 0 | 0 | 0 | 0 | 0 | 0 | 0 | 0 | 0 | 0 | 0 | 0 | 0 | 0 | 0 | 0 | 0 | 0 | 0 | 0 | 0 | 0 | 0
Residential_CZ3 - Multi Family_Existing_Appliances_Natural Gas_Stove/Oven_E10_Baseline Forecast | Residential | CZ3 - Multi Family | Existing | Appliances | Natural Gas | Stove/Oven | E10 |  | Baseline Forecast | 0 | 0 | 0 | 0 | 0 | 0 | 0 | 0 | 0 | 0 | 0 | 0 | 0 | 0 | 0 | 0 | 0 | 0 | 0 | 0 | 0 | 0 | 0 | 0 | 0 | 0 | 0 | 0 | 0 | 0 | 0 | 0 | 0 | 0 | 0 | 0 | 0 | 0 | 0 | 0 | 0 | 0 | 0 | 0 | 0 | 0 | 0 | 0 | 0 | 0 | 0
Residential_CZ3 - Multi Family_Existing_Appliances_Natural Gas_Stove/Oven_Vintage_Baseline Forecast | Residential | CZ3 - Multi Family | Existing | Appliances | Natural Gas | Stove/Oven | Vintage | Vintage | Baseline Forecast | 3415.8579 | 3152.8515 | 2900.73 | 2658.1179 | 2423.84 | 2197.5572 | 1978.3078 | 1765.2693 | 1557.7384 | 1355.1135 | 1156.8798 | 987.6448 | 843.1665 | 719.8233 | 614.5234 | 524.6274 | 447.8819 | 382.3632 | 326.4289 | 278.677 | 237.9106 | 203.1076 | 0 | 0 | 0 | 0 | 0 | 0 | 0 | 0 | 0 | 0 | 0 | 0 | 0 | 0 | 0 | 0 | 0 | 0 | 0 | 0 | 0 | 0 | 0 | 0 | 0 | 0 | 0 | 0 | 0
Residential_CZ3 - Multi Family_Existing_Miscellaneous_Natural Gas_Pool Heater_E1_Baseline Forecast | Residential | CZ3 - Multi Family | Existing | Miscellaneous | Natural Gas | Pool Heater | E1 | Standard (EF 0.82) | Baseline Forecast | 0 | 32.6387 | 62.9036 | 91.0128 | 117.1641 | 141.5363 | 164.2916 | 184.751 | 203.132 | 219.6318 | 234.4288 | 247.6846 | 259.5454 | 270.1437 | 279.5995 | 288.0212 | 295.5073 | 302.1468 | 308.0202 | 313.2005 | 317.7539 | 321.7401 | 0 | 0 | 0 | 0 | 0 | 0 | 0 | 0 | 0 | 0 | 0 | 0 | 0 | 0 | 0 | 0 | 0 | 0 | 0 | 0 | 0 | 0 | 0 | 0 | 0 | 0 | 0 | 0 | 0
Residential_CZ3 - Multi Family_Existing_Miscellaneous_Natural Gas_Pool Heater_E2_Baseline Forecast | Residential | CZ3 - Multi Family | Existing | Miscellaneous | Natural Gas | Pool Heater | E2 | High Efficiency (EF 0.84) | Baseline Forecast | 0 | 1.7178 | 3.3107 | 4.7901 | 6.1665 | 7.4493 | 8.6469 | 9.7237 | 10.6912 | 11.5596 | 12.3384 | 13.036 | 13.6603 | 14.2181 | 14.7158 | 15.159 | 15.553 | 15.9025 | 16.2116 | 16.4842 | 16.7239 | 16.9337 | 0 | 0 | 0 | 0 | 0 | 0 | 0 | 0 | 0 | 0 | 0 | 0 | 0 | 0 | 0 | 0 | 0 | 0 | 0 | 0 | 0 | 0 | 0 | 0 | 0 | 0 | 0 | 0 | 0
Residential_CZ3 - Multi Family_Existing_Miscellaneous_Natural Gas_Pool Heater_E3_Baseline Forecast | Residential | CZ3 - Multi Family | Existing | Miscellaneous | Natural Gas | Pool Heater | E3 | Condensing (EF .94) | Baseline Forecast | 0 | 0 | 0 | 0 | 0 | 0 | 0 | 0 | 0 | 0 | 0 | 0 | 0 | 0 | 0 | 0 | 0 | 0 | 0 | 0 | 0 | 0 | 0 | 0 | 0 | 0 | 0 | 0 | 0 | 0 | 0 | 0 | 0 | 0 | 0 | 0 | 0 | 0 | 0 | 0 | 0 | 0 | 0 | 0 | 0 | 0 | 0 | 0 | 0 | 0 | 0
Residential_CZ3 - Multi Family_Existing_Miscellaneous_Natural Gas_Pool Heater_E4_Baseline Forecast | Residential | CZ3 - Multi Family | Existing | Miscellaneous | Natural Gas | Pool Heater | E4 | Condensing w/Imp. HX (EF 0.95) | Baseline Forecast | 0 | 0 | 0 | 0 | 0 | 0 | 0 | 0 | 0 | 0 | 0 | 0 | 0 | 0 | 0 | 0 | 0 | 0 | 0 | 0 | 0 | 0 | 0 | 0 | 0 | 0 | 0 | 0 | 0 | 0 | 0 | 0 | 0 | 0 | 0 | 0 | 0 | 0 | 0 | 0 | 0 | 0 | 0 | 0 | 0 | 0 | 0 | 0 | 0 | 0 | 0
Residential_CZ3 - Multi Family_Existing_Miscellaneous_Natural Gas_Pool Heater_E5_Baseline Forecast | Residential | CZ3 - Multi Family | Existing | Miscellaneous | Natural Gas | Pool Heater | E5 |  | Baseline Forecast | 0 | 0 | 0 | 0 | 0 | 0 | 0 | 0 | 0 | 0 | 0 | 0 | 0 | 0 | 0 | 0 | 0 | 0 | 0 | 0 | 0 | 0 | 0 | 0 | 0 | 0 | 0 | 0 | 0 | 0 | 0 | 0 | 0 | 0 | 0 | 0 | 0 | 0 | 0 | 0 | 0 | 0 | 0 | 0 | 0 | 0 | 0 | 0 | 0 | 0 | 0
Residential_CZ3 - Multi Family_Existing_Miscellaneous_Natural Gas_Pool Heater_E6_Baseline Forecast | Residential | CZ3 - Multi Family | Existing | Miscellaneous | Natural Gas | Pool Heater | E6 |  | Baseline Forecast | 0 | 0 | 0 | 0 | 0 | 0 | 0 | 0 | 0 | 0 | 0 | 0 | 0 | 0 | 0 | 0 | 0 | 0 | 0 | 0 | 0 | 0 | 0 | 0 | 0 | 0 | 0 | 0 | 0 | 0 | 0 | 0 | 0 | 0 | 0 | 0 | 0 | 0 | 0 | 0 | 0 | 0 | 0 | 0 | 0 | 0 | 0 | 0 | 0 | 0 | 0
Residential_CZ3 - Multi Family_Existing_Miscellaneous_Natural Gas_Pool Heater_E7_Baseline Forecast | Residential | CZ3 - Multi Family | Existing | Miscellaneous | Natural Gas | Pool Heater | E7 |  | Baseline Forecast | 0 | 0 | 0 | 0 | 0 | 0 | 0 | 0 | 0 | 0 | 0 | 0 | 0 | 0 | 0 | 0 | 0 | 0 | 0 | 0 | 0 | 0 | 0 | 0 | 0 | 0 | 0 | 0 | 0 | 0 | 0 | 0 | 0 | 0 | 0 | 0 | 0 | 0 | 0 | 0 | 0 | 0 | 0 | 0 | 0 | 0 | 0 | 0 | 0 | 0 | 0
Residential_CZ3 - Multi Family_Existing_Miscellaneous_Natural Gas_Pool Heater_E8_Baseline Forecast | Residential | CZ3 - Multi Family | Existing | Miscellaneous | Natural Gas | Pool Heater | E8 |  | Baseline Forecast | 0 | 0 | 0 | 0 | 0 | 0 | 0 | 0 | 0 | 0 | 0 | 0 | 0 | 0 | 0 | 0 | 0 | 0 | 0 | 0 | 0 | 0 | 0 | 0 | 0 | 0 | 0 | 0 | 0 | 0 | 0 | 0 | 0 | 0 | 0 | 0 | 0 | 0 | 0 | 0 | 0 | 0 | 0 | 0 | 0 | 0 | 0 | 0 | 0 | 0 | 0
Residential_CZ3 - Multi Family_Existing_Miscellaneous_Natural Gas_Pool Heater_E9_Baseline Forecast | Residential | CZ3 - Multi Family | Existing | Miscellaneous | Natural Gas | Pool Heater | E9 |  | Baseline Forecast | 0 | 0 | 0 | 0 | 0 | 0 | 0 | 0 | 0 | 0 | 0 | 0 | 0 | 0 | 0 | 0 | 0 | 0 | 0 | 0 | 0 | 0 | 0 | 0 | 0 | 0 | 0 | 0 | 0 | 0 | 0 | 0 | 0 | 0 | 0 | 0 | 0 | 0 | 0 | 0 | 0 | 0 | 0 | 0 | 0 | 0 | 0 | 0 | 0 | 0 | 0
Residential_CZ3 - Multi Family_Existing_Miscellaneous_Natural Gas_Pool Heater_E10_Baseline Forecast | Residential | CZ3 - Multi Family | Existing | Miscellaneous | Natural Gas | Pool Heater | E10 |  | Baseline Forecast | 0 | 0 | 0 | 0 | 0 | 0 | 0 | 0 | 0 | 0 | 0 | 0 | 0 | 0 | 0 | 0 | 0 | 0 | 0 | 0 | 0 | 0 | 0 | 0 | 0 | 0 | 0 | 0 | 0 | 0 | 0 | 0 | 0 | 0 | 0 | 0 | 0 | 0 | 0 | 0 | 0 | 0 | 0 | 0 | 0 | 0 | 0 | 0 | 0 | 0 | 0
Residential_CZ3 - Multi Family_Existing_Miscellaneous_Natural Gas_Pool Heater_Vintage_Baseline Forecast | Residential | CZ3 - Multi Family | Existing | Miscellaneous | Natural Gas | Pool Heater | Vintage | Vintage | Baseline Forecast | 428.6119 | 392.541 | 358.9756 | 327.6862 | 298.4646 | 271.1224 | 245.489 | 222.2792 | 201.2637 | 182.2351 | 165.0056 | 149.4051 | 135.2795 | 122.4894 | 110.9086 | 100.4227 | 90.9282 | 82.3314 | 74.5473 | 67.4992 | 61.1175 | 55.3391 | 0 | 0 | 0 | 0 | 0 | 0 | 0 | 0 | 0 | 0 | 0 | 0 | 0 | 0 | 0 | 0 | 0 | 0 | 0 | 0 | 0 | 0 | 0 | 0 | 0 | 0 | 0 | 0 | 0
Residential_CZ3 - Multi Family_Existing_Miscellaneous_Natural Gas_Miscellaneous_E1_Baseline Forecast | Residential | CZ3 - Multi Family | Existing | Miscellaneous | Natural Gas | Miscellaneous | E1 | Default | Baseline Forecast | 0 | 0 | 522.9997 | 1475.9053 | 2781.4738 | 4375.6185 | 6205.1725 | 7713.4087 | 8954.9922 | 9975.2952 | 10811.976 | 11496.2911 | 12054.1833 | 12507.1847 | 12873.1671 | 13166.9636 | 13400.8858 | 13585.152 | 13728.2433 | 13837.1988 | 13917.8608 | 13975.0783 | 0 | 0 | 0 | 0 | 0 | 0 | 0 | 0 | 0 | 0 | 0 | 0 | 0 | 0 | 0 | 0 | 0 | 0 | 0 | 0 | 0 | 0 | 0 | 0 | 0 | 0 | 0 | 0 | 0
Residential_CZ3 - Multi Family_Existing_Miscellaneous_Natural Gas_Miscellaneous_E2_Baseline Forecast | Residential | CZ3 - Multi Family | Existing | Miscellaneous | Natural Gas | Miscellaneous | E2 |  | Baseline Forecast | 0 | 0 | 0 | 0 | 0 | 0 | 0 | 0 | 0 | 0 | 0 | 0 | 0 | 0 | 0 | 0 | 0 | 0 | 0 | 0 | 0 | 0 | 0 | 0 | 0 | 0 | 0 | 0 | 0 | 0 | 0 | 0 | 0 | 0 | 0 | 0 | 0 | 0 | 0 | 0 | 0 | 0 | 0 | 0 | 0 | 0 | 0 | 0 | 0 | 0 | 0
Residential_CZ3 - Multi Family_Existing_Miscellaneous_Natural Gas_Miscellaneous_E3_Baseline Forecast | Residential | CZ3 - Multi Family | Existing | Miscellaneous | Natural Gas | Miscellaneous | E3 |  | Baseline Forecast | 0 | 0 | 0 | 0 | 0 | 0 | 0 | 0 | 0 | 0 | 0 | 0 | 0 | 0 | 0 | 0 | 0 | 0 | 0 | 0 | 0 | 0 | 0 | 0 | 0 | 0 | 0 | 0 | 0 | 0 | 0 | 0 | 0 | 0 | 0 | 0 | 0 | 0 | 0 | 0 | 0 | 0 | 0 | 0 | 0 | 0 | 0 | 0 | 0 | 0 | 0
Residential_CZ3 - Multi Family_Existing_Miscellaneous_Natural Gas_Miscellaneous_E4_Baseline Forecast | Residential | CZ3 - Multi Family | Existing | Miscellaneous | Natural Gas | Miscellaneous | E4 |  | Baseline Forecast | 0 | 0 | 0 | 0 | 0 | 0 | 0 | 0 | 0 | 0 | 0 | 0 | 0 | 0 | 0 | 0 | 0 | 0 | 0 | 0 | 0 | 0 | 0 | 0 | 0 | 0 | 0 | 0 | 0 | 0 | 0 | 0 | 0 | 0 | 0 | 0 | 0 | 0 | 0 | 0 | 0 | 0 | 0 | 0 | 0 | 0 | 0 | 0 | 0 | 0 | 0
Residential_CZ3 - Multi Family_Existing_Miscellaneous_Natural Gas_Miscellaneous_E5_Baseline Forecast | Residential | CZ3 - Multi Family | Existing | Miscellaneous | Natural Gas | Miscellaneous | E5 |  | Baseline Forecast | 0 | 0 | 0 | 0 | 0 | 0 | 0 | 0 | 0 | 0 | 0 | 0 | 0 | 0 | 0 | 0 | 0 | 0 | 0 | 0 | 0 | 0 | 0 | 0 | 0 | 0 | 0 | 0 | 0 | 0 | 0 | 0 | 0 | 0 | 0 | 0 | 0 | 0 | 0 | 0 | 0 | 0 | 0 | 0 | 0 | 0 | 0 | 0 | 0 | 0 | 0
Residential_CZ3 - Multi Family_Existing_Miscellaneous_Natural Gas_Miscellaneous_E6_Baseline Forecast | Residential | CZ3 - Multi Family | Existing | Miscellaneous | Natural Gas | Miscellaneous | E6 |  | Baseline Forecast | 0 | 0 | 0 | 0 | 0 | 0 | 0 | 0 | 0 | 0 | 0 | 0 | 0 | 0 | 0 | 0 | 0 | 0 | 0 | 0 | 0 | 0 | 0 | 0 | 0 | 0 | 0 | 0 | 0 | 0 | 0 | 0 | 0 | 0 | 0 | 0 | 0 | 0 | 0 | 0 | 0 | 0 | 0 | 0 | 0 | 0 | 0 | 0 | 0 | 0 | 0
Residential_CZ3 - Multi Family_Existing_Miscellaneous_Natural Gas_Miscellaneous_E7_Baseline Forecast | Residential | CZ3 - Multi Family | Existing | Miscellaneous | Natural Gas | Miscellaneous | E7 |  | Baseline Forecast | 0 | 0 | 0 | 0 | 0 | 0 | 0 | 0 | 0 | 0 | 0 | 0 | 0 | 0 | 0 | 0 | 0 | 0 | 0 | 0 | 0 | 0 | 0 | 0 | 0 | 0 | 0 | 0 | 0 | 0 | 0 | 0 | 0 | 0 | 0 | 0 | 0 | 0 | 0 | 0 | 0 | 0 | 0 | 0 | 0 | 0 | 0 | 0 | 0 | 0 | 0
Residential_CZ3 - Multi Family_Existing_Miscellaneous_Natural Gas_Miscellaneous_E8_Baseline Forecast | Residential | CZ3 - Multi Family | Existing | Miscellaneous | Natural Gas | Miscellaneous | E8 |  | Baseline Forecast | 0 | 0 | 0 | 0 | 0 | 0 | 0 | 0 | 0 | 0 | 0 | 0 | 0 | 0 | 0 | 0 | 0 | 0 | 0 | 0 | 0 | 0 | 0 | 0 | 0 | 0 | 0 | 0 | 0 | 0 | 0 | 0 | 0 | 0 | 0 | 0 | 0 | 0 | 0 | 0 | 0 | 0 | 0 | 0 | 0 | 0 | 0 | 0 | 0 | 0 | 0
Residential_CZ3 - Multi Family_Existing_Miscellaneous_Natural Gas_Miscellaneous_E9_Baseline Forecast | Residential | CZ3 - Multi Family | Existing | Miscellaneous | Natural Gas | Miscellaneous | E9 |  | Baseline Forecast | 0 | 0 | 0 | 0 | 0 | 0 | 0 | 0 | 0 | 0 | 0 | 0 | 0 | 0 | 0 | 0 | 0 | 0 | 0 | 0 | 0 | 0 | 0 | 0 | 0 | 0 | 0 | 0 | 0 | 0 | 0 | 0 | 0 | 0 | 0 | 0 | 0 | 0 | 0 | 0 | 0 | 0 | 0 | 0 | 0 | 0 | 0 | 0 | 0 | 0 | 0
Residential_CZ3 - Multi Family_Existing_Miscellaneous_Natural Gas_Miscellaneous_E10_Baseline Forecast | Residential | CZ3 - Multi Family | Existing | Miscellaneous | Natural Gas | Miscellaneous | E10 |  | Baseline Forecast | 0 | 0 | 0 | 0 | 0 | 0 | 0 | 0 | 0 | 0 | 0 | 0 | 0 | 0 | 0 | 0 | 0 | 0 | 0 | 0 | 0 | 0 | 0 | 0 | 0 | 0 | 0 | 0 | 0 | 0 | 0 | 0 | 0 | 0 | 0 | 0 | 0 | 0 | 0 | 0 | 0 | 0 | 0 | 0 | 0 | 0 | 0 | 0 | 0 | 0 | 0
Residential_CZ3 - Multi Family_Existing_Miscellaneous_Natural Gas_Miscellaneous_Vintage_Baseline Forecast | Residential | CZ3 - Multi Family | Existing | Miscellaneous | Natural Gas | Miscellaneous | Vintage | Vintage | Baseline Forecast | 15816.2696 | 15753.0045 | 15166.9927 | 14151.3272 | 12783.2498 | 11126.8462 | 9235.2823 | 7665.2843 | 6362.186 | 5280.6144 | 4382.9099 | 3637.8152 | 3019.3867 | 2506.0909 | 2080.0555 | 1726.446 | 1432.9502 | 1189.3487 | 987.1594 | 819.3423 | 680.0541 | 564.4449 | 0 | 0 | 0 | 0 | 0 | 0 | 0 | 0 | 0 | 0 | 0 | 0 | 0 | 0 | 0 | 0 | 0 | 0 | 0 | 0 | 0 | 0 | 0 | 0 | 0 | 0 | 0 | 0 | 0
Residential_CZ3 - Multi Family_New_Space Heating_Natural Gas_Furnace - Direct Fuel_E1_Baseline Forecast | Residential | CZ3 - Multi Family | New | Space Heating | Natural Gas | Furnace - Direct Fuel | E1 | AFUE 80% | Baseline Forecast | 0 | 614.0852 | 1227.0001 | 1573.5997 | 1909.0085 | 1909.0085 | 1909.0085 | 1909.0085 | 1909.0085 | 1909.0085 | 1909.0085 | 1909.0085 | 1872.8858 | 1802.8342 | 1716.5151 | 1615.5436 | 1520.5116 | 1431.0698 | 1346.8892 | 1267.6604 | 1193.0922 | 1122.9103 | 0 | 0 | 0 | 0 | 0 | 0 | 0 | 0 | 0 | 0 | 0 | 0 | 0 | 0 | 0 | 0 | 0 | 0 | 0 | 0 | 0 | 0 | 0 | 0 | 0 | 0 | 0 | 0 | 0
Residential_CZ3 - Multi Family_New_Space Heating_Natural Gas_Furnace - Direct Fuel_E2_Baseline Forecast | Residential | CZ3 - Multi Family | New | Space Heating | Natural Gas | Furnace - Direct Fuel | E2 | AFUE 90% | Baseline Forecast | 0 | 15.9966 | 32.7505 | 42.6146 | 55.1052 | 55.1052 | 55.1052 | 55.1052 | 55.1052 | 55.1052 | 55.1052 | 55.1052 | 54.1643 | 52.2931 | 49.9518 | 47.0134 | 44.248 | 41.6451 | 39.1954 | 36.8898 | 34.7198 | 32.6775 | 0 | 0 | 0 | 0 | 0 | 0 | 0 | 0 | 0 | 0 | 0 | 0 | 0 | 0 | 0 | 0 | 0 | 0 | 0 | 0 | 0 | 0 | 0 | 0 | 0 | 0 | 0 | 0 | 0
Residential_CZ3 - Multi Family_New_Space Heating_Natural Gas_Furnace - Direct Fuel_E3_Baseline Forecast | Residential | CZ3 - Multi Family | New | Space Heating | Natural Gas | Furnace - Direct Fuel | E3 | AFUE 92% | Baseline Forecast | 0 | 1.9242 | 3.9291 | 5.1107 | 6.6063 | 354.5924 | 700.9781 | 1046.521 | 1388.7017 | 1727.8836 | 2064.4547 | 2398.3668 | 2765.9125 | 3164.1814 | 3575.4239 | 3997.2953 | 4409.9992 | 4813.1127 | 5206.948 | 5592.2425 | 5969.034 | 6312.9029 | 0 | 0 | 0 | 0 | 0 | 0 | 0 | 0 | 0 | 0 | 0 | 0 | 0 | 0 | 0 | 0 | 0 | 0 | 0 | 0 | 0 | 0 | 0 | 0 | 0 | 0 | 0 | 0 | 0
Residential_CZ3 - Multi Family_New_Space Heating_Natural Gas_Furnace - Direct Fuel_E4_Baseline Forecast | Residential | CZ3 - Multi Family | New | Space Heating | Natural Gas | Furnace - Direct Fuel | E4 | AFUE 95% | Baseline Forecast | 0 | 1.5394 | 3.1433 | 4.0886 | 5.2851 | 6.5402 | 7.863 | 9.261 | 10.7453 | 12.3272 | 14.0323 | 15.858 | 17.9413 | 20.3126 | 22.9443 | 25.8381 | 29.0258 | 32.5214 | 36.3465 | 40.5282 | 45.077 | 49.7158 | 0 | 0 | 0 | 0 | 0 | 0 | 0 | 0 | 0 | 0 | 0 | 0 | 0 | 0 | 0 | 0 | 0 | 0 | 0 | 0 | 0 | 0 | 0 | 0 | 0 | 0 | 0 | 0 | 0
Residential_CZ3 - Multi Family_New_Space Heating_Natural Gas_Furnace - Direct Fuel_E5_Baseline Forecast | Residential | CZ3 - Multi Family | New | Space Heating | Natural Gas | Furnace - Direct Fuel | E5 | AFUE 98% | Baseline Forecast | 0 | 0.38485 | 0.78582 | 1.0221 | 1.3213 | 1.635 | 1.9657 | 2.3152 | 2.6863 | 3.0818 | 3.5081 | 3.9645 | 4.4853 | 5.0782 | 5.7361 | 6.4595 | 7.2565 | 8.1304 | 9.0866 | 10.1321 | 11.2693 | 12.4289 | 0 | 0 | 0 | 0 | 0 | 0 | 0 | 0 | 0 | 0 | 0 | 0 | 0 | 0 | 0 | 0 | 0 | 0 | 0 | 0 | 0 | 0 | 0 | 0 | 0 | 0 | 0 | 0 | 0
Residential_CZ3 - Multi Family_New_Space Heating_Natural Gas_Furnace - Direct Fuel_E6_Baseline Forecast | Residential | CZ3 - Multi Family | New | Space Heating | Natural Gas | Furnace - Direct Fuel | E6 | Convert to NG Heat Pump | Baseline Forecast | 0 | 0 | 0 | 0 | 0 | 0 | 0 | 0 | 0 | 0 | 0 | 0 | 0 | 0 | 0 | 0 | 0 | 0 | 0 | 0 | 0 | 0 | 0 | 0 | 0 | 0 | 0 | 0 | 0 | 0 | 0 | 0 | 0 | 0 | 0 | 0 | 0 | 0 | 0 | 0 | 0 | 0 | 0 | 0 | 0 | 0 | 0 | 0 | 0 | 0 | 0
Residential_CZ3 - Multi Family_New_Space Heating_Natural Gas_Furnace - Direct Fuel_E7_Baseline Forecast | Residential | CZ3 - Multi Family | New | Space Heating | Natural Gas | Furnace - Direct Fuel | E7 |  | Baseline Forecast | 0 | 0 | 0 | 0 | 0 | 0 | 0 | 0 | 0 | 0 | 0 | 0 | 0 | 0 | 0 | 0 | 0 | 0 | 0 | 0 | 0 | 0 | 0 | 0 | 0 | 0 | 0 | 0 | 0 | 0 | 0 | 0 | 0 | 0 | 0 | 0 | 0 | 0 | 0 | 0 | 0 | 0 | 0 | 0 | 0 | 0 | 0 | 0 | 0 | 0 | 0
Residential_CZ3 - Multi Family_New_Space Heating_Natural Gas_Furnace - Direct Fuel_E8_Baseline Forecast | Residential | CZ3 - Multi Family | New | Space Heating | Natural Gas | Furnace - Direct Fuel | E8 |  | Baseline Forecast | 0 | 0 | 0 | 0 | 0 | 0 | 0 | 0 | 0 | 0 | 0 | 0 | 0 | 0 | 0 | 0 | 0 | 0 | 0 | 0 | 0 | 0 | 0 | 0 | 0 | 0 | 0 | 0 | 0 | 0 | 0 | 0 | 0 | 0 | 0 | 0 | 0 | 0 | 0 | 0 | 0 | 0 | 0 | 0 | 0 | 0 | 0 | 0 | 0 | 0 | 0
Residential_CZ3 - Multi Family_New_Space Heating_Natural Gas_Furnace - Direct Fuel_E9_Baseline Forecast | Residential | CZ3 - Multi Family | New | Space Heating | Natural Gas | Furnace - Direct Fuel | E9 |  | Baseline Forecast | 0 | 0 | 0 | 0 | 0 | 0 | 0 | 0 | 0 | 0 | 0 | 0 | 0 | 0 | 0 | 0 | 0 | 0 | 0 | 0 | 0 | 0 | 0 | 0 | 0 | 0 | 0 | 0 | 0 | 0 | 0 | 0 | 0 | 0 | 0 | 0 | 0 | 0 | 0 | 0 | 0 | 0 | 0 | 0 | 0 | 0 | 0 | 0 | 0 | 0 | 0
Residential_CZ3 - Multi Family_New_Space Heating_Natural Gas_Furnace - Direct Fuel_E10_Baseline Forecast | Residential | CZ3 - Multi Family | New | Space Heating | Natural Gas | Furnace - Direct Fuel | E10 |  | Baseline Forecast | 0 | 0 | 0 | 0 | 0 | 0 | 0 | 0 | 0 | 0 | 0 | 0 | 0 | 0 | 0 | 0 | 0 | 0 | 0 | 0 | 0 | 0 | 0 | 0 | 0 | 0 | 0 | 0 | 0 | 0 | 0 | 0 | 0 | 0 | 0 | 0 | 0 | 0 | 0 | 0 | 0 | 0 | 0 | 0 | 0 | 0 | 0 | 0 | 0 | 0 | 0
Residential_CZ3 - Multi Family_New_Space Heating_Natural Gas_Furnace - Direct Fuel_Vintage_Baseline Forecast | Residential | CZ3 - Multi Family | New | Space Heating | Natural Gas | Furnace - Direct Fuel | Vintage | Vintage | Baseline Forecast | 0 | 0 | 0 | 0 | 0 | 0 | 0 | 0 | 0 | 0 | 0 | 0 | 0 | 0 | 0 | 0 | 0 | 0 | 0 | 0 | 0 | 0 | 0 | 0 | 0 | 0 | 0 | 0 | 0 | 0 | 0 | 0 | 0 | 0 | 0 | 0 | 0 | 0 | 0 | 0 | 0 | 0 | 0 | 0 | 0 | 0 | 0 | 0 | 0 | 0 | 0
Residential_CZ3 - Multi Family_New_Space Heating_Natural Gas_Boiler - Direct Fuel_E1_Baseline Forecast | Residential | CZ3 - Multi Family | New | Space Heating | Natural Gas | Boiler - Direct Fuel | E1 | AFUE 82% | Baseline Forecast | 0 | 3.7207 | 3.7207 | 3.7207 | 3.7207 | 3.7207 | 3.7207 | 3.7207 | 3.7207 | 3.7207 | 3.7207 | 3.7207 | 3.5435 | 3.3748 | 3.2141 | 3.061 | 2.9153 | 2.7765 | 2.6442 | 2.5183 | 2.3984 | 2.2842 | 0 | 0 | 0 | 0 | 0 | 0 | 0 | 0 | 0 | 0 | 0 | 0 | 0 | 0 | 0 | 0 | 0 | 0 | 0 | 0 | 0 | 0 | 0 | 0 | 0 | 0 | 0 | 0 | 0
Residential_CZ3 - Multi Family_New_Space Heating_Natural Gas_Boiler - Direct Fuel_E2_Baseline Forecast | Residential | CZ3 - Multi Family | New | Space Heating | Natural Gas | Boiler - Direct Fuel | E2 | AFUE 84% | Baseline Forecast | 0 | 0 | 3.7192 | 5.8253 | 7.8848 | 9.9364 | 11.9791 | 14.0175 | 16.0367 | 18.0391 | 20.027 | 22.0003 | 24.1324 | 26.234 | 28.3073 | 30.3478 | 32.3652 | 34.3554 | 36.3188 | 38.2582 | 40.1726 | 41.9152 | 0 | 0 | 0 | 0 | 0 | 0 | 0 | 0 | 0 | 0 | 0 | 0 | 0 | 0 | 0 | 0 | 0 | 0 | 0 | 0 | 0 | 0 | 0 | 0 | 0 | 0 | 0 | 0 | 0
Residential_CZ3 - Multi Family_New_Space Heating_Natural Gas_Boiler - Direct Fuel_E3_Baseline Forecast | Residential | CZ3 - Multi Family | New | Space Heating | Natural Gas | Boiler - Direct Fuel | E3 | AFUE 85% | Baseline Forecast | 0 | 0 | 0 | 0 | 0 | 0 | 0 | 0 | 0 | 0 | 0 | 0 | 0 | 0 | 0 | 0 | 0 | 0 | 0 | 0 | 0 | 0 | 0 | 0 | 0 | 0 | 0 | 0 | 0 | 0 | 0 | 0 | 0 | 0 | 0 | 0 | 0 | 0 | 0 | 0 | 0 | 0 | 0 | 0 | 0 | 0 | 0 | 0 | 0 | 0 | 0
Residential_CZ3 - Multi Family_New_Space Heating_Natural Gas_Boiler - Direct Fuel_E4_Baseline Forecast | Residential | CZ3 - Multi Family | New | Space Heating | Natural Gas | Boiler - Direct Fuel | E4 | AFUE 90% | Baseline Forecast | 0 | 0 | 0 | 0 | 0 | 0 | 0 | 0 | 0 | 0 | 0 | 0 | 0 | 0 | 0 | 0 | 0 | 0 | 0 | 0 | 0 | 0 | 0 | 0 | 0 | 0 | 0 | 0 | 0 | 0 | 0 | 0 | 0 | 0 | 0 | 0 | 0 | 0 | 0 | 0 | 0 | 0 | 0 | 0 | 0 | 0 | 0 | 0 | 0 | 0 | 0
Residential_CZ3 - Multi Family_New_Space Heating_Natural Gas_Boiler - Direct Fuel_E5_Baseline Forecast | Residential | CZ3 - Multi Family | New | Space Heating | Natural Gas | Boiler - Direct Fuel | E5 | AFUE 95% | Baseline Forecast | 0 | 0 | 0 | 0 | 0 | 0 | 0 | 0 | 0 | 0 | 0 | 0 | 0 | 0 | 0 | 0 | 0 | 0 | 0 | 0 | 0 | 0 | 0 | 0 | 0 | 0 | 0 | 0 | 0 | 0 | 0 | 0 | 0 | 0 | 0 | 0 | 0 | 0 | 0 | 0 | 0 | 0 | 0 | 0 | 0 | 0 | 0 | 0 | 0 | 0 | 0
Residential_CZ3 - Multi Family_New_Space Heating_Natural Gas_Boiler - Direct Fuel_E6_Baseline Forecast | Residential | CZ3 - Multi Family | New | Space Heating | Natural Gas | Boiler - Direct Fuel | E6 | AFUE 96% | Baseline Forecast | 0 | 0 | 0 | 0 | 0 | 0 | 0 | 0 | 0 | 0 | 0 | 0 | 0 | 0 | 0 | 0 | 0 | 0 | 0 | 0 | 0 | 0 | 0 | 0 | 0 | 0 | 0 | 0 | 0 | 0 | 0 | 0 | 0 | 0 | 0 | 0 | 0 | 0 | 0 | 0 | 0 | 0 | 0 | 0 | 0 | 0 | 0 | 0 | 0 | 0 | 0
Residential_CZ3 - Multi Family_New_Space Heating_Natural Gas_Boiler - Direct Fuel_E7_Baseline Forecast | Residential | CZ3 - Multi Family | New | Space Heating | Natural Gas | Boiler - Direct Fuel | E7 | Convert to NG Heat Pump | Baseline Forecast | 0 | 0 | 0 | 0 | 0 | 0 | 0 | 0 | 0 | 0 | 0 | 0 | 0 | 0 | 0 | 0 | 0 | 0 | 0 | 0 | 0 | 0 | 0 | 0 | 0 | 0 | 0 | 0 | 0 | 0 | 0 | 0 | 0 | 0 | 0 | 0 | 0 | 0 | 0 | 0 | 0 | 0 | 0 | 0 | 0 | 0 | 0 | 0 | 0 | 0 | 0
Residential_CZ3 - Multi Family_New_Space Heating_Natural Gas_Boiler - Direct Fuel_E8_Baseline Forecast | Residential | CZ3 - Multi Family | New | Space Heating | Natural Gas | Boiler - Direct Fuel | E8 |  | Baseline Forecast | 0 | 0 | 0 | 0 | 0 | 0 | 0 | 0 | 0 | 0 | 0 | 0 | 0 | 0 | 0 | 0 | 0 | 0 | 0 | 0 | 0 | 0 | 0 | 0 | 0 | 0 | 0 | 0 | 0 | 0 | 0 | 0 | 0 | 0 | 0 | 0 | 0 | 0 | 0 | 0 | 0 | 0 | 0 | 0 | 0 | 0 | 0 | 0 | 0 | 0 | 0
Residential_CZ3 - Multi Family_New_Space Heating_Natural Gas_Boiler - Direct Fuel_E9_Baseline Forecast | Residential | CZ3 - Multi Family | New | Space Heating | Natural Gas | Boiler - Direct Fuel | E9 |  | Baseline Forecast | 0 | 0 | 0 | 0 | 0 | 0 | 0 | 0 | 0 | 0 | 0 | 0 | 0 | 0 | 0 | 0 | 0 | 0 | 0 | 0 | 0 | 0 | 0 | 0 | 0 | 0 | 0 | 0 | 0 | 0 | 0 | 0 | 0 | 0 | 0 | 0 | 0 | 0 | 0 | 0 | 0 | 0 | 0 | 0 | 0 | 0 | 0 | 0 | 0 | 0 | 0
Residential_CZ3 - Multi Family_New_Space Heating_Natural Gas_Boiler - Direct Fuel_E10_Baseline Forecast | Residential | CZ3 - Multi Family | New | Space Heating | Natural Gas | Boiler - Direct Fuel | E10 |  | Baseline Forecast | 0 | 0 | 0 | 0 | 0 | 0 | 0 | 0 | 0 | 0 | 0 | 0 | 0 | 0 | 0 | 0 | 0 | 0 | 0 | 0 | 0 | 0 | 0 | 0 | 0 | 0 | 0 | 0 | 0 | 0 | 0 | 0 | 0 | 0 | 0 | 0 | 0 | 0 | 0 | 0 | 0 | 0 | 0 | 0 | 0 | 0 | 0 | 0 | 0 | 0 | 0
Residential_CZ3 - Multi Family_New_Space Heating_Natural Gas_Boiler - Direct Fuel_Vintage_Baseline Forecast | Residential | CZ3 - Multi Family | New | Space Heating | Natural Gas | Boiler - Direct Fuel | Vintage | Vintage | Baseline Forecast | 0 | 0 | 0 | 0 | 0 | 0 | 0 | 0 | 0 | 0 | 0 | 0 | 0 | 0 | 0 | 0 | 0 | 0 | 0 | 0 | 0 | 0 | 0 | 0 | 0 | 0 | 0 | 0 | 0 | 0 | 0 | 0 | 0 | 0 | 0 | 0 | 0 | 0 | 0 | 0 | 0 | 0 | 0 | 0 | 0 | 0 | 0 | 0 | 0 | 0 | 0
Residential_CZ3 - Multi Family_New_Secondary Heating_Natural Gas_Fireplace_E1_Baseline Forecast | Residential | CZ3 - Multi Family | New | Secondary Heating | Natural Gas | Fireplace | E1 | Baseline (50% to 60% FE Rating) | Baseline Forecast | 0 | 169.0126 | 337.958 | 433.6251 | 527.1763 | 620.3713 | 713.1623 | 805.7536 | 897.4773 | 988.434 | 1078.7357 | 1168.3687 | 1257.1729 | 1344.9706 | 1431.8514 | 1517.5878 | 1602.6075 | 1686.7067 | 1769.8857 | 1852.2649 | 1933.7783 | 2007.7475 | 0 | 0 | 0 | 0 | 0 | 0 | 0 | 0 | 0 | 0 | 0 | 0 | 0 | 0 | 0 | 0 | 0 | 0 | 0 | 0 | 0 | 0 | 0 | 0 | 0 | 0 | 0 | 0 | 0
Residential_CZ3 - Multi Family_New_Secondary Heating_Natural Gas_Fireplace_E2_Baseline Forecast | Residential | CZ3 - Multi Family | New | Secondary Heating | Natural Gas | Fireplace | E2 | Tier 1 (70% FE Rating) | Baseline Forecast | 0 | 0 | 0 | 0 | 0 | 0 | 0 | 0 | 0 | 0 | 0 | 0 | 0 | 0 | 0 | 0 | 0 | 0 | 0 | 0 | 0 | 0 | 0 | 0 | 0 | 0 | 0 | 0 | 0 | 0 | 0 | 0 | 0 | 0 | 0 | 0 | 0 | 0 | 0 | 0 | 0 | 0 | 0 | 0 | 0 | 0 | 0 | 0 | 0 | 0 | 0
Residential_CZ3 - Multi Family_New_Secondary Heating_Natural Gas_Fireplace_E3_Baseline Forecast | Residential | CZ3 - Multi Family | New | Secondary Heating | Natural Gas | Fireplace | E3 | Tier 2 (77%+ FE Rating) | Baseline Forecast | 0 | 0 | 0 | 0 | 0 | 0 | 0 | 0 | 0 | 0 | 0 | 0 | 0 | 0 | 0 | 0 | 0 | 0 | 0 | 0 | 0 | 0 | 0 | 0 | 0 | 0 | 0 | 0 | 0 | 0 | 0 | 0 | 0 | 0 | 0 | 0 | 0 | 0 | 0 | 0 | 0 | 0 | 0 | 0 | 0 | 0 | 0 | 0 | 0 | 0 | 0
Residential_CZ3 - Multi Family_New_Secondary Heating_Natural Gas_Fireplace_E4_Baseline Forecast | Residential | CZ3 - Multi Family | New | Secondary Heating | Natural Gas | Fireplace | E4 |  | Baseline Forecast | 0 | 0 | 0 | 0 | 0 | 0 | 0 | 0 | 0 | 0 | 0 | 0 | 0 | 0 | 0 | 0 | 0 | 0 | 0 | 0 | 0 | 0 | 0 | 0 | 0 | 0 | 0 | 0 | 0 | 0 | 0 | 0 | 0 | 0 | 0 | 0 | 0 | 0 | 0 | 0 | 0 | 0 | 0 | 0 | 0 | 0 | 0 | 0 | 0 | 0 | 0
Residential_CZ3 - Multi Family_New_Secondary Heating_Natural Gas_Fireplace_E5_Baseline Forecast | Residential | CZ3 - Multi Family | New | Secondary Heating | Natural Gas | Fireplace | E5 |  | Baseline Forecast | 0 | 0 | 0 | 0 | 0 | 0 | 0 | 0 | 0 | 0 | 0 | 0 | 0 | 0 | 0 | 0 | 0 | 0 | 0 | 0 | 0 | 0 | 0 | 0 | 0 | 0 | 0 | 0 | 0 | 0 | 0 | 0 | 0 | 0 | 0 | 0 | 0 | 0 | 0 | 0 | 0 | 0 | 0 | 0 | 0 | 0 | 0 | 0 | 0 | 0 | 0
Residential_CZ3 - Multi Family_New_Secondary Heating_Natural Gas_Fireplace_E6_Baseline Forecast | Residential | CZ3 - Multi Family | New | Secondary Heating | Natural Gas | Fireplace | E6 |  | Baseline Forecast | 0 | 0 | 0 | 0 | 0 | 0 | 0 | 0 | 0 | 0 | 0 | 0 | 0 | 0 | 0 | 0 | 0 | 0 | 0 | 0 | 0 | 0 | 0 | 0 | 0 | 0 | 0 | 0 | 0 | 0 | 0 | 0 | 0 | 0 | 0 | 0 | 0 | 0 | 0 | 0 | 0 | 0 | 0 | 0 | 0 | 0 | 0 | 0 | 0 | 0 | 0
Residential_CZ3 - Multi Family_New_Secondary Heating_Natural Gas_Fireplace_E7_Baseline Forecast | Residential | CZ3 - Multi Family | New | Secondary Heating | Natural Gas | Fireplace | E7 |  | Baseline Forecast | 0 | 0 | 0 | 0 | 0 | 0 | 0 | 0 | 0 | 0 | 0 | 0 | 0 | 0 | 0 | 0 | 0 | 0 | 0 | 0 | 0 | 0 | 0 | 0 | 0 | 0 | 0 | 0 | 0 | 0 | 0 | 0 | 0 | 0 | 0 | 0 | 0 | 0 | 0 | 0 | 0 | 0 | 0 | 0 | 0 | 0 | 0 | 0 | 0 | 0 | 0
Residential_CZ3 - Multi Family_New_Secondary Heating_Natural Gas_Fireplace_E8_Baseline Forecast | Residential | CZ3 - Multi Family | New | Secondary Heating | Natural Gas | Fireplace | E8 |  | Baseline Forecast | 0 | 0 | 0 | 0 | 0 | 0 | 0 | 0 | 0 | 0 | 0 | 0 | 0 | 0 | 0 | 0 | 0 | 0 | 0 | 0 | 0 | 0 | 0 | 0 | 0 | 0 | 0 | 0 | 0 | 0 | 0 | 0 | 0 | 0 | 0 | 0 | 0 | 0 | 0 | 0 | 0 | 0 | 0 | 0 | 0 | 0 | 0 | 0 | 0 | 0 | 0
Residential_CZ3 - Multi Family_New_Secondary Heating_Natural Gas_Fireplace_E9_Baseline Forecast | Residential | CZ3 - Multi Family | New | Secondary Heating | Natural Gas | Fireplace | E9 |  | Baseline Forecast | 0 | 0 | 0 | 0 | 0 | 0 | 0 | 0 | 0 | 0 | 0 | 0 | 0 | 0 | 0 | 0 | 0 | 0 | 0 | 0 | 0 | 0 | 0 | 0 | 0 | 0 | 0 | 0 | 0 | 0 | 0 | 0 | 0 | 0 | 0 | 0 | 0 | 0 | 0 | 0 | 0 | 0 | 0 | 0 | 0 | 0 | 0 | 0 | 0 | 0 | 0
Residential_CZ3 - Multi Family_New_Secondary Heating_Natural Gas_Fireplace_E10_Baseline Forecast | Residential | CZ3 - Multi Family | New | Secondary Heating | Natural Gas | Fireplace | E10 |  | Baseline Forecast | 0 | 0 | 0 | 0 | 0 | 0 | 0 | 0 | 0 | 0 | 0 | 0 | 0 | 0 | 0 | 0 | 0 | 0 | 0 | 0 | 0 | 0 | 0 | 0 | 0 | 0 | 0 | 0 | 0 | 0 | 0 | 0 | 0 | 0 | 0 | 0 | 0 | 0 | 0 | 0 | 0 | 0 | 0 | 0 | 0 | 0 | 0 | 0 | 0 | 0 | 0
Residential_CZ3 - Multi Family_New_Secondary Heating_Natural Gas_Fireplace_Vintage_Baseline Forecast | Residential | CZ3 - Multi Family | New | Secondary Heating | Natural Gas | Fireplace | Vintage | Vintage | Baseline Forecast | 0 | 0 | 0 | 0 | 0 | 0 | 0 | 0 | 0 | 0 | 0 | 0 | 0 | 0 | 0 | 0 | 0 | 0 | 0 | 0 | 0 | 0 | 0 | 0 | 0 | 0 | 0 | 0 | 0 | 0 | 0 | 0 | 0 | 0 | 0 | 0 | 0 | 0 | 0 | 0 | 0 | 0 | 0 | 0 | 0 | 0 | 0 | 0 | 0 | 0 | 0
Residential_CZ3 - Multi Family_New_Water Heating_Natural Gas_Water Heater <= 55 gal._E1_Baseline Forecast | Residential | CZ3 - Multi Family | New | Water Heating | Natural Gas | Water Heater <= 55 gal. | E1 | Baseline (UEF 0.58) | Baseline Forecast | 0 | 64.0841 | 128.9941 | 166.1093 | 202.6408 | 239.2887 | 275.4677 | 311.3918 | 346.9152 | 382.0316 | 414.9638 | 447.6049 | 479.2565 | 509.9247 | 539.9113 | 569.1664 | 597.8509 | 625.9581 | 653.5418 | 679.6246 | 705.1747 | 728.8164 | 0 | 0 | 0 | 0 | 0 | 0 | 0 | 0 | 0 | 0 | 0 | 0 | 0 | 0 | 0 | 0 | 0 | 0 | 0 | 0 | 0 | 0 | 0 | 0 | 0 | 0 | 0 | 0 | 0
Residential_CZ3 - Multi Family_New_Water Heating_Natural Gas_Water Heater <= 55 gal._E2_Baseline Forecast | Residential | CZ3 - Multi Family | New | Water Heating | Natural Gas | Water Heater <= 55 gal. | E2 | ENERGY STAR (UEF 0.64) | Baseline Forecast | 0 | 296.4918 | 592.017 | 759.0017 | 922.0531 | 1084.2293 | 1246.0116 | 1407.622 | 1567.7856 | 1726.7159 | 1886.4365 | 2045.0223 | 2202.8295 | 2359.4678 | 2514.8346 | 2668.489 | 2821.184 | 2972.4914 | 3122.3663 | 3272.0351 | 3420.3857 | 3554.5531 | 0 | 0 | 0 | 0 | 0 | 0 | 0 | 0 | 0 | 0 | 0 | 0 | 0 | 0 | 0 | 0 | 0 | 0 | 0 | 0 | 0 | 0 | 0 | 0 | 0 | 0 | 0 | 0 | 0
Residential_CZ3 - Multi Family_New_Water Heating_Natural Gas_Water Heater <= 55 gal._E3_Baseline Forecast | Residential | CZ3 - Multi Family | New | Water Heating | Natural Gas | Water Heater <= 55 gal. | E3 | Condensing (UEF 0.81) | Baseline Forecast | 0 | 15.0183 | 30.028 | 38.5276 | 46.8421 | 55.1239 | 63.3707 | 71.6005 | 79.7497 | 87.8346 | 95.8579 | 103.8211 | 111.7108 | 119.5156 | 127.2363 | 134.8574 | 142.416 | 149.8938 | 157.2825 | 164.6011 | 171.8463 | 178.418 | 0 | 0 | 0 | 0 | 0 | 0 | 0 | 0 | 0 | 0 | 0 | 0 | 0 | 0 | 0 | 0 | 0 | 0 | 0 | 0 | 0 | 0 | 0 | 0 | 0 | 0 | 0 | 0 | 0
Residential_CZ3 - Multi Family_New_Water Heating_Natural Gas_Water Heater <= 55 gal._E4_Baseline Forecast | Residential | CZ3 - Multi Family | New | Water Heating | Natural Gas | Water Heater <= 55 gal. | E4 | Instantaneous - ENERGY STAR (UEF 0.87) | Baseline Forecast | 0 | 0 | 0 | 0 | 0 | 0 | 0 | 0 | 0 | 0 | 0 | 0 | 0 | 0 | 0 | 0 | 0 | 0 | 0 | 0 | 0 | 0 | 0 | 0 | 0 | 0 | 0 | 0 | 0 | 0 | 0 | 0 | 0 | 0 | 0 | 0 | 0 | 0 | 0 | 0 | 0 | 0 | 0 | 0 | 0 | 0 | 0 | 0 | 0 | 0 | 0
Residential_CZ3 - Multi Family_New_Water Heating_Natural Gas_Water Heater <= 55 gal._E5_Baseline Forecast | Residential | CZ3 - Multi Family | New | Water Heating | Natural Gas | Water Heater <= 55 gal. | E5 | Instantaneous - Condensing (UEF 0.92) | Baseline Forecast | 0 | 0 | 0 | 0 | 0 | 0 | 0 | 0 | 0 | 0 | 0 | 0 | 0 | 0 | 0 | 0 | 0 | 0 | 0 | 0 | 0 | 0 | 0 | 0 | 0 | 0 | 0 | 0 | 0 | 0 | 0 | 0 | 0 | 0 | 0 | 0 | 0 | 0 | 0 | 0 | 0 | 0 | 0 | 0 | 0 | 0 | 0 | 0 | 0 | 0 | 0
Residential_CZ3 - Multi Family_New_Water Heating_Natural Gas_Water Heater <= 55 gal._E6_Baseline Forecast | Residential | CZ3 - Multi Family | New | Water Heating | Natural Gas | Water Heater <= 55 gal. | E6 | NEEA Gas-Fired Absorption HPWH (EF 1.2) | Baseline Forecast | 0 | 0 | 0 | 0 | 0 | 0 | 0 | 0 | 0 | 0 | 0 | 0 | 0 | 0 | 0 | 0 | 0 | 0 | 0 | 0 | 0 | 0 | 0 | 0 | 0 | 0 | 0 | 0 | 0 | 0 | 0 | 0 | 0 | 0 | 0 | 0 | 0 | 0 | 0 | 0 | 0 | 0 | 0 | 0 | 0 | 0 | 0 | 0 | 0 | 0 | 0
Residential_CZ3 - Multi Family_New_Water Heating_Natural Gas_Water Heater <= 55 gal._E7_Baseline Forecast | Residential | CZ3 - Multi Family | New | Water Heating | Natural Gas | Water Heater <= 55 gal. | E7 | NEEA Gas-Fired Absorption HPWH (EF 1.7) | Baseline Forecast | 0 | 0 | 0 | 0 | 0 | 0 | 0 | 0 | 0 | 0 | 0 | 0 | 0 | 0 | 0 | 0 | 0 | 0 | 0 | 0 | 0 | 0 | 0 | 0 | 0 | 0 | 0 | 0 | 0 | 0 | 0 | 0 | 0 | 0 | 0 | 0 | 0 | 0 | 0 | 0 | 0 | 0 | 0 | 0 | 0 | 0 | 0 | 0 | 0 | 0 | 0
Residential_CZ3 - Multi Family_New_Water Heating_Natural Gas_Water Heater <= 55 gal._E8_Baseline Forecast | Residential | CZ3 - Multi Family | New | Water Heating | Natural Gas | Water Heater <= 55 gal. | E8 |  | Baseline Forecast | 0 | 0 | 0 | 0 | 0 | 0 | 0 | 0 | 0 | 0 | 0 | 0 | 0 | 0 | 0 | 0 | 0 | 0 | 0 | 0 | 0 | 0 | 0 | 0 | 0 | 0 | 0 | 0 | 0 | 0 | 0 | 0 | 0 | 0 | 0 | 0 | 0 | 0 | 0 | 0 | 0 | 0 | 0 | 0 | 0 | 0 | 0 | 0 | 0 | 0 | 0
Residential_CZ3 - Multi Family_New_Water Heating_Natural Gas_Water Heater <= 55 gal._E9_Baseline Forecast | Residential | CZ3 - Multi Family | New | Water Heating | Natural Gas | Water Heater <= 55 gal. | E9 |  | Baseline Forecast | 0 | 0 | 0 | 0 | 0 | 0 | 0 | 0 | 0 | 0 | 0 | 0 | 0 | 0 | 0 | 0 | 0 | 0 | 0 | 0 | 0 | 0 | 0 | 0 | 0 | 0 | 0 | 0 | 0 | 0 | 0 | 0 | 0 | 0 | 0 | 0 | 0 | 0 | 0 | 0 | 0 | 0 | 0 | 0 | 0 | 0 | 0 | 0 | 0 | 0 | 0
Residential_CZ3 - Multi Family_New_Water Heating_Natural Gas_Water Heater <= 55 gal._E10_Baseline Forecast | Residential | CZ3 - Multi Family | New | Water Heating | Natural Gas | Water Heater <= 55 gal. | E10 |  | Baseline Forecast | 0 | 0 | 0 | 0 | 0 | 0 | 0 | 0 | 0 | 0 | 0 | 0 | 0 | 0 | 0 | 0 | 0 | 0 | 0 | 0 | 0 | 0 | 0 | 0 | 0 | 0 | 0 | 0 | 0 | 0 | 0 | 0 | 0 | 0 | 0 | 0 | 0 | 0 | 0 | 0 | 0 | 0 | 0 | 0 | 0 | 0 | 0 | 0 | 0 | 0 | 0
Residential_CZ3 - Multi Family_New_Water Heating_Natural Gas_Water Heater <= 55 gal._Vintage_Baseline Forecast | Residential | CZ3 - Multi Family | New | Water Heating | Natural Gas | Water Heater <= 55 gal. | Vintage | Vintage | Baseline Forecast | 0 | 0 | 0 | 0 | 0 | 0 | 0 | 0 | 0 | 0 | 0 | 0 | 0 | 0 | 0 | 0 | 0 | 0 | 0 | 0 | 0 | 0 | 0 | 0 | 0 | 0 | 0 | 0 | 0 | 0 | 0 | 0 | 0 | 0 | 0 | 0 | 0 | 0 | 0 | 0 | 0 | 0 | 0 | 0 | 0 | 0 | 0 | 0 | 0 | 0 | 0
Residential_CZ3 - Multi Family_New_Water Heating_Natural Gas_Water Heater > 55 gal._E1_Baseline Forecast | Residential | CZ3 - Multi Family | New | Water Heating | Natural Gas | Water Heater > 55 gal. | E1 | Standard (UEF 0.77) | Baseline Forecast | 0 | 13.6762 | 38.4682 | 66.0943 | 95.731 | 126.959 | 158.9255 | 191.5488 | 224.7065 | 258.1731 | 290.0571 | 322.3635 | 353.0915 | 381.4646 | 407.8146 | 432.4898 | 455.826 | 478.1454 | 499.7767 | 517.7145 | 533.8005 | 550.4751 | 0 | 0 | 0 | 0 | 0 | 0 | 0 | 0 | 0 | 0 | 0 | 0 | 0 | 0 | 0 | 0 | 0 | 0 | 0 | 0 | 0 | 0 | 0 | 0 | 0 | 0 | 0 | 0 | 0
Residential_CZ3 - Multi Family_New_Water Heating_Natural Gas_Water Heater > 55 gal._E2_Baseline Forecast | Residential | CZ3 - Multi Family | New | Water Heating | Natural Gas | Water Heater > 55 gal. | E2 | ENERGY STAR (3.2) - UEF 0.78 | Baseline Forecast | 0 | 63.2746 | 112.8739 | 124.2923 | 132.2779 | 138.1916 | 142.9455 | 146.761 | 149.4976 | 151.4632 | 154.6376 | 156.9591 | 160.3102 | 165.2905 | 171.5512 | 178.5924 | 186.2508 | 194.0988 | 202.2563 | 213.8999 | 227.0576 | 236.2798 | 0 | 0 | 0 | 0 | 0 | 0 | 0 | 0 | 0 | 0 | 0 | 0 | 0 | 0 | 0 | 0 | 0 | 0 | 0 | 0 | 0 | 0 | 0 | 0 | 0 | 0 | 0 | 0 | 0
Residential_CZ3 - Multi Family_New_Water Heating_Natural Gas_Water Heater > 55 gal._E3_Baseline Forecast | Residential | CZ3 - Multi Family | New | Water Heating | Natural Gas | Water Heater > 55 gal. | E3 | Condensing (UEF 0.82) | Baseline Forecast | 0 | 3.2051 | 8.9379 | 15.2645 | 22.0097 | 29.0668 | 36.3533 | 43.827 | 51.4335 | 59.1385 | 66.9065 | 74.788 | 82.8251 | 91.1107 | 99.704 | 108.649 | 117.9758 | 127.6933 | 137.3529 | 146.8407 | 156.2556 | 165.4395 | 0 | 0 | 0 | 0 | 0 | 0 | 0 | 0 | 0 | 0 | 0 | 0 | 0 | 0 | 0 | 0 | 0 | 0 | 0 | 0 | 0 | 0 | 0 | 0 | 0 | 0 | 0 | 0 | 0
Residential_CZ3 - Multi Family_New_Water Heating_Natural Gas_Water Heater > 55 gal._E4_Baseline Forecast | Residential | CZ3 - Multi Family | New | Water Heating | Natural Gas | Water Heater > 55 gal. | E4 | Instantaneous - ENERGY STAR (UEF 0.87) | Baseline Forecast | 0 | 0 | 0 | 0 | 0 | 0 | 0 | 0 | 0 | 0 | 0 | 0 | 0 | 0 | 0 | 0 | 0 | 0 | 0 | 0 | 0 | 0 | 0 | 0 | 0 | 0 | 0 | 0 | 0 | 0 | 0 | 0 | 0 | 0 | 0 | 0 | 0 | 0 | 0 | 0 | 0 | 0 | 0 | 0 | 0 | 0 | 0 | 0 | 0 | 0 | 0
Residential_CZ3 - Multi Family_New_Water Heating_Natural Gas_Water Heater > 55 gal._E5_Baseline Forecast | Residential | CZ3 - Multi Family | New | Water Heating | Natural Gas | Water Heater > 55 gal. | E5 | Instantaneous - Condensing (UEF 0.92) | Baseline Forecast | 0 | 0 | 0 | 0 | 0 | 0 | 0 | 0 | 0 | 0 | 0 | 0 | 0 | 0 | 0 | 0 | 0 | 0 | 0 | 0 | 0 | 0 | 0 | 0 | 0 | 0 | 0 | 0 | 0 | 0 | 0 | 0 | 0 | 0 | 0 | 0 | 0 | 0 | 0 | 0 | 0 | 0 | 0 | 0 | 0 | 0 | 0 | 0 | 0 | 0 | 0
Residential_CZ3 - Multi Family_New_Water Heating_Natural Gas_Water Heater > 55 gal._E6_Baseline Forecast | Residential | CZ3 - Multi Family | New | Water Heating | Natural Gas | Water Heater > 55 gal. | E6 | NEEA Gas-Fired Absorption HPWH (EF 1.3) | Baseline Forecast | 0 | 0 | 0 | 0 | 0 | 0 | 0 | 0 | 0 | 0 | 0 | 0 | 0 | 0 | 0 | 0 | 0 | 0 | 0 | 0 | 0 | 0 | 0 | 0 | 0 | 0 | 0 | 0 | 0 | 0 | 0 | 0 | 0 | 0 | 0 | 0 | 0 | 0 | 0 | 0 | 0 | 0 | 0 | 0 | 0 | 0 | 0 | 0 | 0 | 0 | 0
Residential_CZ3 - Multi Family_New_Water Heating_Natural Gas_Water Heater > 55 gal._E7_Baseline Forecast | Residential | CZ3 - Multi Family | New | Water Heating | Natural Gas | Water Heater > 55 gal. | E7 | NEEA Gas-Fired Absorption HPWH (EF 1.7) | Baseline Forecast | 0 | 0 | 0 | 0 | 0 | 0 | 0 | 0 | 0 | 0 | 0 | 0 | 0 | 0 | 0 | 0 | 0 | 0 | 0 | 0 | 0 | 0 | 0 | 0 | 0 | 0 | 0 | 0 | 0 | 0 | 0 | 0 | 0 | 0 | 0 | 0 | 0 | 0 | 0 | 0 | 0 | 0 | 0 | 0 | 0 | 0 | 0 | 0 | 0 | 0 | 0
Residential_CZ3 - Multi Family_New_Water Heating_Natural Gas_Water Heater > 55 gal._E8_Baseline Forecast | Residential | CZ3 - Multi Family | New | Water Heating | Natural Gas | Water Heater > 55 gal. | E8 |  | Baseline Forecast | 0 | 0 | 0 | 0 | 0 | 0 | 0 | 0 | 0 | 0 | 0 | 0 | 0 | 0 | 0 | 0 | 0 | 0 | 0 | 0 | 0 | 0 | 0 | 0 | 0 | 0 | 0 | 0 | 0 | 0 | 0 | 0 | 0 | 0 | 0 | 0 | 0 | 0 | 0 | 0 | 0 | 0 | 0 | 0 | 0 | 0 | 0 | 0 | 0 | 0 | 0
Residential_CZ3 - Multi Family_New_Water Heating_Natural Gas_Water Heater > 55 gal._E9_Baseline Forecast | Residential | CZ3 - Multi Family | New | Water Heating | Natural Gas | Water Heater > 55 gal. | E9 |  | Baseline Forecast | 0 | 0 | 0 | 0 | 0 | 0 | 0 | 0 | 0 | 0 | 0 | 0 | 0 | 0 | 0 | 0 | 0 | 0 | 0 | 0 | 0 | 0 | 0 | 0 | 0 | 0 | 0 | 0 | 0 | 0 | 0 | 0 | 0 | 0 | 0 | 0 | 0 | 0 | 0 | 0 | 0 | 0 | 0 | 0 | 0 | 0 | 0 | 0 | 0 | 0 | 0
Residential_CZ3 - Multi Family_New_Water Heating_Natural Gas_Water Heater > 55 gal._E10_Baseline Forecast | Residential | CZ3 - Multi Family | New | Water Heating | Natural Gas | Water Heater > 55 gal. | E10 |  | Baseline Forecast | 0 | 0 | 0 | 0 | 0 | 0 | 0 | 0 | 0 | 0 | 0 | 0 | 0 | 0 | 0 | 0 | 0 | 0 | 0 | 0 | 0 | 0 | 0 | 0 | 0 | 0 | 0 | 0 | 0 | 0 | 0 | 0 | 0 | 0 | 0 | 0 | 0 | 0 | 0 | 0 | 0 | 0 | 0 | 0 | 0 | 0 | 0 | 0 | 0 | 0 | 0
Residential_CZ3 - Multi Family_New_Water Heating_Natural Gas_Water Heater > 55 gal._Vintage_Baseline Forecast | Residential | CZ3 - Multi Family | New | Water Heating | Natural Gas | Water Heater > 55 gal. | Vintage | Vintage | Baseline Forecast | 0 | 0 | 0 | 0 | 0 | 0 | 0 | 0 | 0 | 0 | 0 | 0 | 0 | 0 | 0 | 0 | 0 | 0 | 0 | 0 | 0 | 0 | 0 | 0 | 0 | 0 | 0 | 0 | 0 | 0 | 0 | 0 | 0 | 0 | 0 | 0 | 0 | 0 | 0 | 0 | 0 | 0 | 0 | 0 | 0 | 0 | 0 | 0 | 0 | 0 | 0
Residential_CZ3 - Multi Family_New_Appliances_Natural Gas_Clothes Dryer_E1_Baseline Forecast | Residential | CZ3 - Multi Family | New | Appliances | Natural Gas | Clothes Dryer | E1 | Standard | Baseline Forecast | 0 | 15.7792 | 31.5586 | 40.4976 | 49.2379 | 57.9471 | 66.6158 | 75.266 | 83.8349 | 92.3326 | 100.596 | 108.8153 | 116.9 | 124.8553 | 132.7052 | 140.4287 | 148.0699 | 155.6061 | 163.0443 | 170.3972 | 177.6567 | 184.2315 | 0 | 0 | 0 | 0 | 0 | 0 | 0 | 0 | 0 | 0 | 0 | 0 | 0 | 0 | 0 | 0 | 0 | 0 | 0 | 0 | 0 | 0 | 0 | 0 | 0 | 0 | 0 | 0 | 0
Residential_CZ3 - Multi Family_New_Appliances_Natural Gas_Clothes Dryer_E2_Baseline Forecast | Residential | CZ3 - Multi Family | New | Appliances | Natural Gas | Clothes Dryer | E2 | NEEA/ENERGY STAR (CE >60%) | Baseline Forecast | 0 | 12.5331 | 25.0548 | 32.1416 | 39.0726 | 45.9751 | 52.8503 | 59.7107 | 66.507 | 73.246 | 80.1096 | 86.9052 | 93.6967 | 100.4489 | 107.1529 | 113.7917 | 120.3927 | 126.9444 | 133.44 | 139.8869 | 146.2822 | 152.0985 | 0 | 0 | 0 | 0 | 0 | 0 | 0 | 0 | 0 | 0 | 0 | 0 | 0 | 0 | 0 | 0 | 0 | 0 | 0 | 0 | 0 | 0 | 0 | 0 | 0 | 0 | 0 | 0 | 0
Residential_CZ3 - Multi Family_New_Appliances_Natural Gas_Clothes Dryer_E3_Baseline Forecast | Residential | CZ3 - Multi Family | New | Appliances | Natural Gas | Clothes Dryer | E3 |  | Baseline Forecast | 0 | 0 | 0 | 0 | 0 | 0 | 0 | 0 | 0 | 0 | 0 | 0 | 0 | 0 | 0 | 0 | 0 | 0 | 0 | 0 | 0 | 0 | 0 | 0 | 0 | 0 | 0 | 0 | 0 | 0 | 0 | 0 | 0 | 0 | 0 | 0 | 0 | 0 | 0 | 0 | 0 | 0 | 0 | 0 | 0 | 0 | 0 | 0 | 0 | 0 | 0
Residential_CZ3 - Multi Family_New_Appliances_Natural Gas_Clothes Dryer_E4_Baseline Forecast | Residential | CZ3 - Multi Family | New | Appliances | Natural Gas | Clothes Dryer | E4 |  | Baseline Forecast | 0 | 0 | 0 | 0 | 0 | 0 | 0 | 0 | 0 | 0 | 0 | 0 | 0 | 0 | 0 | 0 | 0 | 0 | 0 | 0 | 0 | 0 | 0 | 0 | 0 | 0 | 0 | 0 | 0 | 0 | 0 | 0 | 0 | 0 | 0 | 0 | 0 | 0 | 0 | 0 | 0 | 0 | 0 | 0 | 0 | 0 | 0 | 0 | 0 | 0 | 0
Residential_CZ3 - Multi Family_New_Appliances_Natural Gas_Clothes Dryer_E5_Baseline Forecast | Residential | CZ3 - Multi Family | New | Appliances | Natural Gas | Clothes Dryer | E5 |  | Baseline Forecast | 0 | 0 | 0 | 0 | 0 | 0 | 0 | 0 | 0 | 0 | 0 | 0 | 0 | 0 | 0 | 0 | 0 | 0 | 0 | 0 | 0 | 0 | 0 | 0 | 0 | 0 | 0 | 0 | 0 | 0 | 0 | 0 | 0 | 0 | 0 | 0 | 0 | 0 | 0 | 0 | 0 | 0 | 0 | 0 | 0 | 0 | 0 | 0 | 0 | 0 | 0
Residential_CZ3 - Multi Family_New_Appliances_Natural Gas_Clothes Dryer_E6_Baseline Forecast | Residential | CZ3 - Multi Family | New | Appliances | Natural Gas | Clothes Dryer | E6 |  | Baseline Forecast | 0 | 0 | 0 | 0 | 0 | 0 | 0 | 0 | 0 | 0 | 0 | 0 | 0 | 0 | 0 | 0 | 0 | 0 | 0 | 0 | 0 | 0 | 0 | 0 | 0 | 0 | 0 | 0 | 0 | 0 | 0 | 0 | 0 | 0 | 0 | 0 | 0 | 0 | 0 | 0 | 0 | 0 | 0 | 0 | 0 | 0 | 0 | 0 | 0 | 0 | 0
Residential_CZ3 - Multi Family_New_Appliances_Natural Gas_Clothes Dryer_E7_Baseline Forecast | Residential | CZ3 - Multi Family | New | Appliances | Natural Gas | Clothes Dryer | E7 |  | Baseline Forecast | 0 | 0 | 0 | 0 | 0 | 0 | 0 | 0 | 0 | 0 | 0 | 0 | 0 | 0 | 0 | 0 | 0 | 0 | 0 | 0 | 0 | 0 | 0 | 0 | 0 | 0 | 0 | 0 | 0 | 0 | 0 | 0 | 0 | 0 | 0 | 0 | 0 | 0 | 0 | 0 | 0 | 0 | 0 | 0 | 0 | 0 | 0 | 0 | 0 | 0 | 0
Residential_CZ3 - Multi Family_New_Appliances_Natural Gas_Clothes Dryer_E8_Baseline Forecast | Residential | CZ3 - Multi Family | New | Appliances | Natural Gas | Clothes Dryer | E8 |  | Baseline Forecast | 0 | 0 | 0 | 0 | 0 | 0 | 0 | 0 | 0 | 0 | 0 | 0 | 0 | 0 | 0 | 0 | 0 | 0 | 0 | 0 | 0 | 0 | 0 | 0 | 0 | 0 | 0 | 0 | 0 | 0 | 0 | 0 | 0 | 0 | 0 | 0 | 0 | 0 | 0 | 0 | 0 | 0 | 0 | 0 | 0 | 0 | 0 | 0 | 0 | 0 | 0
Residential_CZ3 - Multi Family_New_Appliances_Natural Gas_Clothes Dryer_E9_Baseline Forecast | Residential | CZ3 - Multi Family | New | Appliances | Natural Gas | Clothes Dryer | E9 |  | Baseline Forecast | 0 | 0 | 0 | 0 | 0 | 0 | 0 | 0 | 0 | 0 | 0 | 0 | 0 | 0 | 0 | 0 | 0 | 0 | 0 | 0 | 0 | 0 | 0 | 0 | 0 | 0 | 0 | 0 | 0 | 0 | 0 | 0 | 0 | 0 | 0 | 0 | 0 | 0 | 0 | 0 | 0 | 0 | 0 | 0 | 0 | 0 | 0 | 0 | 0 | 0 | 0
Residential_CZ3 - Multi Family_New_Appliances_Natural Gas_Clothes Dryer_E10_Baseline Forecast | Residential | CZ3 - Multi Family | New | Appliances | Natural Gas | Clothes Dryer | E10 |  | Baseline Forecast | 0 | 0 | 0 | 0 | 0 | 0 | 0 | 0 | 0 | 0 | 0 | 0 | 0 | 0 | 0 | 0 | 0 | 0 | 0 | 0 | 0 | 0 | 0 | 0 | 0 | 0 | 0 | 0 | 0 | 0 | 0 | 0 | 0 | 0 | 0 | 0 | 0 | 0 | 0 | 0 | 0 | 0 | 0 | 0 | 0 | 0 | 0 | 0 | 0 | 0 | 0
Residential_CZ3 - Multi Family_New_Appliances_Natural Gas_Clothes Dryer_Vintage_Baseline Forecast | Residential | CZ3 - Multi Family | New | Appliances | Natural Gas | Clothes Dryer | Vintage | Vintage | Baseline Forecast | 0 | 0 | 0 | 0 | 0 | 0 | 0 | 0 | 0 | 0 | 0 | 0 | 0 | 0 | 0 | 0 | 0 | 0 | 0 | 0 | 0 | 0 | 0 | 0 | 0 | 0 | 0 | 0 | 0 | 0 | 0 | 0 | 0 | 0 | 0 | 0 | 0 | 0 | 0 | 0 | 0 | 0 | 0 | 0 | 0 | 0 | 0 | 0 | 0 | 0 | 0
Residential_CZ3 - Multi Family_New_Appliances_Natural Gas_Stove/Oven_E1_Baseline Forecast | Residential | CZ3 - Multi Family | New | Appliances | Natural Gas | Stove/Oven | E1 | Typical - (914 + 1915 IAEC) | Baseline Forecast | 0 | 95.3535 | 190.7275 | 244.7608 | 297.6162 | 350.2876 | 402.7079 | 455.004 | 506.8063 | 558.1666 | 608.1945 | 657.5683 | 705.998 | 753.6836 | 800.702 | 846.959 | 892.7065 | 937.8384 | 981.6332 | 1025.0022 | 1068.386 | 1107.6833 | 0 | 0 | 0 | 0 | 0 | 0 | 0 | 0 | 0 | 0 | 0 | 0 | 0 | 0 | 0 | 0 | 0 | 0 | 0 | 0 | 0 | 0 | 0 | 0 | 0 | 0 | 0 | 0 | 0
Residential_CZ3 - Multi Family_New_Appliances_Natural Gas_Stove/Oven_E2_Baseline Forecast | Residential | CZ3 - Multi Family | New | Appliances | Natural Gas | Stove/Oven | E2 | High Efficiency (730 + 1660 IAEC) | Baseline Forecast | 0 | 40.4804 | 80.8862 | 103.7396 | 126.0704 | 148.299 | 170.454 | 192.5727 | 214.4879 | 236.2286 | 258.7753 | 281.4387 | 304.3801 | 327.2567 | 350.0636 | 372.7121 | 395.2943 | 417.752 | 440.8074 | 463.6458 | 485.7736 | 505.9247 | 0 | 0 | 0 | 0 | 0 | 0 | 0 | 0 | 0 | 0 | 0 | 0 | 0 | 0 | 0 | 0 | 0 | 0 | 0 | 0 | 0 | 0 | 0 | 0 | 0 | 0 | 0 | 0 | 0
Residential_CZ3 - Multi Family_New_Appliances_Natural Gas_Stove/Oven_E3_Baseline Forecast | Residential | CZ3 - Multi Family | New | Appliances | Natural Gas | Stove/Oven | E3 |  | Baseline Forecast | 0 | 0 | 0 | 0 | 0 | 0 | 0 | 0 | 0 | 0 | 0 | 0 | 0 | 0 | 0 | 0 | 0 | 0 | 0 | 0 | 0 | 0 | 0 | 0 | 0 | 0 | 0 | 0 | 0 | 0 | 0 | 0 | 0 | 0 | 0 | 0 | 0 | 0 | 0 | 0 | 0 | 0 | 0 | 0 | 0 | 0 | 0 | 0 | 0 | 0 | 0
Residential_CZ3 - Multi Family_New_Appliances_Natural Gas_Stove/Oven_E4_Baseline Forecast | Residential | CZ3 - Multi Family | New | Appliances | Natural Gas | Stove/Oven | E4 |  | Baseline Forecast | 0 | 0 | 0 | 0 | 0 | 0 | 0 | 0 | 0 | 0 | 0 | 0 | 0 | 0 | 0 | 0 | 0 | 0 | 0 | 0 | 0 | 0 | 0 | 0 | 0 | 0 | 0 | 0 | 0 | 0 | 0 | 0 | 0 | 0 | 0 | 0 | 0 | 0 | 0 | 0 | 0 | 0 | 0 | 0 | 0 | 0 | 0 | 0 | 0 | 0 | 0
Residential_CZ3 - Multi Family_New_Appliances_Natural Gas_Stove/Oven_E5_Baseline Forecast | Residential | CZ3 - Multi Family | New | Appliances | Natural Gas | Stove/Oven | E5 |  | Baseline Forecast | 0 | 0 | 0 | 0 | 0 | 0 | 0 | 0 | 0 | 0 | 0 | 0 | 0 | 0 | 0 | 0 | 0 | 0 | 0 | 0 | 0 | 0 | 0 | 0 | 0 | 0 | 0 | 0 | 0 | 0 | 0 | 0 | 0 | 0 | 0 | 0 | 0 | 0 | 0 | 0 | 0 | 0 | 0 | 0 | 0 | 0 | 0 | 0 | 0 | 0 | 0
Residential_CZ3 - Multi Family_New_Appliances_Natural Gas_Stove/Oven_E6_Baseline Forecast | Residential | CZ3 - Multi Family | New | Appliances | Natural Gas | Stove/Oven | E6 |  | Baseline Forecast | 0 | 0 | 0 | 0 | 0 | 0 | 0 | 0 | 0 | 0 | 0 | 0 | 0 | 0 | 0 | 0 | 0 | 0 | 0 | 0 | 0 | 0 | 0 | 0 | 0 | 0 | 0 | 0 | 0 | 0 | 0 | 0 | 0 | 0 | 0 | 0 | 0 | 0 | 0 | 0 | 0 | 0 | 0 | 0 | 0 | 0 | 0 | 0 | 0 | 0 | 0
Residential_CZ3 - Multi Family_New_Appliances_Natural Gas_Stove/Oven_E7_Baseline Forecast | Residential | CZ3 - Multi Family | New | Appliances | Natural Gas | Stove/Oven | E7 |  | Baseline Forecast | 0 | 0 | 0 | 0 | 0 | 0 | 0 | 0 | 0 | 0 | 0 | 0 | 0 | 0 | 0 | 0 | 0 | 0 | 0 | 0 | 0 | 0 | 0 | 0 | 0 | 0 | 0 | 0 | 0 | 0 | 0 | 0 | 0 | 0 | 0 | 0 | 0 | 0 | 0 | 0 | 0 | 0 | 0 | 0 | 0 | 0 | 0 | 0 | 0 | 0 | 0
Residential_CZ3 - Multi Family_New_Appliances_Natural Gas_Stove/Oven_E8_Baseline Forecast | Residential | CZ3 - Multi Family | New | Appliances | Natural Gas | Stove/Oven | E8 |  | Baseline Forecast | 0 | 0 | 0 | 0 | 0 | 0 | 0 | 0 | 0 | 0 | 0 | 0 | 0 | 0 | 0 | 0 | 0 | 0 | 0 | 0 | 0 | 0 | 0 | 0 | 0 | 0 | 0 | 0 | 0 | 0 | 0 | 0 | 0 | 0 | 0 | 0 | 0 | 0 | 0 | 0 | 0 | 0 | 0 | 0 | 0 | 0 | 0 | 0 | 0 | 0 | 0
Residential_CZ3 - Multi Family_New_Appliances_Natural Gas_Stove/Oven_E9_Baseline Forecast | Residential | CZ3 - Multi Family | New | Appliances | Natural Gas | Stove/Oven | E9 |  | Baseline Forecast | 0 | 0 | 0 | 0 | 0 | 0 | 0 | 0 | 0 | 0 | 0 | 0 | 0 | 0 | 0 | 0 | 0 | 0 | 0 | 0 | 0 | 0 | 0 | 0 | 0 | 0 | 0 | 0 | 0 | 0 | 0 | 0 | 0 | 0 | 0 | 0 | 0 | 0 | 0 | 0 | 0 | 0 | 0 | 0 | 0 | 0 | 0 | 0 | 0 | 0 | 0
Residential_CZ3 - Multi Family_New_Appliances_Natural Gas_Stove/Oven_E10_Baseline Forecast | Residential | CZ3 - Multi Family | New | Appliances | Natural Gas | Stove/Oven | E10 |  | Baseline Forecast | 0 | 0 | 0 | 0 | 0 | 0 | 0 | 0 | 0 | 0 | 0 | 0 | 0 | 0 | 0 | 0 | 0 | 0 | 0 | 0 | 0 | 0 | 0 | 0 | 0 | 0 | 0 | 0 | 0 | 0 | 0 | 0 | 0 | 0 | 0 | 0 | 0 | 0 | 0 | 0 | 0 | 0 | 0 | 0 | 0 | 0 | 0 | 0 | 0 | 0 | 0
Residential_CZ3 - Multi Family_New_Appliances_Natural Gas_Stove/Oven_Vintage_Baseline Forecast | Residential | CZ3 - Multi Family | New | Appliances | Natural Gas | Stove/Oven | Vintage | Vintage | Baseline Forecast | 0 | 0 | 0 | 0 | 0 | 0 | 0 | 0 | 0 | 0 | 0 | 0 | 0 | 0 | 0 | 0 | 0 | 0 | 0 | 0 | 0 | 0 | 0 | 0 | 0 | 0 | 0 | 0 | 0 | 0 | 0 | 0 | 0 | 0 | 0 | 0 | 0 | 0 | 0 | 0 | 0 | 0 | 0 | 0 | 0 | 0 | 0 | 0 | 0 | 0 | 0
Residential_CZ3 - Multi Family_New_Miscellaneous_Natural Gas_Pool Heater_E1_Baseline Forecast | Residential | CZ3 - Multi Family | New | Miscellaneous | Natural Gas | Pool Heater | E1 | Standard (EF 0.82) | Baseline Forecast | 0 | 16.3928 | 32.779 | 42.0579 | 51.1316 | 60.1707 | 69.1707 | 78.1512 | 87.0476 | 95.8697 | 104.6281 | 113.3218 | 121.935 | 130.4507 | 138.8774 | 147.1931 | 155.4392 | 163.5961 | 171.6638 | 179.6539 | 187.56 | 194.7344 | 0 | 0 | 0 | 0 | 0 | 0 | 0 | 0 | 0 | 0 | 0 | 0 | 0 | 0 | 0 | 0 | 0 | 0 | 0 | 0 | 0 | 0 | 0 | 0 | 0 | 0 | 0 | 0 | 0
Residential_CZ3 - Multi Family_New_Miscellaneous_Natural Gas_Pool Heater_E2_Baseline Forecast | Residential | CZ3 - Multi Family | New | Miscellaneous | Natural Gas | Pool Heater | E2 | High Efficiency (EF 0.84) | Baseline Forecast | 0 | 0.86278 | 1.7252 | 2.2136 | 2.6911 | 3.1669 | 3.6406 | 4.1132 | 4.5815 | 5.0458 | 5.5067 | 5.9643 | 6.4176 | 6.8658 | 7.3093 | 7.747 | 8.181 | 8.6103 | 9.0349 | 9.4555 | 9.8716 | 10.2492 | 0 | 0 | 0 | 0 | 0 | 0 | 0 | 0 | 0 | 0 | 0 | 0 | 0 | 0 | 0 | 0 | 0 | 0 | 0 | 0 | 0 | 0 | 0 | 0 | 0 | 0 | 0 | 0 | 0
Residential_CZ3 - Multi Family_New_Miscellaneous_Natural Gas_Pool Heater_E3_Baseline Forecast | Residential | CZ3 - Multi Family | New | Miscellaneous | Natural Gas | Pool Heater | E3 | Condensing (EF .94) | Baseline Forecast | 0 | 0 | 0 | 0 | 0 | 0 | 0 | 0 | 0 | 0 | 0 | 0 | 0 | 0 | 0 | 0 | 0 | 0 | 0 | 0 | 0 | 0 | 0 | 0 | 0 | 0 | 0 | 0 | 0 | 0 | 0 | 0 | 0 | 0 | 0 | 0 | 0 | 0 | 0 | 0 | 0 | 0 | 0 | 0 | 0 | 0 | 0 | 0 | 0 | 0 | 0
Residential_CZ3 - Multi Family_New_Miscellaneous_Natural Gas_Pool Heater_E4_Baseline Forecast | Residential | CZ3 - Multi Family | New | Miscellaneous | Natural Gas | Pool Heater | E4 | Condensing w/Imp. HX (EF 0.95) | Baseline Forecast | 0 | 0 | 0 | 0 | 0 | 0 | 0 | 0 | 0 | 0 | 0 | 0 | 0 | 0 | 0 | 0 | 0 | 0 | 0 | 0 | 0 | 0 | 0 | 0 | 0 | 0 | 0 | 0 | 0 | 0 | 0 | 0 | 0 | 0 | 0 | 0 | 0 | 0 | 0 | 0 | 0 | 0 | 0 | 0 | 0 | 0 | 0 | 0 | 0 | 0 | 0
Residential_CZ3 - Multi Family_New_Miscellaneous_Natural Gas_Pool Heater_E5_Baseline Forecast | Residential | CZ3 - Multi Family | New | Miscellaneous | Natural Gas | Pool Heater | E5 |  | Baseline Forecast | 0 | 0 | 0 | 0 | 0 | 0 | 0 | 0 | 0 | 0 | 0 | 0 | 0 | 0 | 0 | 0 | 0 | 0 | 0 | 0 | 0 | 0 | 0 | 0 | 0 | 0 | 0 | 0 | 0 | 0 | 0 | 0 | 0 | 0 | 0 | 0 | 0 | 0 | 0 | 0 | 0 | 0 | 0 | 0 | 0 | 0 | 0 | 0 | 0 | 0 | 0
Residential_CZ3 - Multi Family_New_Miscellaneous_Natural Gas_Pool Heater_E6_Baseline Forecast | Residential | CZ3 - Multi Family | New | Miscellaneous | Natural Gas | Pool Heater | E6 |  | Baseline Forecast | 0 | 0 | 0 | 0 | 0 | 0 | 0 | 0 | 0 | 0 | 0 | 0 | 0 | 0 | 0 | 0 | 0 | 0 | 0 | 0 | 0 | 0 | 0 | 0 | 0 | 0 | 0 | 0 | 0 | 0 | 0 | 0 | 0 | 0 | 0 | 0 | 0 | 0 | 0 | 0 | 0 | 0 | 0 | 0 | 0 | 0 | 0 | 0 | 0 | 0 | 0
Residential_CZ3 - Multi Family_New_Miscellaneous_Natural Gas_Pool Heater_E7_Baseline Forecast | Residential | CZ3 - Multi Family | New | Miscellaneous | Natural Gas | Pool Heater | E7 |  | Baseline Forecast | 0 | 0 | 0 | 0 | 0 | 0 | 0 | 0 | 0 | 0 | 0 | 0 | 0 | 0 | 0 | 0 | 0 | 0 | 0 | 0 | 0 | 0 | 0 | 0 | 0 | 0 | 0 | 0 | 0 | 0 | 0 | 0 | 0 | 0 | 0 | 0 | 0 | 0 | 0 | 0 | 0 | 0 | 0 | 0 | 0 | 0 | 0 | 0 | 0 | 0 | 0
Residential_CZ3 - Multi Family_New_Miscellaneous_Natural Gas_Pool Heater_E8_Baseline Forecast | Residential | CZ3 - Multi Family | New | Miscellaneous | Natural Gas | Pool Heater | E8 |  | Baseline Forecast | 0 | 0 | 0 | 0 | 0 | 0 | 0 | 0 | 0 | 0 | 0 | 0 | 0 | 0 | 0 | 0 | 0 | 0 | 0 | 0 | 0 | 0 | 0 | 0 | 0 | 0 | 0 | 0 | 0 | 0 | 0 | 0 | 0 | 0 | 0 | 0 | 0 | 0 | 0 | 0 | 0 | 0 | 0 | 0 | 0 | 0 | 0 | 0 | 0 | 0 | 0
Residential_CZ3 - Multi Family_New_Miscellaneous_Natural Gas_Pool Heater_E9_Baseline Forecast | Residential | CZ3 - Multi Family | New | Miscellaneous | Natural Gas | Pool Heater | E9 |  | Baseline Forecast | 0 | 0 | 0 | 0 | 0 | 0 | 0 | 0 | 0 | 0 | 0 | 0 | 0 | 0 | 0 | 0 | 0 | 0 | 0 | 0 | 0 | 0 | 0 | 0 | 0 | 0 | 0 | 0 | 0 | 0 | 0 | 0 | 0 | 0 | 0 | 0 | 0 | 0 | 0 | 0 | 0 | 0 | 0 | 0 | 0 | 0 | 0 | 0 | 0 | 0 | 0
Residential_CZ3 - Multi Family_New_Miscellaneous_Natural Gas_Pool Heater_E10_Baseline Forecast | Residential | CZ3 - Multi Family | New | Miscellaneous | Natural Gas | Pool Heater | E10 |  | Baseline Forecast | 0 | 0 | 0 | 0 | 0 | 0 | 0 | 0 | 0 | 0 | 0 | 0 | 0 | 0 | 0 | 0 | 0 | 0 | 0 | 0 | 0 | 0 | 0 | 0 | 0 | 0 | 0 | 0 | 0 | 0 | 0 | 0 | 0 | 0 | 0 | 0 | 0 | 0 | 0 | 0 | 0 | 0 | 0 | 0 | 0 | 0 | 0 | 0 | 0 | 0 | 0
Residential_CZ3 - Multi Family_New_Miscellaneous_Natural Gas_Pool Heater_Vintage_Baseline Forecast | Residential | CZ3 - Multi Family | New | Miscellaneous | Natural Gas | Pool Heater | Vintage | Vintage | Baseline Forecast | 0 | 0 | 0 | 0 | 0 | 0 | 0 | 0 | 0 | 0 | 0 | 0 | 0 | 0 | 0 | 0 | 0 | 0 | 0 | 0 | 0 | 0 | 0 | 0 | 0 | 0 | 0 | 0 | 0 | 0 | 0 | 0 | 0 | 0 | 0 | 0 | 0 | 0 | 0 | 0 | 0 | 0 | 0 | 0 | 0 | 0 | 0 | 0 | 0 | 0 | 0
Residential_CZ3 - Multi Family_New_Miscellaneous_Natural Gas_Miscellaneous_E1_Baseline Forecast | Residential | CZ3 - Multi Family | New | Miscellaneous | Natural Gas | Miscellaneous | E1 | Default | Baseline Forecast | 0 | 636.7496 | 1273.2462 | 1633.669 | 1986.1202 | 2337.2297 | 2686.8168 | 3035.6517 | 3381.2179 | 3723.8943 | 4064.1031 | 4401.7926 | 4736.36 | 5067.1349 | 5394.4558 | 5717.4648 | 6037.7741 | 6354.6152 | 6667.9892 | 6978.3506 | 7285.4495 | 7564.1265 | 0 | 0 | 0 | 0 | 0 | 0 | 0 | 0 | 0 | 0 | 0 | 0 | 0 | 0 | 0 | 0 | 0 | 0 | 0 | 0 | 0 | 0 | 0 | 0 | 0 | 0 | 0 | 0 | 0
Residential_CZ3 - Multi Family_New_Miscellaneous_Natural Gas_Miscellaneous_E2_Baseline Forecast | Residential | CZ3 - Multi Family | New | Miscellaneous | Natural Gas | Miscellaneous | E2 |  | Baseline Forecast | 0 | 0 | 0 | 0 | 0 | 0 | 0 | 0 | 0 | 0 | 0 | 0 | 0 | 0 | 0 | 0 | 0 | 0 | 0 | 0 | 0 | 0 | 0 | 0 | 0 | 0 | 0 | 0 | 0 | 0 | 0 | 0 | 0 | 0 | 0 | 0 | 0 | 0 | 0 | 0 | 0 | 0 | 0 | 0 | 0 | 0 | 0 | 0 | 0 | 0 | 0
Residential_CZ3 - Multi Family_New_Miscellaneous_Natural Gas_Miscellaneous_E3_Baseline Forecast | Residential | CZ3 - Multi Family | New | Miscellaneous | Natural Gas | Miscellaneous | E3 |  | Baseline Forecast | 0 | 0 | 0 | 0 | 0 | 0 | 0 | 0 | 0 | 0 | 0 | 0 | 0 | 0 | 0 | 0 | 0 | 0 | 0 | 0 | 0 | 0 | 0 | 0 | 0 | 0 | 0 | 0 | 0 | 0 | 0 | 0 | 0 | 0 | 0 | 0 | 0 | 0 | 0 | 0 | 0 | 0 | 0 | 0 | 0 | 0 | 0 | 0 | 0 | 0 | 0
Residential_CZ3 - Multi Family_New_Miscellaneous_Natural Gas_Miscellaneous_E4_Baseline Forecast | Residential | CZ3 - Multi Family | New | Miscellaneous | Natural Gas | Miscellaneous | E4 |  | Baseline Forecast | 0 | 0 | 0 | 0 | 0 | 0 | 0 | 0 | 0 | 0 | 0 | 0 | 0 | 0 | 0 | 0 | 0 | 0 | 0 | 0 | 0 | 0 | 0 | 0 | 0 | 0 | 0 | 0 | 0 | 0 | 0 | 0 | 0 | 0 | 0 | 0 | 0 | 0 | 0 | 0 | 0 | 0 | 0 | 0 | 0 | 0 | 0 | 0 | 0 | 0 | 0
Residential_CZ3 - Multi Family_New_Miscellaneous_Natural Gas_Miscellaneous_E5_Baseline Forecast | Residential | CZ3 - Multi Family | New | Miscellaneous | Natural Gas | Miscellaneous | E5 |  | Baseline Forecast | 0 | 0 | 0 | 0 | 0 | 0 | 0 | 0 | 0 | 0 | 0 | 0 | 0 | 0 | 0 | 0 | 0 | 0 | 0 | 0 | 0 | 0 | 0 | 0 | 0 | 0 | 0 | 0 | 0 | 0 | 0 | 0 | 0 | 0 | 0 | 0 | 0 | 0 | 0 | 0 | 0 | 0 | 0 | 0 | 0 | 0 | 0 | 0 | 0 | 0 | 0
Residential_CZ3 - Multi Family_New_Miscellaneous_Natural Gas_Miscellaneous_E6_Baseline Forecast | Residential | CZ3 - Multi Family | New | Miscellaneous | Natural Gas | Miscellaneous | E6 |  | Baseline Forecast | 0 | 0 | 0 | 0 | 0 | 0 | 0 | 0 | 0 | 0 | 0 | 0 | 0 | 0 | 0 | 0 | 0 | 0 | 0 | 0 | 0 | 0 | 0 | 0 | 0 | 0 | 0 | 0 | 0 | 0 | 0 | 0 | 0 | 0 | 0 | 0 | 0 | 0 | 0 | 0 | 0 | 0 | 0 | 0 | 0 | 0 | 0 | 0 | 0 | 0 | 0
Residential_CZ3 - Multi Family_New_Miscellaneous_Natural Gas_Miscellaneous_E7_Baseline Forecast | Residential | CZ3 - Multi Family | New | Miscellaneous | Natural Gas | Miscellaneous | E7 |  | Baseline Forecast | 0 | 0 | 0 | 0 | 0 | 0 | 0 | 0 | 0 | 0 | 0 | 0 | 0 | 0 | 0 | 0 | 0 | 0 | 0 | 0 | 0 | 0 | 0 | 0 | 0 | 0 | 0 | 0 | 0 | 0 | 0 | 0 | 0 | 0 | 0 | 0 | 0 | 0 | 0 | 0 | 0 | 0 | 0 | 0 | 0 | 0 | 0 | 0 | 0 | 0 | 0
Residential_CZ3 - Multi Family_New_Miscellaneous_Natural Gas_Miscellaneous_E8_Baseline Forecast | Residential | CZ3 - Multi Family | New | Miscellaneous | Natural Gas | Miscellaneous | E8 |  | Baseline Forecast | 0 | 0 | 0 | 0 | 0 | 0 | 0 | 0 | 0 | 0 | 0 | 0 | 0 | 0 | 0 | 0 | 0 | 0 | 0 | 0 | 0 | 0 | 0 | 0 | 0 | 0 | 0 | 0 | 0 | 0 | 0 | 0 | 0 | 0 | 0 | 0 | 0 | 0 | 0 | 0 | 0 | 0 | 0 | 0 | 0 | 0 | 0 | 0 | 0 | 0 | 0
Residential_CZ3 - Multi Family_New_Miscellaneous_Natural Gas_Miscellaneous_E9_Baseline Forecast | Residential | CZ3 - Multi Family | New | Miscellaneous | Natural Gas | Miscellaneous | E9 |  | Baseline Forecast | 0 | 0 | 0 | 0 | 0 | 0 | 0 | 0 | 0 | 0 | 0 | 0 | 0 | 0 | 0 | 0 | 0 | 0 | 0 | 0 | 0 | 0 | 0 | 0 | 0 | 0 | 0 | 0 | 0 | 0 | 0 | 0 | 0 | 0 | 0 | 0 | 0 | 0 | 0 | 0 | 0 | 0 | 0 | 0 | 0 | 0 | 0 | 0 | 0 | 0 | 0
Residential_CZ3 - Multi Family_New_Miscellaneous_Natural Gas_Miscellaneous_E10_Baseline Forecast | Residential | CZ3 - Multi Family | New | Miscellaneous | Natural Gas | Miscellaneous | E10 |  | Baseline Forecast | 0 | 0 | 0 | 0 | 0 | 0 | 0 | 0 | 0 | 0 | 0 | 0 | 0 | 0 | 0 | 0 | 0 | 0 | 0 | 0 | 0 | 0 | 0 | 0 | 0 | 0 | 0 | 0 | 0 | 0 | 0 | 0 | 0 | 0 | 0 | 0 | 0 | 0 | 0 | 0 | 0 | 0 | 0 | 0 | 0 | 0 | 0 | 0 | 0 | 0 | 0
Residential_CZ3 - Multi Family_New_Miscellaneous_Natural Gas_Miscellaneous_Vintage_Baseline Forecast | Residential | CZ3 - Multi Family | New | Miscellaneous | Natural Gas | Miscellaneous | Vintage | Vintage | Baseline Forecast | 0 | 0 | 0 | 0 | 0 | 0 | 0 | 0 | 0 | 0 | 0 | 0 | 0 | 0 | 0 | 0 | 0 | 0 | 0 | 0 | 0 | 0 | 0 | 0 | 0 | 0 | 0 | 0 | 0 | 0 | 0 | 0 | 0 | 0 | 0 | 0 | 0 | 0 | 0 | 0 | 0 | 0 | 0 | 0 | 0 | 0 | 0 | 0 | 0 | 0 | 0
| Residential | CZ1 - Single Family | Existing | Space Heating | Natural Gas | Furnace - Direct Fuel
| Residential | CZ1 - Single Family | Existing | Space Heating | Natural Gas | Furnace - Direct Fuel
| Residential | CZ1 - Single Family | Existing | Space Heating | Natural Gas | Furnace - Direct Fuel
| Residential | CZ1 - Single Family | Existing | Space Heating | Natural Gas | Furnace - Direct Fuel
| Residential | CZ1 - Single Family | Existing | Space Heating | Natural Gas | Furnace - Direct Fuel
| Residential | CZ1 - Single Family | Existing | Space Heating | Natural Gas | Furnace - Direct Fuel
| Residential | CZ1 - Single Family | Existing | Space Heating | Natural Gas | Furnace - Direct Fuel
| Residential | CZ1 - Single Family | Existing | Space Heating | Natural Gas | Furnace - Direct Fuel
| Residential | CZ1 - Single Family | Existing | Space Heating | Natural Gas | Furnace - Direct Fuel
| Residential | CZ1 - Single Family | Existing | Space Heating | Natural Gas | Furnace - Direct Fuel
| Residential | CZ1 - Single Family | Existing | Space Heating | Natural Gas | Furnace - Direct Fuel
| Residential | CZ1 - Single Family | Existing | Space Heating | Natural Gas | Boiler - Direct Fuel
| Residential | CZ1 - Single Family | Existing | Space Heating | Natural Gas | Boiler - Direct Fuel
| Residential | CZ1 - Single Family | Existing | Space Heating | Natural Gas | Boiler - Direct Fuel
| Residential | CZ1 - Single Family | Existing | Space Heating | Natural Gas | Boiler - Direct Fuel
| Residential | CZ1 - Single Family | Existing | Space Heating | Natural Gas | Boiler - Direct Fuel
| Residential | CZ1 - Single Family | Existing | Space Heating | Natural Gas | Boiler - Direct Fuel
| Residential | CZ1 - Single Family | Existing | Space Heating | Natural Gas | Boiler - Direct Fuel
| Residential | CZ1 - Single Family | Existing | Space Heating | Natural Gas | Boiler - Direct Fuel
| Residential | CZ1 - Single Family | Existing | Space Heating | Natural Gas | Boiler - Direct Fuel
| Residential | CZ1 - Single Family | Existing | Space Heating | Natural Gas | Boiler - Direct Fuel
| Residential | CZ1 - Single Family | Existing | Space Heating | Natural Gas | Boiler - Direct Fuel
| Residential | CZ1 - Single Family | Existing | Secondary Heating | Natural Gas | Fireplace
| Residential | CZ1 - Single Family | Existing | Secondary Heating | Natural Gas | Fireplace
| Residential | CZ1 - Single Family | Existing | Secondary Heating | Natural Gas | Fireplace
| Residential | CZ1 - Single Family | Existing | Secondary Heating | Natural Gas | Fireplace
| Residential | CZ1 - Single Family | Existing | Secondary Heating | Natural Gas | Fireplace
| Residential | CZ1 - Single Family | Existing | Secondary Heating | Natural Gas | Fireplace
| Residential | CZ1 - Single Family | Existing | Secondary Heating | Natural Gas | Fireplace
| Residential | CZ1 - Single Family | Existing | Secondary Heating | Natural Gas | Fireplace
| Residential | CZ1 - Single Family | Existing | Secondary Heating | Natural Gas | Fireplace
| Residential | CZ1 - Single Family | Existing | Secondary Heating | Natural Gas | Fireplace
| Residential | CZ1 - Single Family | Existing | Secondary Heating | Natural Gas | Fireplace
| Residential | CZ1 - Single Family | Existing | Water Heating | Natural Gas | Water Heater <= 55 gal.
| Residential | CZ1 - Single Family | Existing | Water Heating | Natural Gas | Water Heater <= 55 gal.
| Residential | CZ1 - Single Family | Existing | Water Heating | Natural Gas | Water Heater <= 55 gal.
| Residential | CZ1 - Single Family | Existing | Water Heating | Natural Gas | Water Heater <= 55 gal.
| Residential | CZ1 - Single Family | Existing | Water Heating | Natural Gas | Water Heater <= 55 gal.
| Residential | CZ1 - Single Family | Existing | Water Heating | Natural Gas | Water Heater <= 55 gal.
| Residential | CZ1 - Single Family | Existing | Water Heating | Natural Gas | Water Heater <= 55 gal.
| Residential | CZ1 - Single Family | Existing | Water Heating | Natural Gas | Water Heater <= 55 gal.
| Residential | CZ1 - Single Family | Existing | Water Heating | Natural Gas | Water Heater <= 55 gal.
| Residential | CZ1 - Single Family | Existing | Water Heating | Natural Gas | Water Heater <= 55 gal.
| Residential | CZ1 - Single Family | Existing | Water Heating | Natural Gas | Water Heater <= 55 gal.
| Residential | CZ1 - Single Family | Existing | Water Heating | Natural Gas | Water Heater > 55 gal.
| Residential | CZ1 - Single Family | Existing | Water Heating | Natural Gas | Water Heater > 55 gal.
| Residential | CZ1 - Single Family | Existing | Water Heating | Natural Gas | Water Heater > 55 gal.
| Residential | CZ1 - Single Family | Existing | Water Heating | Natural Gas | Water Heater > 55 gal.
| Residential | CZ1 - Single Family | Existing | Water Heating | Natural Gas | Water Heater > 55 gal.
| Residential | CZ1 - Single Family | Existing | Water Heating | Natural Gas | Water Heater > 55 gal.
| Residential | CZ1 - Single Family | Existing | Water Heating | Natural Gas | Water Heater > 55 gal.
| Residential | CZ1 - Single Family | Existing | Water Heating | Natural Gas | Water Heater > 55 gal.
| Residential | CZ1 - Single Family | Existing | Water Heating | Natural Gas | Water Heater > 55 gal.
| Residential | CZ1 - Single Family | Existing | Water Heating | Natural Gas | Water Heater > 55 gal.
| Residential | CZ1 - Single Family | Existing | Water Heating | Natural Gas | Water Heater > 55 gal.
| Residential | CZ1 - Single Family | Existing | Appliances | Natural Gas | Clothes Dryer
| Residential | CZ1 - Single Family | Existing | Appliances | Natural Gas | Clothes Dryer
| Residential | CZ1 - Single Family | Existing | Appliances | Natural Gas | Clothes Dryer
| Residential | CZ1 - Single Family | Existing | Appliances | Natural Gas | Clothes Dryer
| Residential | CZ1 - Single Family | Existing | Appliances | Natural Gas | Clothes Dryer
| Residential | CZ1 - Single Family | Existing | Appliances | Natural Gas | Clothes Dryer
| Residential | CZ1 - Single Family | Existing | Appliances | Natural Gas | Clothes Dryer
| Residential | CZ1 - Single Family | Existing | Appliances | Natural Gas | Clothes Dryer
| Residential | CZ1 - Single Family | Existing | Appliances | Natural Gas | Clothes Dryer
| Residential | CZ1 - Single Family | Existing | Appliances | Natural Gas | Clothes Dryer
| Residential | CZ1 - Single Family | Existing | Appliances | Natural Gas | Clothes Dryer
| Residential | CZ1 - Single Family | Existing | Appliances | Natural Gas | Stove/Oven
| Residential | CZ1 - Single Family | Existing | Appliances | Natural Gas | Stove/Oven
| Residential | CZ1 - Single Family | Existing | Appliances | Natural Gas | Stove/Oven
| Residential | CZ1 - Single Family | Existing | Appliances | Natural Gas | Stove/Oven
| Residential | CZ1 - Single Family | Existing | Appliances | Natural Gas | Stove/Oven
| Residential | CZ1 - Single Family | Existing | Appliances | Natural Gas | Stove/Oven
| Residential | CZ1 - Single Family | Existing | Appliances | Natural Gas | Stove/Oven
| Residential | CZ1 - Single Family | Existing | Appliances | Natural Gas | Stove/Oven
| Residential | CZ1 - Single Family | Existing | Appliances | Natural Gas | Stove/Oven
| Residential | CZ1 - Single Family | Existing | Appliances | Natural Gas | Stove/Oven
| Residential | CZ1 - Single Family | Existing | Appliances | Natural Gas | Stove/Oven
| Residential | CZ1 - Single Family | Existing | Miscellaneous | Natural Gas | Pool Heater
| Residential | CZ1 - Single Family | Existing | Miscellaneous | Natural Gas | Pool Heater
| Residential | CZ1 - Single Family | Existing | Miscellaneous | Natural Gas | Pool Heater
| Residential | CZ1 - Single Family | Existing | Miscellaneous | Natural Gas | Pool Heater
| Residential | CZ1 - Single Family | Existing | Miscellaneous | Natural Gas | Pool Heater
| Residential | CZ1 - Single Family | Existing | Miscellaneous | Natural Gas | Pool Heater
| Residential | CZ1 - Single Family | Existing | Miscellaneous | Natural Gas | Pool Heater
| Residential | CZ1 - Single Family | Existing | Miscellaneous | Natural Gas | Pool Heater
| Residential | CZ1 - Single Family | Existing | Miscellaneous | Natural Gas | Pool Heater
| Residential | CZ1 - Single Family | Existing | Miscellaneous | Natural Gas | Pool Heater
| Residential | CZ1 - Single Family | Existing | Miscellaneous | Natural Gas | Pool Heater
| Residential | CZ1 - Single Family | Existing | Miscellaneous | Natural Gas | Miscellaneous
| Residential | CZ1 - Single Family | Existing | Miscellaneous | Natural Gas | Miscellaneous
| Residential | CZ1 - Single Family | Existing | Miscellaneous | Natural Gas | Miscellaneous
| Residential | CZ1 - Single Family | Existing | Miscellaneous | Natural Gas | Miscellaneous
| Residential | CZ1 - Single Family | Existing | Miscellaneous | Natural Gas | Miscellaneous
| Residential | CZ1 - Single Family | Existing | Miscellaneous | Natural Gas | Miscellaneous
| Residential | CZ1 - Single Family | Existing | Miscellaneous | Natural Gas | Miscellaneous
| Residential | CZ1 - Single Family | Existing | Miscellaneous | Natural Gas | Miscellaneous
| Residential | CZ1 - Single Family | Existing | Miscellaneous | Natural Gas | Miscellaneous
| Residential | CZ1 - Single Family | Existing | Miscellaneous | Natural Gas | Miscellaneous
| Residential | CZ1 - Single Family | Existing | Miscellaneous | Natural Gas | Miscellaneous
| Residential | CZ1 - Single Family | New | Space Heating | Natural Gas | Furnace - Direct Fuel
| Residential | CZ1 - Single Family | New | Space Heating | Natural Gas | Furnace - Direct Fuel
| Residential | CZ1 - Single Family | New | Space Heating | Natural Gas | Furnace - Direct Fuel
| Residential | CZ1 - Single Family | New | Space Heating | Natural Gas | Furnace - Direct Fuel
| Residential | CZ1 - Single Family | New | Space Heating | Natural Gas | Furnace - Direct Fuel
| Residential | CZ1 - Single Family | New | Space Heating | Natural Gas | Furnace - Direct Fuel
| Residential | CZ1 - Single Family | New | Space Heating | Natural Gas | Furnace - Direct Fuel
| Residential | CZ1 - Single Family | New | Space Heating | Natural Gas | Furnace - Direct Fuel
| Residential | CZ1 - Single Family | New | Space Heating | Natural Gas | Furnace - Direct Fuel
| Residential | CZ1 - Single Family | New | Space Heating | Natural Gas | Furnace - Direct Fuel
| Residential | CZ1 - Single Family | New | Space Heating | Natural Gas | Furnace - Direct Fuel
| Residential | CZ1 - Single Family | New | Space Heating | Natural Gas | Boiler - Direct Fuel
| Residential | CZ1 - Single Family | New | Space Heating | Natural Gas | Boiler - Direct Fuel
| Residential | CZ1 - Single Family | New | Space Heating | Natural Gas | Boiler - Direct Fuel
| Residential | CZ1 - Single Family | New | Space Heating | Natural Gas | Boiler - Direct Fuel
| Residential | CZ1 - Single Family | New | Space Heating | Natural Gas | Boiler - Direct Fuel
| Residential | CZ1 - Single Family | New | Space Heating | Natural Gas | Boiler - Direct Fuel
| Residential | CZ1 - Single Family | New | Space Heating | Natural Gas | Boiler - Direct Fuel
| Residential | CZ1 - Single Family | New | Space Heating | Natural Gas | Boiler - Direct Fuel
| Residential | CZ1 - Single Family | New | Space Heating | Natural Gas | Boiler - Direct Fuel
| Residential | CZ1 - Single Family | New | Space Heating | Natural Gas | Boiler - Direct Fuel
| Residential | CZ1 - Single Family | New | Space Heating | Natural Gas | Boiler - Direct Fuel
| Residential | CZ1 - Single Family | New | Secondary Heating | Natural Gas | Fireplace
| Residential | CZ1 - Single Family | New | Secondary Heating | Natural Gas | Fireplace
| Residential | CZ1 - Single Family | New | Secondary Heating | Natural Gas | Fireplace
| Residential | CZ1 - Single Family | New | Secondary Heating | Natural Gas | Fireplace
| Residential | CZ1 - Single Family | New | Secondary Heating | Natural Gas | Fireplace
| Residential | CZ1 - Single Family | New | Secondary Heating | Natural Gas | Fireplace
| Residential | CZ1 - Single Family | New | Secondary Heating | Natural Gas | Fireplace
| Residential | CZ1 - Single Family | New | Secondary Heating | Natural Gas | Fireplace
| Residential | CZ1 - Single Family | New | Secondary Heating | Natural Gas | Fireplace
| Residential | CZ1 - Single Family | New | Secondary Heating | Natural Gas | Fireplace
| Residential | CZ1 - Single Family | New | Secondary Heating | Natural Gas | Fireplace
| Residential | CZ1 - Single Family | New | Water Heating | Natural Gas | Water Heater <= 55 gal.
| Residential | CZ1 - Single Family | New | Water Heating | Natural Gas | Water Heater <= 55 gal.
| Residential | CZ1 - Single Family | New | Water Heating | Natural Gas | Water Heater <= 55 gal.
| Residential | CZ1 - Single Family | New | Water Heating | Natural Gas | Water Heater <= 55 gal.
| Residential | CZ1 - Single Family | New | Water Heating | Natural Gas | Water Heater <= 55 gal.
| Residential | CZ1 - Single Family | New | Water Heating | Natural Gas | Water Heater <= 55 gal.
| Residential | CZ1 - Single Family | New | Water Heating | Natural Gas | Water Heater <= 55 gal.
| Residential | CZ1 - Single Family | New | Water Heating | Natural Gas | Water Heater <= 55 gal.
| Residential | CZ1 - Single Family | New | Water Heating | Natural Gas | Water Heater <= 55 gal.
| Residential | CZ1 - Single Family | New | Water Heating | Natural Gas | Water Heater <= 55 gal.
| Residential | CZ1 - Single Family | New | Water Heating | Natural Gas | Water Heater <= 55 gal.
| Residential | CZ1 - Single Family | New | Water Heating | Natural Gas | Water Heater > 55 gal.
| Residential | CZ1 - Single Family | New | Water Heating | Natural Gas | Water Heater > 55 gal.
| Residential | CZ1 - Single Family | New | Water Heating | Natural Gas | Water Heater > 55 gal.
| Residential | CZ1 - Single Family | New | Water Heating | Natural Gas | Water Heater > 55 gal.
| Residential | CZ1 - Single Family | New | Water Heating | Natural Gas | Water Heater > 55 gal.
| Residential | CZ1 - Single Family | New | Water Heating | Natural Gas | Water Heater > 55 gal.
| Residential | CZ1 - Single Family | New | Water Heating | Natural Gas | Water Heater > 55 gal.
| Residential | CZ1 - Single Family | New | Water Heating | Natural Gas | Water Heater > 55 gal.
| Residential | CZ1 - Single Family | New | Water Heating | Natural Gas | Water Heater > 55 gal.
| Residential | CZ1 - Single Family | New | Water Heating | Natural Gas | Water Heater > 55 gal.
| Residential | CZ1 - Single Family | New | Water Heating | Natural Gas | Water Heater > 55 gal.
| Residential | CZ1 - Single Family | New | Appliances | Natural Gas | Clothes Dryer
| Residential | CZ1 - Single Family | New | Appliances | Natural Gas | Clothes Dryer
| Residential | CZ1 - Single Family | New | Appliances | Natural Gas | Clothes Dryer
| Residential | CZ1 - Single Family | New | Appliances | Natural Gas | Clothes Dryer
| Residential | CZ1 - Single Family | New | Appliances | Natural Gas | Clothes Dryer
| Residential | CZ1 - Single Family | New | Appliances | Natural Gas | Clothes Dryer
| Residential | CZ1 - Single Family | New | Appliances | Natural Gas | Clothes Dryer
| Residential | CZ1 - Single Family | New | Appliances | Natural Gas | Clothes Dryer
| Residential | CZ1 - Single Family | New | Appliances | Natural Gas | Clothes Dryer
| Residential | CZ1 - Single Family | New | Appliances | Natural Gas | Clothes Dryer
| Residential | CZ1 - Single Family | New | Appliances | Natural Gas | Clothes Dryer
| Residential | CZ1 - Single Family | New | Appliances | Natural Gas | Stove/Oven
| Residential | CZ1 - Single Family | New | Appliances | Natural Gas | Stove/Oven
| Residential | CZ1 - Single Family | New | Appliances | Natural Gas | Stove/Oven
| Residential | CZ1 - Single Family | New | Appliances | Natural Gas | Stove/Oven
| Residential | CZ1 - Single Family | New | Appliances | Natural Gas | Stove/Oven
| Residential | CZ1 - Single Family | New | Appliances | Natural Gas | Stove/Oven
| Residential | CZ1 - Single Family | New | Appliances | Natural Gas | Stove/Oven
| Residential | CZ1 - Single Family | New | Appliances | Natural Gas | Stove/Oven
| Residential | CZ1 - Single Family | New | Appliances | Natural Gas | Stove/Oven
| Residential | CZ1 - Single Family | New | Appliances | Natural Gas | Stove/Oven
| Residential | CZ1 - Single Family | New | Appliances | Natural Gas | Stove/Oven
| Residential | CZ1 - Single Family | New | Miscellaneous | Natural Gas | Pool Heater
| Residential | CZ1 - Single Family | New | Miscellaneous | Natural Gas | Pool Heater
| Residential | CZ1 - Single Family | New | Miscellaneous | Natural Gas | Pool Heater
| Residential | CZ1 - Single Family | New | Miscellaneous | Natural Gas | Pool Heater
| Residential | CZ1 - Single Family | New | Miscellaneous | Natural Gas | Pool Heater
| Residential | CZ1 - Single Family | New | Miscellaneous | Natural Gas | Pool Heater
| Residential | CZ1 - Single Family | New | Miscellaneous | Natural Gas | Pool Heater
| Residential | CZ1 - Single Family | New | Miscellaneous | Natural Gas | Pool Heater
| Residential | CZ1 - Single Family | New | Miscellaneous | Natural Gas | Pool Heater
| Residential | CZ1 - Single Family | New | Miscellaneous | Natural Gas | Pool Heater
| Residential | CZ1 - Single Family | New | Miscellaneous | Natural Gas | Pool Heater
| Residential | CZ1 - Single Family | New | Miscellaneous | Natural Gas | Miscellaneous
| Residential | CZ1 - Single Family | New | Miscellaneous | Natural Gas | Miscellaneous
| Residential | CZ1 - Single Family | New | Miscellaneous | Natural Gas | Miscellaneous
| Residential | CZ1 - Single Family | New | Miscellaneous | Natural Gas | Miscellaneous
| Residential | CZ1 - Single Family | New | Miscellaneous | Natural Gas | Miscellaneous
| Residential | CZ1 - Single Family | New | Miscellaneous | Natural Gas | Miscellaneous
| Residential | CZ1 - Single Family | New | Miscellaneous | Natural Gas | Miscellaneous
| Residential | CZ1 - Single Family | New | Miscellaneous | Natural Gas | Miscellaneous
| Residential | CZ1 - Single Family | New | Miscellaneous | Natural Gas | Miscellaneous
| Residential | CZ1 - Single Family | New | Miscellaneous | Natural Gas | Miscellaneous
| Residential | CZ1 - Single Family | New | Miscellaneous | Natural Gas | Miscellaneous
| Residential | CZ1 - Multi Family | Existing | Space Heating | Natural Gas | Furnace - Direct Fuel
| Residential | CZ1 - Multi Family | Existing | Space Heating | Natural Gas | Furnace - Direct Fuel
| Residential | CZ1 - Multi Family | Existing | Space Heating | Natural Gas | Furnace - Direct Fuel
| Residential | CZ1 - Multi Family | Existing | Space Heating | Natural Gas | Furnace - Direct Fuel
| Residential | CZ1 - Multi Family | Existing | Space Heating | Natural Gas | Furnace - Direct Fuel
| Residential | CZ1 - Multi Family | Existing | Space Heating | Natural Gas | Furnace - Direct Fuel
| Residential | CZ1 - Multi Family | Existing | Space Heating | Natural Gas | Furnace - Direct Fuel
| Residential | CZ1 - Multi Family | Existing | Space Heating | Natural Gas | Furnace - Direct Fuel
| Residential | CZ1 - Multi Family | Existing | Space Heating | Natural Gas | Furnace - Direct Fuel
| Residential | CZ1 - Multi Family | Existing | Space Heating | Natural Gas | Furnace - Direct Fuel
| Residential | CZ1 - Multi Family | Existing | Space Heating | Natural Gas | Furnace - Direct Fuel
| Residential | CZ1 - Multi Family | Existing | Space Heating | Natural Gas | Boiler - Direct Fuel
| Residential | CZ1 - Multi Family | Existing | Space Heating | Natural Gas | Boiler - Direct Fuel
| Residential | CZ1 - Multi Family | Existing | Space Heating | Natural Gas | Boiler - Direct Fuel
| Residential | CZ1 - Multi Family | Existing | Space Heating | Natural Gas | Boiler - Direct Fuel
| Residential | CZ1 - Multi Family | Existing | Space Heating | Natural Gas | Boiler - Direct Fuel
| Residential | CZ1 - Multi Family | Existing | Space Heating | Natural Gas | Boiler - Direct Fuel
| Residential | CZ1 - Multi Family | Existing | Space Heating | Natural Gas | Boiler - Direct Fuel
| Residential | CZ1 - Multi Family | Existing | Space Heating | Natural Gas | Boiler - Direct Fuel
| Residential | CZ1 - Multi Family | Existing | Space Heating | Natural Gas | Boiler - Direct Fuel
| Residential | CZ1 - Multi Family | Existing | Space Heating | Natural Gas | Boiler - Direct Fuel
| Residential | CZ1 - Multi Family | Existing | Space Heating | Natural Gas | Boiler - Direct Fuel
| Residential | CZ1 - Multi Family | Existing | Secondary Heating | Natural Gas | Fireplace
| Residential | CZ1 - Multi Family | Existing | Secondary Heating | Natural Gas | Fireplace
| Residential | CZ1 - Multi Family | Existing | Secondary Heating | Natural Gas | Fireplace
| Residential | CZ1 - Multi Family | Existing | Secondary Heating | Natural Gas | Fireplace
| Residential | CZ1 - Multi Family | Existing | Secondary Heating | Natural Gas | Fireplace
| Residential | CZ1 - Multi Family | Existing | Secondary Heating | Natural Gas | Fireplace
| Residential | CZ1 - Multi Family | Existing | Secondary Heating | Natural Gas | Fireplace
| Residential | CZ1 - Multi Family | Existing | Secondary Heating | Natural Gas | Fireplace
| Residential | CZ1 - Multi Family | Existing | Secondary Heating | Natural Gas | Fireplace
| Residential | CZ1 - Multi Family | Existing | Secondary Heating | Natural Gas | Fireplace
| Residential | CZ1 - Multi Family | Existing | Secondary Heating | Natural Gas | Fireplace
| Residential | CZ1 - Multi Family | Existing | Water Heating | Natural Gas | Water Heater <= 55 gal.
| Residential | CZ1 - Multi Family | Existing | Water Heating | Natural Gas | Water Heater <= 55 gal.
| Residential | CZ1 - Multi Family | Existing | Water Heating | Natural Gas | Water Heater <= 55 gal.
| Residential | CZ1 - Multi Family | Existing | Water Heating | Natural Gas | Water Heater <= 55 gal.
| Residential | CZ1 - Multi Family | Existing | Water Heating | Natural Gas | Water Heater <= 55 gal.
| Residential | CZ1 - Multi Family | Existing | Water Heating | Natural Gas | Water Heater <= 55 gal.
| Residential | CZ1 - Multi Family | Existing | Water Heating | Natural Gas | Water Heater <= 55 gal.
| Residential | CZ1 - Multi Family | Existing | Water Heating | Natural Gas | Water Heater <= 55 gal.
| Residential | CZ1 - Multi Family | Existing | Water Heating | Natural Gas | Water Heater <= 55 gal.
| Residential | CZ1 - Multi Family | Existing | Water Heating | Natural Gas | Water Heater <= 55 gal.
| Residential | CZ1 - Multi Family | Existing | Water Heating | Natural Gas | Water Heater <= 55 gal.
| Residential | CZ1 - Multi Family | Existing | Water Heating | Natural Gas | Water Heater > 55 gal.
| Residential | CZ1 - Multi Family | Existing | Water Heating | Natural Gas | Water Heater > 55 gal.
| Residential | CZ1 - Multi Family | Existing | Water Heating | Natural Gas | Water Heater > 55 gal.
| Residential | CZ1 - Multi Family | Existing | Water Heating | Natural Gas | Water Heater > 55 gal.
| Residential | CZ1 - Multi Family | Existing | Water Heating | Natural Gas | Water Heater > 55 gal.
| Residential | CZ1 - Multi Family | Existing | Water Heating | Natural Gas | Water Heater > 55 gal.
| Residential | CZ1 - Multi Family | Existing | Water Heating | Natural Gas | Water Heater > 55 gal.
| Residential | CZ1 - Multi Family | Existing | Water Heating | Natural Gas | Water Heater > 55 gal.
| Residential | CZ1 - Multi Family | Existing | Water Heating | Natural Gas | Water Heater > 55 gal.
| Residential | CZ1 - Multi Family | Existing | Water Heating | Natural Gas | Water Heater > 55 gal.
| Residential | CZ1 - Multi Family | Existing | Water Heating | Natural Gas | Water Heater > 55 gal.
| Residential | CZ1 - Multi Family | Existing | Appliances | Natural Gas | Clothes Dryer
| Residential | CZ1 - Multi Family | Existing | Appliances | Natural Gas | Clothes Dryer
| Residential | CZ1 - Multi Family | Existing | Appliances | Natural Gas | Clothes Dryer
| Residential | CZ1 - Multi Family | Existing | Appliances | Natural Gas | Clothes Dryer
| Residential | CZ1 - Multi Family | Existing | Appliances | Natural Gas | Clothes Dryer
| Residential | CZ1 - Multi Family | Existing | Appliances | Natural Gas | Clothes Dryer
| Residential | CZ1 - Multi Family | Existing | Appliances | Natural Gas | Clothes Dryer
| Residential | CZ1 - Multi Family | Existing | Appliances | Natural Gas | Clothes Dryer
| Residential | CZ1 - Multi Family | Existing | Appliances | Natural Gas | Clothes Dryer
| Residential | CZ1 - Multi Family | Existing | Appliances | Natural Gas | Clothes Dryer
| Residential | CZ1 - Multi Family | Existing | Appliances | Natural Gas | Clothes Dryer
| Residential | CZ1 - Multi Family | Existing | Appliances | Natural Gas | Stove/Oven
| Residential | CZ1 - Multi Family | Existing | Appliances | Natural Gas | Stove/Oven
| Residential | CZ1 - Multi Family | Existing | Appliances | Natural Gas | Stove/Oven
| Residential | CZ1 - Multi Family | Existing | Appliances | Natural Gas | Stove/Oven
| Residential | CZ1 - Multi Family | Existing | Appliances | Natural Gas | Stove/Oven
| Residential | CZ1 - Multi Family | Existing | Appliances | Natural Gas | Stove/Oven
| Residential | CZ1 - Multi Family | Existing | Appliances | Natural Gas | Stove/Oven
| Residential | CZ1 - Multi Family | Existing | Appliances | Natural Gas | Stove/Oven
| Residential | CZ1 - Multi Family | Existing | Appliances | Natural Gas | Stove/Oven
| Residential | CZ1 - Multi Family | Existing | Appliances | Natural Gas | Stove/Oven
| Residential | CZ1 - Multi Family | Existing | Appliances | Natural Gas | Stove/Oven
| Residential | CZ1 - Multi Family | Existing | Miscellaneous | Natural Gas | Pool Heater
| Residential | CZ1 - Multi Family | Existing | Miscellaneous | Natural Gas | Pool Heater
| Residential | CZ1 - Multi Family | Existing | Miscellaneous | Natural Gas | Pool Heater
| Residential | CZ1 - Multi Family | Existing | Miscellaneous | Natural Gas | Pool Heater
| Residential | CZ1 - Multi Family | Existing | Miscellaneous | Natural Gas | Pool Heater
| Residential | CZ1 - Multi Family | Existing | Miscellaneous | Natural Gas | Pool Heater
| Residential | CZ1 - Multi Family | Existing | Miscellaneous | Natural Gas | Pool Heater
| Residential | CZ1 - Multi Family | Existing | Miscellaneous | Natural Gas | Pool Heater
| Residential | CZ1 - Multi Family | Existing | Miscellaneous | Natural Gas | Pool Heater
| Residential | CZ1 - Multi Family | Existing | Miscellaneous | Natural Gas | Pool Heater
| Residential | CZ1 - Multi Family | Existing | Miscellaneous | Natural Gas | Pool Heater
| Residential | CZ1 - Multi Family | Existing | Miscellaneous | Natural Gas | Miscellaneous
| Residential | CZ1 - Multi Family | Existing | Miscellaneous | Natural Gas | Miscellaneous
| Residential | CZ1 - Multi Family | Existing | Miscellaneous | Natural Gas | Miscellaneous
| Residential | CZ1 - Multi Family | Existing | Miscellaneous | Natural Gas | Miscellaneous
| Residential | CZ1 - Multi Family | Existing | Miscellaneous | Natural Gas | Miscellaneous
| Residential | CZ1 - Multi Family | Existing | Miscellaneous | Natural Gas | Miscellaneous
| Residential | CZ1 - Multi Family | Existing | Miscellaneous | Natural Gas | Miscellaneous
| Residential | CZ1 - Multi Family | Existing | Miscellaneous | Natural Gas | Miscellaneous
| Residential | CZ1 - Multi Family | Existing | Miscellaneous | Natural Gas | Miscellaneous
| Residential | CZ1 - Multi Family | Existing | Miscellaneous | Natural Gas | Miscellaneous
| Residential | CZ1 - Multi Family | Existing | Miscellaneous | Natural Gas | Miscellaneous
| Residential | CZ1 - Multi Family | New | Space Heating | Natural Gas | Furnace - Direct Fuel
| Residential | CZ1 - Multi Family | New | Space Heating | Natural Gas | Furnace - Direct Fuel
| Residential | CZ1 - Multi Family | New | Space Heating | Natural Gas | Furnace - Direct Fuel
| Residential | CZ1 - Multi Family | New | Space Heating | Natural Gas | Furnace - Direct Fuel
| Residential | CZ1 - Multi Family | New | Space Heating | Natural Gas | Furnace - Direct Fuel
| Residential | CZ1 - Multi Family | New | Space Heating | Natural Gas | Furnace - Direct Fuel
| Residential | CZ1 - Multi Family | New | Space Heating | Natural Gas | Furnace - Direct Fuel
| Residential | CZ1 - Multi Family | New | Space Heating | Natural Gas | Furnace - Direct Fuel
| Residential | CZ1 - Multi Family | New | Space Heating | Natural Gas | Furnace - Direct Fuel
| Residential | CZ1 - Multi Family | New | Space Heating | Natural Gas | Furnace - Direct Fuel
| Residential | CZ1 - Multi Family | New | Space Heating | Natural Gas | Furnace - Direct Fuel
| Residential | CZ1 - Multi Family | New | Space Heating | Natural Gas | Boiler - Direct Fuel
| Residential | CZ1 - Multi Family | New | Space Heating | Natural Gas | Boiler - Direct Fuel
| Residential | CZ1 - Multi Family | New | Space Heating | Natural Gas | Boiler - Direct Fuel
| Residential | CZ1 - Multi Family | New | Space Heating | Natural Gas | Boiler - Direct Fuel
| Residential | CZ1 - Multi Family | New | Space Heating | Natural Gas | Boiler - Direct Fuel
| Residential | CZ1 - Multi Family | New | Space Heating | Natural Gas | Boiler - Direct Fuel
| Residential | CZ1 - Multi Family | New | Space Heating | Natural Gas | Boiler - Direct Fuel
| Residential | CZ1 - Multi Family | New | Space Heating | Natural Gas | Boiler - Direct Fuel
| Residential | CZ1 - Multi Family | New | Space Heating | Natural Gas | Boiler - Direct Fuel
| Residential | CZ1 - Multi Family | New | Space Heating | Natural Gas | Boiler - Direct Fuel
| Residential | CZ1 - Multi Family | New | Space Heating | Natural Gas | Boiler - Direct Fuel
| Residential | CZ1 - Multi Family | New | Secondary Heating | Natural Gas | Fireplace
| Residential | CZ1 - Multi Family | New | Secondary Heating | Natural Gas | Fireplace
| Residential | CZ1 - Multi Family | New | Secondary Heating | Natural Gas | Fireplace
| Residential | CZ1 - Multi Family | New | Secondary Heating | Natural Gas | Fireplace
| Residential | CZ1 - Multi Family | New | Secondary Heating | Natural Gas | Fireplace
| Residential | CZ1 - Multi Family | New | Secondary Heating | Natural Gas | Fireplace
| Residential | CZ1 - Multi Family | New | Secondary Heating | Natural Gas | Fireplace
| Residential | CZ1 - Multi Family | New | Secondary Heating | Natural Gas | Fireplace
| Residential | CZ1 - Multi Family | New | Secondary Heating | Natural Gas | Fireplace
| Residential | CZ1 - Multi Family | New | Secondary Heating | Natural Gas | Fireplace
| Residential | CZ1 - Multi Family | New | Secondary Heating | Natural Gas | Fireplace
| Residential | CZ1 - Multi Family | New | Water Heating | Natural Gas | Water Heater <= 55 gal.
| Residential | CZ1 - Multi Family | New | Water Heating | Natural Gas | Water Heater <= 55 gal.
| Residential | CZ1 - Multi Family | New | Water Heating | Natural Gas | Water Heater <= 55 gal.
| Residential | CZ1 - Multi Family | New | Water Heating | Natural Gas | Water Heater <= 55 gal.
| Residential | CZ1 - Multi Family | New | Water Heating | Natural Gas | Water Heater <= 55 gal.
| Residential | CZ1 - Multi Family | New | Water Heating | Natural Gas | Water Heater <= 55 gal.
| Residential | CZ1 - Multi Family | New | Water Heating | Natural Gas | Water Heater <= 55 gal.
| Residential | CZ1 - Multi Family | New | Water Heating | Natural Gas | Water Heater <= 55 gal.
| Residential | CZ1 - Multi Family | New | Water Heating | Natural Gas | Water Heater <= 55 gal.
| Residential | CZ1 - Multi Family | New | Water Heating | Natural Gas | Water Heater <= 55 gal.
| Residential | CZ1 - Multi Family | New | Water Heating | Natural Gas | Water Heater <= 55 gal.
| Residential | CZ1 - Multi Family | New | Water Heating | Natural Gas | Water Heater > 55 gal.
| Residential | CZ1 - Multi Family | New | Water Heating | Natural Gas | Water Heater > 55 gal.
| Residential | CZ1 - Multi Family | New | Water Heating | Natural Gas | Water Heater > 55 gal.
| Residential | CZ1 - Multi Family | New | Water Heating | Natural Gas | Water Heater > 55 gal.
| Residential | CZ1 - Multi Family | New | Water Heating | Natural Gas | Water Heater > 55 gal.
| Residential | CZ1 - Multi Family | New | Water Heating | Natural Gas | Water Heater > 55 gal.
| Residential | CZ1 - Multi Family | New | Water Heating | Natural Gas | Water Heater > 55 gal.
| Residential | CZ1 - Multi Family | New | Water Heating | Natural Gas | Water Heater > 55 gal.
| Residential | CZ1 - Multi Family | New | Water Heating | Natural Gas | Water Heater > 55 gal.
| Residential | CZ1 - Multi Family | New | Water Heating | Natural Gas | Water Heater > 55 gal.
| Residential | CZ1 - Multi Family | New | Water Heating | Natural Gas | Water Heater > 55 gal.
| Residential | CZ1 - Multi Family | New | Appliances | Natural Gas | Clothes Dryer
| Residential | CZ1 - Multi Family | New | Appliances | Natural Gas | Clothes Dryer
| Residential | CZ1 - Multi Family | New | Appliances | Natural Gas | Clothes Dryer
| Residential | CZ1 - Multi Family | New | Appliances | Natural Gas | Clothes Dryer
| Residential | CZ1 - Multi Family | New | Appliances | Natural Gas | Clothes Dryer
| Residential | CZ1 - Multi Family | New | Appliances | Natural Gas | Clothes Dryer
| Residential | CZ1 - Multi Family | New | Appliances | Natural Gas | Clothes Dryer
| Residential | CZ1 - Multi Family | New | Appliances | Natural Gas | Clothes Dryer
| Residential | CZ1 - Multi Family | New | Appliances | Natural Gas | Clothes Dryer
| Residential | CZ1 - Multi Family | New | Appliances | Natural Gas | Clothes Dryer
| Residential | CZ1 - Multi Family | New | Appliances | Natural Gas | Clothes Dryer
| Residential | CZ1 - Multi Family | New | Appliances | Natural Gas | Stove/Oven
| Residential | CZ1 - Multi Family | New | Appliances | Natural Gas | Stove/Oven
| Residential | CZ1 - Multi Family | New | Appliances | Natural Gas | Stove/Oven
| Residential | CZ1 - Multi Family | New | Appliances | Natural Gas | Stove/Oven
| Residential | CZ1 - Multi Family | New | Appliances | Natural Gas | Stove/Oven
| Residential | CZ1 - Multi Family | New | Appliances | Natural Gas | Stove/Oven
| Residential | CZ1 - Multi Family | New | Appliances | Natural Gas | Stove/Oven
| Residential | CZ1 - Multi Family | New | Appliances | Natural Gas | Stove/Oven
| Residential | CZ1 - Multi Family | New | Appliances | Natural Gas | Stove/Oven
| Residential | CZ1 - Multi Family | New | Appliances | Natural Gas | Stove/Oven
| Residential | CZ1 - Multi Family | New | Appliances | Natural Gas | Stove/Oven
| Residential | CZ1 - Multi Family | New | Miscellaneous | Natural Gas | Pool Heater
| Residential | CZ1 - Multi Family | New | Miscellaneous | Natural Gas | Pool Heater
| Residential | CZ1 - Multi Family | New | Miscellaneous | Natural Gas | Pool Heater
| Residential | CZ1 - Multi Family | New | Miscellaneous | Natural Gas | Pool Heater
| Residential | CZ1 - Multi Family | New | Miscellaneous | Natural Gas | Pool Heater
| Residential | CZ1 - Multi Family | New | Miscellaneous | Natural Gas | Pool Heater
| Residential | CZ1 - Multi Family | New | Miscellaneous | Natural Gas | Pool Heater
| Residential | CZ1 - Multi Family | New | Miscellaneous | Natural Gas | Pool Heater
| Residential | CZ1 - Multi Family | New | Miscellaneous | Natural Gas | Pool Heater
| Residential | CZ1 - Multi Family | New | Miscellaneous | Natural Gas | Pool Heater
| Residential | CZ1 - Multi Family | New | Miscellaneous | Natural Gas | Pool Heater
| Residential | CZ1 - Multi Family | New | Miscellaneous | Natural Gas | Miscellaneous
| Residential | CZ1 - Multi Family | New | Miscellaneous | Natural Gas | Miscellaneous
| Residential | CZ1 - Multi Family | New | Miscellaneous | Natural Gas | Miscellaneous
| Residential | CZ1 - Multi Family | New | Miscellaneous | Natural Gas | Miscellaneous
| Residential | CZ1 - Multi Family | New | Miscellaneous | Natural Gas | Miscellaneous
| Residential | CZ1 - Multi Family | New | Miscellaneous | Natural Gas | Miscellaneous
| Residential | CZ1 - Multi Family | New | Miscellaneous | Natural Gas | Miscellaneous
| Residential | CZ1 - Multi Family | New | Miscellaneous | Natural Gas | Miscellaneous
| Residential | CZ1 - Multi Family | New | Miscellaneous | Natural Gas | Miscellaneous
| Residential | CZ1 - Multi Family | New | Miscellaneous | Natural Gas | Miscellaneous
| Residential | CZ1 - Multi Family | New | Miscellaneous | Natural Gas | Miscellaneous
| Residential | CZ2 - Single Family | Existing | Space Heating | Natural Gas | Furnace - Direct Fuel
| Residential | CZ2 - Single Family | Existing | Space Heating | Natural Gas | Furnace - Direct Fuel
| Residential | CZ2 - Single Family | Existing | Space Heating | Natural Gas | Furnace - Direct Fuel
| Residential | CZ2 - Single Family | Existing | Space Heating | Natural Gas | Furnace - Direct Fuel
| Residential | CZ2 - Single Family | Existing | Space Heating | Natural Gas | Furnace - Direct Fuel
| Residential | CZ2 - Single Family | Existing | Space Heating | Natural Gas | Furnace - Direct Fuel
| Residential | CZ2 - Single Family | Existing | Space Heating | Natural Gas | Furnace - Direct Fuel
| Residential | CZ2 - Single Family | Existing | Space Heating | Natural Gas | Furnace - Direct Fuel
| Residential | CZ2 - Single Family | Existing | Space Heating | Natural Gas | Furnace - Direct Fuel
| Residential | CZ2 - Single Family | Existing | Space Heating | Natural Gas | Furnace - Direct Fuel
| Residential | CZ2 - Single Family | Existing | Space Heating | Natural Gas | Furnace - Direct Fuel
| Residential | CZ2 - Single Family | Existing | Space Heating | Natural Gas | Boiler - Direct Fuel
| Residential | CZ2 - Single Family | Existing | Space Heating | Natural Gas | Boiler - Direct Fuel
| Residential | CZ2 - Single Family | Existing | Space Heating | Natural Gas | Boiler - Direct Fuel
| Residential | CZ2 - Single Family | Existing | Space Heating | Natural Gas | Boiler - Direct Fuel
| Residential | CZ2 - Single Family | Existing | Space Heating | Natural Gas | Boiler - Direct Fuel
| Residential | CZ2 - Single Family | Existing | Space Heating | Natural Gas | Boiler - Direct Fuel
| Residential | CZ2 - Single Family | Existing | Space Heating | Natural Gas | Boiler - Direct Fuel
| Residential | CZ2 - Single Family | Existing | Space Heating | Natural Gas | Boiler - Direct Fuel
| Residential | CZ2 - Single Family | Existing | Space Heating | Natural Gas | Boiler - Direct Fuel
| Residential | CZ2 - Single Family | Existing | Space Heating | Natural Gas | Boiler - Direct Fuel
| Residential | CZ2 - Single Family | Existing | Space Heating | Natural Gas | Boiler - Direct Fuel
| Residential | CZ2 - Single Family | Existing | Secondary Heating | Natural Gas | Fireplace
| Residential | CZ2 - Single Family | Existing | Secondary Heating | Natural Gas | Fireplace
| Residential | CZ2 - Single Family | Existing | Secondary Heating | Natural Gas | Fireplace
| Residential | CZ2 - Single Family | Existing | Secondary Heating | Natural Gas | Fireplace
| Residential | CZ2 - Single Family | Existing | Secondary Heating | Natural Gas | Fireplace
| Residential | CZ2 - Single Family | Existing | Secondary Heating | Natural Gas | Fireplace
| Residential | CZ2 - Single Family | Existing | Secondary Heating | Natural Gas | Fireplace
| Residential | CZ2 - Single Family | Existing | Secondary Heating | Natural Gas | Fireplace
| Residential | CZ2 - Single Family | Existing | Secondary Heating | Natural Gas | Fireplace
| Residential | CZ2 - Single Family | Existing | Secondary Heating | Natural Gas | Fireplace
| Residential | CZ2 - Single Family | Existing | Secondary Heating | Natural Gas | Fireplace
| Residential | CZ2 - Single Family | Existing | Water Heating | Natural Gas | Water Heater <= 55 gal.
| Residential | CZ2 - Single Family | Existing | Water Heating | Natural Gas | Water Heater <= 55 gal.
| Residential | CZ2 - Single Family | Existing | Water Heating | Natural Gas | Water Heater <= 55 gal.
| Residential | CZ2 - Single Family | Existing | Water Heating | Natural Gas | Water Heater <= 55 gal.
| Residential | CZ2 - Single Family | Existing | Water Heating | Natural Gas | Water Heater <= 55 gal.
| Residential | CZ2 - Single Family | Existing | Water Heating | Natural Gas | Water Heater <= 55 gal.
| Residential | CZ2 - Single Family | Existing | Water Heating | Natural Gas | Water Heater <= 55 gal.
| Residential | CZ2 - Single Family | Existing | Water Heating | Natural Gas | Water Heater <= 55 gal.
| Residential | CZ2 - Single Family | Existing | Water Heating | Natural Gas | Water Heater <= 55 gal.
| Residential | CZ2 - Single Family | Existing | Water Heating | Natural Gas | Water Heater <= 55 gal.
| Residential | CZ2 - Single Family | Existing | Water Heating | Natural Gas | Water Heater <= 55 gal.
| Residential | CZ2 - Single Family | Existing | Water Heating | Natural Gas | Water Heater > 55 gal.
| Residential | CZ2 - Single Family | Existing | Water Heating | Natural Gas | Water Heater > 55 gal.
| Residential | CZ2 - Single Family | Existing | Water Heating | Natural Gas | Water Heater > 55 gal.
| Residential | CZ2 - Single Family | Existing | Water Heating | Natural Gas | Water Heater > 55 gal.
| Residential | CZ2 - Single Family | Existing | Water Heating | Natural Gas | Water Heater > 55 gal.
| Residential | CZ2 - Single Family | Existing | Water Heating | Natural Gas | Water Heater > 55 gal.
| Residential | CZ2 - Single Family | Existing | Water Heating | Natural Gas | Water Heater > 55 gal.
| Residential | CZ2 - Single Family | Existing | Water Heating | Natural Gas | Water Heater > 55 gal.
| Residential | CZ2 - Single Family | Existing | Water Heating | Natural Gas | Water Heater > 55 gal.
| Residential | CZ2 - Single Family | Existing | Water Heating | Natural Gas | Water Heater > 55 gal.
| Residential | CZ2 - Single Family | Existing | Water Heating | Natural Gas | Water Heater > 55 gal.
| Residential | CZ2 - Single Family | Existing | Appliances | Natural Gas | Clothes Dryer
| Residential | CZ2 - Single Family | Existing | Appliances | Natural Gas | Clothes Dryer
| Residential | CZ2 - Single Family | Existing | Appliances | Natural Gas | Clothes Dryer
| Residential | CZ2 - Single Family | Existing | Appliances | Natural Gas | Clothes Dryer
| Residential | CZ2 - Single Family | Existing | Appliances | Natural Gas | Clothes Dryer
| Residential | CZ2 - Single Family | Existing | Appliances | Natural Gas | Clothes Dryer
| Residential | CZ2 - Single Family | Existing | Appliances | Natural Gas | Clothes Dryer
| Residential | CZ2 - Single Family | Existing | Appliances | Natural Gas | Clothes Dryer
| Residential | CZ2 - Single Family | Existing | Appliances | Natural Gas | Clothes Dryer
| Residential | CZ2 - Single Family | Existing | Appliances | Natural Gas | Clothes Dryer
| Residential | CZ2 - Single Family | Existing | Appliances | Natural Gas | Clothes Dryer
| Residential | CZ2 - Single Family | Existing | Appliances | Natural Gas | Stove/Oven
| Residential | CZ2 - Single Family | Existing | Appliances | Natural Gas | Stove/Oven
| Residential | CZ2 - Single Family | Existing | Appliances | Natural Gas | Stove/Oven
| Residential | CZ2 - Single Family | Existing | Appliances | Natural Gas | Stove/Oven
| Residential | CZ2 - Single Family | Existing | Appliances | Natural Gas | Stove/Oven
| Residential | CZ2 - Single Family | Existing | Appliances | Natural Gas | Stove/Oven
| Residential | CZ2 - Single Family | Existing | Appliances | Natural Gas | Stove/Oven
| Residential | CZ2 - Single Family | Existing | Appliances | Natural Gas | Stove/Oven
| Residential | CZ2 - Single Family | Existing | Appliances | Natural Gas | Stove/Oven
| Residential | CZ2 - Single Family | Existing | Appliances | Natural Gas | Stove/Oven
| Residential | CZ2 - Single Family | Existing | Appliances | Natural Gas | Stove/Oven
| Residential | CZ2 - Single Family | Existing | Miscellaneous | Natural Gas | Pool Heater
| Residential | CZ2 - Single Family | Existing | Miscellaneous | Natural Gas | Pool Heater
| Residential | CZ2 - Single Family | Existing | Miscellaneous | Natural Gas | Pool Heater
| Residential | CZ2 - Single Family | Existing | Miscellaneous | Natural Gas | Pool Heater
| Residential | CZ2 - Single Family | Existing | Miscellaneous | Natural Gas | Pool Heater
| Residential | CZ2 - Single Family | Existing | Miscellaneous | Natural Gas | Pool Heater
| Residential | CZ2 - Single Family | Existing | Miscellaneous | Natural Gas | Pool Heater
| Residential | CZ2 - Single Family | Existing | Miscellaneous | Natural Gas | Pool Heater
| Residential | CZ2 - Single Family | Existing | Miscellaneous | Natural Gas | Pool Heater
| Residential | CZ2 - Single Family | Existing | Miscellaneous | Natural Gas | Pool Heater
| Residential | CZ2 - Single Family | Existing | Miscellaneous | Natural Gas | Pool Heater
| Residential | CZ2 - Single Family | Existing | Miscellaneous | Natural Gas | Miscellaneous
| Residential | CZ2 - Single Family | Existing | Miscellaneous | Natural Gas | Miscellaneous
| Residential | CZ2 - Single Family | Existing | Miscellaneous | Natural Gas | Miscellaneous
| Residential | CZ2 - Single Family | Existing | Miscellaneous | Natural Gas | Miscellaneous
| Residential | CZ2 - Single Family | Existing | Miscellaneous | Natural Gas | Miscellaneous
| Residential | CZ2 - Single Family | Existing | Miscellaneous | Natural Gas | Miscellaneous
| Residential | CZ2 - Single Family | Existing | Miscellaneous | Natural Gas | Miscellaneous
| Residential | CZ2 - Single Family | Existing | Miscellaneous | Natural Gas | Miscellaneous
| Residential | CZ2 - Single Family | Existing | Miscellaneous | Natural Gas | Miscellaneous
| Residential | CZ2 - Single Family | Existing | Miscellaneous | Natural Gas | Miscellaneous
| Residential | CZ2 - Single Family | Existing | Miscellaneous | Natural Gas | Miscellaneous
| Residential | CZ2 - Single Family | New | Space Heating | Natural Gas | Furnace - Direct Fuel
| Residential | CZ2 - Single Family | New | Space Heating | Natural Gas | Furnace - Direct Fuel
| Residential | CZ2 - Single Family | New | Space Heating | Natural Gas | Furnace - Direct Fuel
| Residential | CZ2 - Single Family | New | Space Heating | Natural Gas | Furnace - Direct Fuel
| Residential | CZ2 - Single Family | New | Space Heating | Natural Gas | Furnace - Direct Fuel
| Residential | CZ2 - Single Family | New | Space Heating | Natural Gas | Furnace - Direct Fuel
| Residential | CZ2 - Single Family | New | Space Heating | Natural Gas | Furnace - Direct Fuel
| Residential | CZ2 - Single Family | New | Space Heating | Natural Gas | Furnace - Direct Fuel
| Residential | CZ2 - Single Family | New | Space Heating | Natural Gas | Furnace - Direct Fuel
| Residential | CZ2 - Single Family | New | Space Heating | Natural Gas | Furnace - Direct Fuel
| Residential | CZ2 - Single Family | New | Space Heating | Natural Gas | Furnace - Direct Fuel
| Residential | CZ2 - Single Family | New | Space Heating | Natural Gas | Boiler - Direct Fuel
| Residential | CZ2 - Single Family | New | Space Heating | Natural Gas | Boiler - Direct Fuel
| Residential | CZ2 - Single Family | New | Space Heating | Natural Gas | Boiler - Direct Fuel
| Residential | CZ2 - Single Family | New | Space Heating | Natural Gas | Boiler - Direct Fuel
| Residential | CZ2 - Single Family | New | Space Heating | Natural Gas | Boiler - Direct Fuel
| Residential | CZ2 - Single Family | New | Space Heating | Natural Gas | Boiler - Direct Fuel
| Residential | CZ2 - Single Family | New | Space Heating | Natural Gas | Boiler - Direct Fuel
| Residential | CZ2 - Single Family | New | Space Heating | Natural Gas | Boiler - Direct Fuel
| Residential | CZ2 - Single Family | New | Space Heating | Natural Gas | Boiler - Direct Fuel
| Residential | CZ2 - Single Family | New | Space Heating | Natural Gas | Boiler - Direct Fuel
| Residential | CZ2 - Single Family | New | Space Heating | Natural Gas | Boiler - Direct Fuel
| Residential | CZ2 - Single Family | New | Secondary Heating | Natural Gas | Fireplace
| Residential | CZ2 - Single Family | New | Secondary Heating | Natural Gas | Fireplace
| Residential | CZ2 - Single Family | New | Secondary Heating | Natural Gas | Fireplace
| Residential | CZ2 - Single Family | New | Secondary Heating | Natural Gas | Fireplace
| Residential | CZ2 - Single Family | New | Secondary Heating | Natural Gas | Fireplace
| Residential | CZ2 - Single Family | New | Secondary Heating | Natural Gas | Fireplace
| Residential | CZ2 - Single Family | New | Secondary Heating | Natural Gas | Fireplace
| Residential | CZ2 - Single Family | New | Secondary Heating | Natural Gas | Fireplace
| Residential | CZ2 - Single Family | New | Secondary Heating | Natural Gas | Fireplace
| Residential | CZ2 - Single Family | New | Secondary Heating | Natural Gas | Fireplace
| Residential | CZ2 - Single Family | New | Secondary Heating | Natural Gas | Fireplace
| Residential | CZ2 - Single Family | New | Water Heating | Natural Gas | Water Heater <= 55 gal.
| Residential | CZ2 - Single Family | New | Water Heating | Natural Gas | Water Heater <= 55 gal.
| Residential | CZ2 - Single Family | New | Water Heating | Natural Gas | Water Heater <= 55 gal.
| Residential | CZ2 - Single Family | New | Water Heating | Natural Gas | Water Heater <= 55 gal.
| Residential | CZ2 - Single Family | New | Water Heating | Natural Gas | Water Heater <= 55 gal.
| Residential | CZ2 - Single Family | New | Water Heating | Natural Gas | Water Heater <= 55 gal.
| Residential | CZ2 - Single Family | New | Water Heating | Natural Gas | Water Heater <= 55 gal.
| Residential | CZ2 - Single Family | New | Water Heating | Natural Gas | Water Heater <= 55 gal.
| Residential | CZ2 - Single Family | New | Water Heating | Natural Gas | Water Heater <= 55 gal.
| Residential | CZ2 - Single Family | New | Water Heating | Natural Gas | Water Heater <= 55 gal.
| Residential | CZ2 - Single Family | New | Water Heating | Natural Gas | Water Heater <= 55 gal.
| Residential | CZ2 - Single Family | New | Water Heating | Natural Gas | Water Heater > 55 gal.
| Residential | CZ2 - Single Family | New | Water Heating | Natural Gas | Water Heater > 55 gal.
| Residential | CZ2 - Single Family | New | Water Heating | Natural Gas | Water Heater > 55 gal.
| Residential | CZ2 - Single Family | New | Water Heating | Natural Gas | Water Heater > 55 gal.
| Residential | CZ2 - Single Family | New | Water Heating | Natural Gas | Water Heater > 55 gal.
| Residential | CZ2 - Single Family | New | Water Heating | Natural Gas | Water Heater > 55 gal.
| Residential | CZ2 - Single Family | New | Water Heating | Natural Gas | Water Heater > 55 gal.
| Residential | CZ2 - Single Family | New | Water Heating | Natural Gas | Water Heater > 55 gal.
| Residential | CZ2 - Single Family | New | Water Heating | Natural Gas | Water Heater > 55 gal.
| Residential | CZ2 - Single Family | New | Water Heating | Natural Gas | Water Heater > 55 gal.
| Residential | CZ2 - Single Family | New | Water Heating | Natural Gas | Water Heater > 55 gal.
| Residential | CZ2 - Single Family | New | Appliances | Natural Gas | Clothes Dryer
| Residential | CZ2 - Single Family | New | Appliances | Natural Gas | Clothes Dryer
| Residential | CZ2 - Single Family | New | Appliances | Natural Gas | Clothes Dryer
| Residential | CZ2 - Single Family | New | Appliances | Natural Gas | Clothes Dryer
| Residential | CZ2 - Single Family | New | Appliances | Natural Gas | Clothes Dryer
| Residential | CZ2 - Single Family | New | Appliances | Natural Gas | Clothes Dryer
| Residential | CZ2 - Single Family | New | Appliances | Natural Gas | Clothes Dryer
| Residential | CZ2 - Single Family | New | Appliances | Natural Gas | Clothes Dryer
| Residential | CZ2 - Single Family | New | Appliances | Natural Gas | Clothes Dryer
| Residential | CZ2 - Single Family | New | Appliances | Natural Gas | Clothes Dryer
| Residential | CZ2 - Single Family | New | Appliances | Natural Gas | Clothes Dryer
| Residential | CZ2 - Single Family | New | Appliances | Natural Gas | Stove/Oven
| Residential | CZ2 - Single Family | New | Appliances | Natural Gas | Stove/Oven
| Residential | CZ2 - Single Family | New | Appliances | Natural Gas | Stove/Oven
| Residential | CZ2 - Single Family | New | Appliances | Natural Gas | Stove/Oven
| Residential | CZ2 - Single Family | New | Appliances | Natural Gas | Stove/Oven
| Residential | CZ2 - Single Family | New | Appliances | Natural Gas | Stove/Oven
| Residential | CZ2 - Single Family | New | Appliances | Natural Gas | Stove/Oven
| Residential | CZ2 - Single Family | New | Appliances | Natural Gas | Stove/Oven
| Residential | CZ2 - Single Family | New | Appliances | Natural Gas | Stove/Oven
| Residential | CZ2 - Single Family | New | Appliances | Natural Gas | Stove/Oven
| Residential | CZ2 - Single Family | New | Appliances | Natural Gas | Stove/Oven
| Residential | CZ2 - Single Family | New | Miscellaneous | Natural Gas | Pool Heater
| Residential | CZ2 - Single Family | New | Miscellaneous | Natural Gas | Pool Heater
| Residential | CZ2 - Single Family | New | Miscellaneous | Natural Gas | Pool Heater
| Residential | CZ2 - Single Family | New | Miscellaneous | Natural Gas | Pool Heater
| Residential | CZ2 - Single Family | New | Miscellaneous | Natural Gas | Pool Heater
| Residential | CZ2 - Single Family | New | Miscellaneous | Natural Gas | Pool Heater
| Residential | CZ2 - Single Family | New | Miscellaneous | Natural Gas | Pool Heater
| Residential | CZ2 - Single Family | New | Miscellaneous | Natural Gas | Pool Heater
| Residential | CZ2 - Single Family | New | Miscellaneous | Natural Gas | Pool Heater
| Residential | CZ2 - Single Family | New | Miscellaneous | Natural Gas | Pool Heater
| Residential | CZ2 - Single Family | New | Miscellaneous | Natural Gas | Pool Heater
| Residential | CZ2 - Single Family | New | Miscellaneous | Natural Gas | Miscellaneous
| Residential | CZ2 - Single Family | New | Miscellaneous | Natural Gas | Miscellaneous
| Residential | CZ2 - Single Family | New | Miscellaneous | Natural Gas | Miscellaneous
| Residential | CZ2 - Single Family | New | Miscellaneous | Natural Gas | Miscellaneous
| Residential | CZ2 - Single Family | New | Miscellaneous | Natural Gas | Miscellaneous
| Residential | CZ2 - Single Family | New | Miscellaneous | Natural Gas | Miscellaneous
| Residential | CZ2 - Single Family | New | Miscellaneous | Natural Gas | Miscellaneous
| Residential | CZ2 - Single Family | New | Miscellaneous | Natural Gas | Miscellaneous
| Residential | CZ2 - Single Family | New | Miscellaneous | Natural Gas | Miscellaneous
| Residential | CZ2 - Single Family | New | Miscellaneous | Natural Gas | Miscellaneous
| Residential | CZ2 - Single Family | New | Miscellaneous | Natural Gas | Miscellaneous
| Residential | CZ2 - Multi Family | Existing | Space Heating | Natural Gas | Furnace - Direct Fuel
| Residential | CZ2 - Multi Family | Existing | Space Heating | Natural Gas | Furnace - Direct Fuel
| Residential | CZ2 - Multi Family | Existing | Space Heating | Natural Gas | Furnace - Direct Fuel
| Residential | CZ2 - Multi Family | Existing | Space Heating | Natural Gas | Furnace - Direct Fuel
| Residential | CZ2 - Multi Family | Existing | Space Heating | Natural Gas | Furnace - Direct Fuel
| Residential | CZ2 - Multi Family | Existing | Space Heating | Natural Gas | Furnace - Direct Fuel
| Residential | CZ2 - Multi Family | Existing | Space Heating | Natural Gas | Furnace - Direct Fuel
| Residential | CZ2 - Multi Family | Existing | Space Heating | Natural Gas | Furnace - Direct Fuel
| Residential | CZ2 - Multi Family | Existing | Space Heating | Natural Gas | Furnace - Direct Fuel
| Residential | CZ2 - Multi Family | Existing | Space Heating | Natural Gas | Furnace - Direct Fuel
| Residential | CZ2 - Multi Family | Existing | Space Heating | Natural Gas | Furnace - Direct Fuel
| Residential | CZ2 - Multi Family | Existing | Space Heating | Natural Gas | Boiler - Direct Fuel
| Residential | CZ2 - Multi Family | Existing | Space Heating | Natural Gas | Boiler - Direct Fuel
| Residential | CZ2 - Multi Family | Existing | Space Heating | Natural Gas | Boiler - Direct Fuel
| Residential | CZ2 - Multi Family | Existing | Space Heating | Natural Gas | Boiler - Direct Fuel
| Residential | CZ2 - Multi Family | Existing | Space Heating | Natural Gas | Boiler - Direct Fuel
| Residential | CZ2 - Multi Family | Existing | Space Heating | Natural Gas | Boiler - Direct Fuel
| Residential | CZ2 - Multi Family | Existing | Space Heating | Natural Gas | Boiler - Direct Fuel
| Residential | CZ2 - Multi Family | Existing | Space Heating | Natural Gas | Boiler - Direct Fuel
| Residential | CZ2 - Multi Family | Existing | Space Heating | Natural Gas | Boiler - Direct Fuel
| Residential | CZ2 - Multi Family | Existing | Space Heating | Natural Gas | Boiler - Direct Fuel
| Residential | CZ2 - Multi Family | Existing | Space Heating | Natural Gas | Boiler - Direct Fuel
| Residential | CZ2 - Multi Family | Existing | Secondary Heating | Natural Gas | Fireplace
| Residential | CZ2 - Multi Family | Existing | Secondary Heating | Natural Gas | Fireplace
| Residential | CZ2 - Multi Family | Existing | Secondary Heating | Natural Gas | Fireplace
| Residential | CZ2 - Multi Family | Existing | Secondary Heating | Natural Gas | Fireplace
| Residential | CZ2 - Multi Family | Existing | Secondary Heating | Natural Gas | Fireplace
| Residential | CZ2 - Multi Family | Existing | Secondary Heating | Natural Gas | Fireplace
| Residential | CZ2 - Multi Family | Existing | Secondary Heating | Natural Gas | Fireplace
| Residential | CZ2 - Multi Family | Existing | Secondary Heating | Natural Gas | Fireplace
| Residential | CZ2 - Multi Family | Existing | Secondary Heating | Natural Gas | Fireplace
| Residential | CZ2 - Multi Family | Existing | Secondary Heating | Natural Gas | Fireplace
| Residential | CZ2 - Multi Family | Existing | Secondary Heating | Natural Gas | Fireplace
| Residential | CZ2 - Multi Family | Existing | Water Heating | Natural Gas | Water Heater <= 55 gal.
| Residential | CZ2 - Multi Family | Existing | Water Heating | Natural Gas | Water Heater <= 55 gal.
| Residential | CZ2 - Multi Family | Existing | Water Heating | Natural Gas | Water Heater <= 55 gal.
| Residential | CZ2 - Multi Family | Existing | Water Heating | Natural Gas | Water Heater <= 55 gal.
| Residential | CZ2 - Multi Family | Existing | Water Heating | Natural Gas | Water Heater <= 55 gal.
| Residential | CZ2 - Multi Family | Existing | Water Heating | Natural Gas | Water Heater <= 55 gal.
| Residential | CZ2 - Multi Family | Existing | Water Heating | Natural Gas | Water Heater <= 55 gal.
| Residential | CZ2 - Multi Family | Existing | Water Heating | Natural Gas | Water Heater <= 55 gal.
| Residential | CZ2 - Multi Family | Existing | Water Heating | Natural Gas | Water Heater <= 55 gal.
| Residential | CZ2 - Multi Family | Existing | Water Heating | Natural Gas | Water Heater <= 55 gal.
| Residential | CZ2 - Multi Family | Existing | Water Heating | Natural Gas | Water Heater <= 55 gal.
| Residential | CZ2 - Multi Family | Existing | Water Heating | Natural Gas | Water Heater > 55 gal.
| Residential | CZ2 - Multi Family | Existing | Water Heating | Natural Gas | Water Heater > 55 gal.
| Residential | CZ2 - Multi Family | Existing | Water Heating | Natural Gas | Water Heater > 55 gal.
| Residential | CZ2 - Multi Family | Existing | Water Heating | Natural Gas | Water Heater > 55 gal.
| Residential | CZ2 - Multi Family | Existing | Water Heating | Natural Gas | Water Heater > 55 gal.
| Residential | CZ2 - Multi Family | Existing | Water Heating | Natural Gas | Water Heater > 55 gal.
| Residential | CZ2 - Multi Family | Existing | Water Heating | Natural Gas | Water Heater > 55 gal.
| Residential | CZ2 - Multi Family | Existing | Water Heating | Natural Gas | Water Heater > 55 gal.
| Residential | CZ2 - Multi Family | Existing | Water Heating | Natural Gas | Water Heater > 55 gal.
| Residential | CZ2 - Multi Family | Existing | Water Heating | Natural Gas | Water Heater > 55 gal.
| Residential | CZ2 - Multi Family | Existing | Water Heating | Natural Gas | Water Heater > 55 gal.
| Residential | CZ2 - Multi Family | Existing | Appliances | Natural Gas | Clothes Dryer
| Residential | CZ2 - Multi Family | Existing | Appliances | Natural Gas | Clothes Dryer
| Residential | CZ2 - Multi Family | Existing | Appliances | Natural Gas | Clothes Dryer
| Residential | CZ2 - Multi Family | Existing | Appliances | Natural Gas | Clothes Dryer
| Residential | CZ2 - Multi Family | Existing | Appliances | Natural Gas | Clothes Dryer
| Residential | CZ2 - Multi Family | Existing | Appliances | Natural Gas | Clothes Dryer
| Residential | CZ2 - Multi Family | Existing | Appliances | Natural Gas | Clothes Dryer
| Residential | CZ2 - Multi Family | Existing | Appliances | Natural Gas | Clothes Dryer
| Residential | CZ2 - Multi Family | Existing | Appliances | Natural Gas | Clothes Dryer
| Residential | CZ2 - Multi Family | Existing | Appliances | Natural Gas | Clothes Dryer
| Residential | CZ2 - Multi Family | Existing | Appliances | Natural Gas | Clothes Dryer
| Residential | CZ2 - Multi Family | Existing | Appliances | Natural Gas | Stove/Oven
| Residential | CZ2 - Multi Family | Existing | Appliances | Natural Gas | Stove/Oven
| Residential | CZ2 - Multi Family | Existing | Appliances | Natural Gas | Stove/Oven
| Residential | CZ2 - Multi Family | Existing | Appliances | Natural Gas | Stove/Oven
| Residential | CZ2 - Multi Family | Existing | Appliances | Natural Gas | Stove/Oven
| Residential | CZ2 - Multi Family | Existing | Appliances | Natural Gas | Stove/Oven
| Residential | CZ2 - Multi Family | Existing | Appliances | Natural Gas | Stove/Oven
| Residential | CZ2 - Multi Family | Existing | Appliances | Natural Gas | Stove/Oven
| Residential | CZ2 - Multi Family | Existing | Appliances | Natural Gas | Stove/Oven
| Residential | CZ2 - Multi Family | Existing | Appliances | Natural Gas | Stove/Oven
| Residential | CZ2 - Multi Family | Existing | Appliances | Natural Gas | Stove/Oven
| Residential | CZ2 - Multi Family | Existing | Miscellaneous | Natural Gas | Pool Heater
| Residential | CZ2 - Multi Family | Existing | Miscellaneous | Natural Gas | Pool Heater
| Residential | CZ2 - Multi Family | Existing | Miscellaneous | Natural Gas | Pool Heater
| Residential | CZ2 - Multi Family | Existing | Miscellaneous | Natural Gas | Pool Heater
| Residential | CZ2 - Multi Family | Existing | Miscellaneous | Natural Gas | Pool Heater
| Residential | CZ2 - Multi Family | Existing | Miscellaneous | Natural Gas | Pool Heater
| Residential | CZ2 - Multi Family | Existing | Miscellaneous | Natural Gas | Pool Heater
| Residential | CZ2 - Multi Family | Existing | Miscellaneous | Natural Gas | Pool Heater
| Residential | CZ2 - Multi Family | Existing | Miscellaneous | Natural Gas | Pool Heater
| Residential | CZ2 - Multi Family | Existing | Miscellaneous | Natural Gas | Pool Heater
| Residential | CZ2 - Multi Family | Existing | Miscellaneous | Natural Gas | Pool Heater
| Residential | CZ2 - Multi Family | Existing | Miscellaneous | Natural Gas | Miscellaneous
| Residential | CZ2 - Multi Family | Existing | Miscellaneous | Natural Gas | Miscellaneous
| Residential | CZ2 - Multi Family | Existing | Miscellaneous | Natural Gas | Miscellaneous
| Residential | CZ2 - Multi Family | Existing | Miscellaneous | Natural Gas | Miscellaneous
| Residential | CZ2 - Multi Family | Existing | Miscellaneous | Natural Gas | Miscellaneous
| Residential | CZ2 - Multi Family | Existing | Miscellaneous | Natural Gas | Miscellaneous
| Residential | CZ2 - Multi Family | Existing | Miscellaneous | Natural Gas | Miscellaneous
| Residential | CZ2 - Multi Family | Existing | Miscellaneous | Natural Gas | Miscellaneous
| Residential | CZ2 - Multi Family | Existing | Miscellaneous | Natural Gas | Miscellaneous
| Residential | CZ2 - Multi Family | Existing | Miscellaneous | Natural Gas | Miscellaneous
| Residential | CZ2 - Multi Family | Existing | Miscellaneous | Natural Gas | Miscellaneous
| Residential | CZ2 - Multi Family | New | Space Heating | Natural Gas | Furnace - Direct Fuel
| Residential | CZ2 - Multi Family | New | Space Heating | Natural Gas | Furnace - Direct Fuel
| Residential | CZ2 - Multi Family | New | Space Heating | Natural Gas | Furnace - Direct Fuel
| Residential | CZ2 - Multi Family | New | Space Heating | Natural Gas | Furnace - Direct Fuel
| Residential | CZ2 - Multi Family | New | Space Heating | Natural Gas | Furnace - Direct Fuel
| Residential | CZ2 - Multi Family | New | Space Heating | Natural Gas | Furnace - Direct Fuel
| Residential | CZ2 - Multi Family | New | Space Heating | Natural Gas | Furnace - Direct Fuel
| Residential | CZ2 - Multi Family | New | Space Heating | Natural Gas | Furnace - Direct Fuel
| Residential | CZ2 - Multi Family | New | Space Heating | Natural Gas | Furnace - Direct Fuel
| Residential | CZ2 - Multi Family | New | Space Heating | Natural Gas | Furnace - Direct Fuel
| Residential | CZ2 - Multi Family | New | Space Heating | Natural Gas | Furnace - Direct Fuel
| Residential | CZ2 - Multi Family | New | Space Heating | Natural Gas | Boiler - Direct Fuel
| Residential | CZ2 - Multi Family | New | Space Heating | Natural Gas | Boiler - Direct Fuel
| Residential | CZ2 - Multi Family | New | Space Heating | Natural Gas | Boiler - Direct Fuel
| Residential | CZ2 - Multi Family | New | Space Heating | Natural Gas | Boiler - Direct Fuel
| Residential | CZ2 - Multi Family | New | Space Heating | Natural Gas | Boiler - Direct Fuel
| Residential | CZ2 - Multi Family | New | Space Heating | Natural Gas | Boiler - Direct Fuel
| Residential | CZ2 - Multi Family | New | Space Heating | Natural Gas | Boiler - Direct Fuel
| Residential | CZ2 - Multi Family | New | Space Heating | Natural Gas | Boiler - Direct Fuel
| Residential | CZ2 - Multi Family | New | Space Heating | Natural Gas | Boiler - Direct Fuel
| Residential | CZ2 - Multi Family | New | Space Heating | Natural Gas | Boiler - Direct Fuel
| Residential | CZ2 - Multi Family | New | Space Heating | Natural Gas | Boiler - Direct Fuel
| Residential | CZ2 - Multi Family | New | Secondary Heating | Natural Gas | Fireplace
| Residential | CZ2 - Multi Family | New | Secondary Heating | Natural Gas | Fireplace
| Residential | CZ2 - Multi Family | New | Secondary Heating | Natural Gas | Fireplace
| Residential | CZ2 - Multi Family | New | Secondary Heating | Natural Gas | Fireplace
| Residential | CZ2 - Multi Family | New | Secondary Heating | Natural Gas | Fireplace
| Residential | CZ2 - Multi Family | New | Secondary Heating | Natural Gas | Fireplace
| Residential | CZ2 - Multi Family | New | Secondary Heating | Natural Gas | Fireplace
| Residential | CZ2 - Multi Family | New | Secondary Heating | Natural Gas | Fireplace
| Residential | CZ2 - Multi Family | New | Secondary Heating | Natural Gas | Fireplace
| Residential | CZ2 - Multi Family | New | Secondary Heating | Natural Gas | Fireplace
| Residential | CZ2 - Multi Family | New | Secondary Heating | Natural Gas | Fireplace
| Residential | CZ2 - Multi Family | New | Water Heating | Natural Gas | Water Heater <= 55 gal.
| Residential | CZ2 - Multi Family | New | Water Heating | Natural Gas | Water Heater <= 55 gal.
| Residential | CZ2 - Multi Family | New | Water Heating | Natural Gas | Water Heater <= 55 gal.
| Residential | CZ2 - Multi Family | New | Water Heating | Natural Gas | Water Heater <= 55 gal.
| Residential | CZ2 - Multi Family | New | Water Heating | Natural Gas | Water Heater <= 55 gal.
| Residential | CZ2 - Multi Family | New | Water Heating | Natural Gas | Water Heater <= 55 gal.
| Residential | CZ2 - Multi Family | New | Water Heating | Natural Gas | Water Heater <= 55 gal.
| Residential | CZ2 - Multi Family | New | Water Heating | Natural Gas | Water Heater <= 55 gal.
| Residential | CZ2 - Multi Family | New | Water Heating | Natural Gas | Water Heater <= 55 gal.
| Residential | CZ2 - Multi Family | New | Water Heating | Natural Gas | Water Heater <= 55 gal.
| Residential | CZ2 - Multi Family | New | Water Heating | Natural Gas | Water Heater <= 55 gal.
| Residential | CZ2 - Multi Family | New | Water Heating | Natural Gas | Water Heater > 55 gal.
| Residential | CZ2 - Multi Family | New | Water Heating | Natural Gas | Water Heater > 55 gal.
| Residential | CZ2 - Multi Family | New | Water Heating | Natural Gas | Water Heater > 55 gal.
| Residential | CZ2 - Multi Family | New | Water Heating | Natural Gas | Water Heater > 55 gal.
| Residential | CZ2 - Multi Family | New | Water Heating | Natural Gas | Water Heater > 55 gal.
| Residential | CZ2 - Multi Family | New | Water Heating | Natural Gas | Water Heater > 55 gal.
| Residential | CZ2 - Multi Family | New | Water Heating | Natural Gas | Water Heater > 55 gal.
| Residential | CZ2 - Multi Family | New | Water Heating | Natural Gas | Water Heater > 55 gal.
| Residential | CZ2 - Multi Family | New | Water Heating | Natural Gas | Water Heater > 55 gal.
| Residential | CZ2 - Multi Family | New | Water Heating | Natural Gas | Water Heater > 55 gal.
| Residential | CZ2 - Multi Family | New | Water Heating | Natural Gas | Water Heater > 55 gal.
| Residential | CZ2 - Multi Family | New | Appliances | Natural Gas | Clothes Dryer
| Residential | CZ2 - Multi Family | New | Appliances | Natural Gas | Clothes Dryer
| Residential | CZ2 - Multi Family | New | Appliances | Natural Gas | Clothes Dryer
| Residential | CZ2 - Multi Family | New | Appliances | Natural Gas | Clothes Dryer
| Residential | CZ2 - Multi Family | New | Appliances | Natural Gas | Clothes Dryer
| Residential | CZ2 - Multi Family | New | Appliances | Natural Gas | Clothes Dryer
| Residential | CZ2 - Multi Family | New | Appliances | Natural Gas | Clothes Dryer
| Residential | CZ2 - Multi Family | New | Appliances | Natural Gas | Clothes Dryer
| Residential | CZ2 - Multi Family | New | Appliances | Natural Gas | Clothes Dryer
| Residential | CZ2 - Multi Family | New | Appliances | Natural Gas | Clothes Dryer
| Residential | CZ2 - Multi Family | New | Appliances | Natural Gas | Clothes Dryer
| Residential | CZ2 - Multi Family | New | Appliances | Natural Gas | Stove/Oven
| Residential | CZ2 - Multi Family | New | Appliances | Natural Gas | Stove/Oven
| Residential | CZ2 - Multi Family | New | Appliances | Natural Gas | Stove/Oven
| Residential | CZ2 - Multi Family | New | Appliances | Natural Gas | Stove/Oven
| Residential | CZ2 - Multi Family | New | Appliances | Natural Gas | Stove/Oven
| Residential | CZ2 - Multi Family | New | Appliances | Natural Gas | Stove/Oven
| Residential | CZ2 - Multi Family | New | Appliances | Natural Gas | Stove/Oven
| Residential | CZ2 - Multi Family | New | Appliances | Natural Gas | Stove/Oven
| Residential | CZ2 - Multi Family | New | Appliances | Natural Gas | Stove/Oven
| Residential | CZ2 - Multi Family | New | Appliances | Natural Gas | Stove/Oven
| Residential | CZ2 - Multi Family | New | Appliances | Natural Gas | Stove/Oven
| Residential | CZ2 - Multi Family | New | Miscellaneous | Natural Gas | Pool Heater
| Residential | CZ2 - Multi Family | New | Miscellaneous | Natural Gas | Pool Heater
| Residential | CZ2 - Multi Family | New | Miscellaneous | Natural Gas | Pool Heater
| Residential | CZ2 - Multi Family | New | Miscellaneous | Natural Gas | Pool Heater
| Residential | CZ2 - Multi Family | New | Miscellaneous | Natural Gas | Pool Heater
| Residential | CZ2 - Multi Family | New | Miscellaneous | Natural Gas | Pool Heater
| Residential | CZ2 - Multi Family | New | Miscellaneous | Natural Gas | Pool Heater
| Residential | CZ2 - Multi Family | New | Miscellaneous | Natural Gas | Pool Heater
| Residential | CZ2 - Multi Family | New | Miscellaneous | Natural Gas | Pool Heater
| Residential | CZ2 - Multi Family | New | Miscellaneous | Natural Gas | Pool Heater
| Residential | CZ2 - Multi Family | New | Miscellaneous | Natural Gas | Pool Heater
| Residential | CZ2 - Multi Family | New | Miscellaneous | Natural Gas | Miscellaneous
| Residential | CZ2 - Multi Family | New | Miscellaneous | Natural Gas | Miscellaneous
| Residential | CZ2 - Multi Family | New | Miscellaneous | Natural Gas | Miscellaneous
| Residential | CZ2 - Multi Family | New | Miscellaneous | Natural Gas | Miscellaneous
| Residential | CZ2 - Multi Family | New | Miscellaneous | Natural Gas | Miscellaneous
| Residential | CZ2 - Multi Family | New | Miscellaneous | Natural Gas | Miscellaneous
| Residential | CZ2 - Multi Family | New | Miscellaneous | Natural Gas | Miscellaneous
| Residential | CZ2 - Multi Family | New | Miscellaneous | Natural Gas | Miscellaneous
| Residential | CZ2 - Multi Family | New | Miscellaneous | Natural Gas | Miscellaneous
| Residential | CZ2 - Multi Family | New | Miscellaneous | Natural Gas | Miscellaneous
| Residential | CZ2 - Multi Family | New | Miscellaneous | Natural Gas | Miscellaneous
| Residential | CZ3 - Single Family | Existing | Space Heating | Natural Gas | Furnace - Direct Fuel
| Residential | CZ3 - Single Family | Existing | Space Heating | Natural Gas | Furnace - Direct Fuel
| Residential | CZ3 - Single Family | Existing | Space Heating | Natural Gas | Furnace - Direct Fuel
| Residential | CZ3 - Single Family | Existing | Space Heating | Natural Gas | Furnace - Direct Fuel
| Residential | CZ3 - Single Family | Existing | Space Heating | Natural Gas | Furnace - Direct Fuel
| Residential | CZ3 - Single Family | Existing | Space Heating | Natural Gas | Furnace - Direct Fuel
| Residential | CZ3 - Single Family | Existing | Space Heating | Natural Gas | Furnace - Direct Fuel
| Residential | CZ3 - Single Family | Existing | Space Heating | Natural Gas | Furnace - Direct Fuel
| Residential | CZ3 - Single Family | Existing | Space Heating | Natural Gas | Furnace - Direct Fuel
| Residential | CZ3 - Single Family | Existing | Space Heating | Natural Gas | Furnace - Direct Fuel
| Residential | CZ3 - Single Family | Existing | Space Heating | Natural Gas | Furnace - Direct Fuel
| Residential | CZ3 - Single Family | Existing | Space Heating | Natural Gas | Boiler - Direct Fuel
| Residential | CZ3 - Single Family | Existing | Space Heating | Natural Gas | Boiler - Direct Fuel
| Residential | CZ3 - Single Family | Existing | Space Heating | Natural Gas | Boiler - Direct Fuel
| Residential | CZ3 - Single Family | Existing | Space Heating | Natural Gas | Boiler - Direct Fuel
| Residential | CZ3 - Single Family | Existing | Space Heating | Natural Gas | Boiler - Direct Fuel
| Residential | CZ3 - Single Family | Existing | Space Heating | Natural Gas | Boiler - Direct Fuel
| Residential | CZ3 - Single Family | Existing | Space Heating | Natural Gas | Boiler - Direct Fuel
| Residential | CZ3 - Single Family | Existing | Space Heating | Natural Gas | Boiler - Direct Fuel
| Residential | CZ3 - Single Family | Existing | Space Heating | Natural Gas | Boiler - Direct Fuel
| Residential | CZ3 - Single Family | Existing | Space Heating | Natural Gas | Boiler - Direct Fuel
| Residential | CZ3 - Single Family | Existing | Space Heating | Natural Gas | Boiler - Direct Fuel
| Residential | CZ3 - Single Family | Existing | Secondary Heating | Natural Gas | Fireplace
| Residential | CZ3 - Single Family | Existing | Secondary Heating | Natural Gas | Fireplace
| Residential | CZ3 - Single Family | Existing | Secondary Heating | Natural Gas | Fireplace
| Residential | CZ3 - Single Family | Existing | Secondary Heating | Natural Gas | Fireplace
| Residential | CZ3 - Single Family | Existing | Secondary Heating | Natural Gas | Fireplace
| Residential | CZ3 - Single Family | Existing | Secondary Heating | Natural Gas | Fireplace
| Residential | CZ3 - Single Family | Existing | Secondary Heating | Natural Gas | Fireplace
| Residential | CZ3 - Single Family | Existing | Secondary Heating | Natural Gas | Fireplace
| Residential | CZ3 - Single Family | Existing | Secondary Heating | Natural Gas | Fireplace
| Residential | CZ3 - Single Family | Existing | Secondary Heating | Natural Gas | Fireplace
| Residential | CZ3 - Single Family | Existing | Secondary Heating | Natural Gas | Fireplace
| Residential | CZ3 - Single Family | Existing | Water Heating | Natural Gas | Water Heater <= 55 gal.
| Residential | CZ3 - Single Family | Existing | Water Heating | Natural Gas | Water Heater <= 55 gal.
| Residential | CZ3 - Single Family | Existing | Water Heating | Natural Gas | Water Heater <= 55 gal.
| Residential | CZ3 - Single Family | Existing | Water Heating | Natural Gas | Water Heater <= 55 gal.
| Residential | CZ3 - Single Family | Existing | Water Heating | Natural Gas | Water Heater <= 55 gal.
| Residential | CZ3 - Single Family | Existing | Water Heating | Natural Gas | Water Heater <= 55 gal.
| Residential | CZ3 - Single Family | Existing | Water Heating | Natural Gas | Water Heater <= 55 gal.
| Residential | CZ3 - Single Family | Existing | Water Heating | Natural Gas | Water Heater <= 55 gal.
| Residential | CZ3 - Single Family | Existing | Water Heating | Natural Gas | Water Heater <= 55 gal.
| Residential | CZ3 - Single Family | Existing | Water Heating | Natural Gas | Water Heater <= 55 gal.
| Residential | CZ3 - Single Family | Existing | Water Heating | Natural Gas | Water Heater <= 55 gal.
| Residential | CZ3 - Single Family | Existing | Water Heating | Natural Gas | Water Heater > 55 gal.
| Residential | CZ3 - Single Family | Existing | Water Heating | Natural Gas | Water Heater > 55 gal.
| Residential | CZ3 - Single Family | Existing | Water Heating | Natural Gas | Water Heater > 55 gal.
| Residential | CZ3 - Single Family | Existing | Water Heating | Natural Gas | Water Heater > 55 gal.
| Residential | CZ3 - Single Family | Existing | Water Heating | Natural Gas | Water Heater > 55 gal.
| Residential | CZ3 - Single Family | Existing | Water Heating | Natural Gas | Water Heater > 55 gal.
| Residential | CZ3 - Single Family | Existing | Water Heating | Natural Gas | Water Heater > 55 gal.
| Residential | CZ3 - Single Family | Existing | Water Heating | Natural Gas | Water Heater > 55 gal.
| Residential | CZ3 - Single Family | Existing | Water Heating | Natural Gas | Water Heater > 55 gal.
| Residential | CZ3 - Single Family | Existing | Water Heating | Natural Gas | Water Heater > 55 gal.
| Residential | CZ3 - Single Family | Existing | Water Heating | Natural Gas | Water Heater > 55 gal.
| Residential | CZ3 - Single Family | Existing | Appliances | Natural Gas | Clothes Dryer
| Residential | CZ3 - Single Family | Existing | Appliances | Natural Gas | Clothes Dryer
| Residential | CZ3 - Single Family | Existing | Appliances | Natural Gas | Clothes Dryer
| Residential | CZ3 - Single Family | Existing | Appliances | Natural Gas | Clothes Dryer
| Residential | CZ3 - Single Family | Existing | Appliances | Natural Gas | Clothes Dryer
| Residential | CZ3 - Single Family | Existing | Appliances | Natural Gas | Clothes Dryer
| Residential | CZ3 - Single Family | Existing | Appliances | Natural Gas | Clothes Dryer
| Residential | CZ3 - Single Family | Existing | Appliances | Natural Gas | Clothes Dryer
| Residential | CZ3 - Single Family | Existing | Appliances | Natural Gas | Clothes Dryer
| Residential | CZ3 - Single Family | Existing | Appliances | Natural Gas | Clothes Dryer
| Residential | CZ3 - Single Family | Existing | Appliances | Natural Gas | Clothes Dryer
| Residential | CZ3 - Single Family | Existing | Appliances | Natural Gas | Stove/Oven
| Residential | CZ3 - Single Family | Existing | Appliances | Natural Gas | Stove/Oven
| Residential | CZ3 - Single Family | Existing | Appliances | Natural Gas | Stove/Oven
| Residential | CZ3 - Single Family | Existing | Appliances | Natural Gas | Stove/Oven
| Residential | CZ3 - Single Family | Existing | Appliances | Natural Gas | Stove/Oven
| Residential | CZ3 - Single Family | Existing | Appliances | Natural Gas | Stove/Oven
| Residential | CZ3 - Single Family | Existing | Appliances | Natural Gas | Stove/Oven
| Residential | CZ3 - Single Family | Existing | Appliances | Natural Gas | Stove/Oven
| Residential | CZ3 - Single Family | Existing | Appliances | Natural Gas | Stove/Oven
| Residential | CZ3 - Single Family | Existing | Appliances | Natural Gas | Stove/Oven
| Residential | CZ3 - Single Family | Existing | Appliances | Natural Gas | Stove/Oven
| Residential | CZ3 - Single Family | Existing | Miscellaneous | Natural Gas | Pool Heater
| Residential | CZ3 - Single Family | Existing | Miscellaneous | Natural Gas | Pool Heater
| Residential | CZ3 - Single Family | Existing | Miscellaneous | Natural Gas | Pool Heater
| Residential | CZ3 - Single Family | Existing | Miscellaneous | Natural Gas | Pool Heater
| Residential | CZ3 - Single Family | Existing | Miscellaneous | Natural Gas | Pool Heater
| Residential | CZ3 - Single Family | Existing | Miscellaneous | Natural Gas | Pool Heater
| Residential | CZ3 - Single Family | Existing | Miscellaneous | Natural Gas | Pool Heater
| Residential | CZ3 - Single Family | Existing | Miscellaneous | Natural Gas | Pool Heater
| Residential | CZ3 - Single Family | Existing | Miscellaneous | Natural Gas | Pool Heater
| Residential | CZ3 - Single Family | Existing | Miscellaneous | Natural Gas | Pool Heater
| Residential | CZ3 - Single Family | Existing | Miscellaneous | Natural Gas | Pool Heater
| Residential | CZ3 - Single Family | Existing | Miscellaneous | Natural Gas | Miscellaneous
| Residential | CZ3 - Single Family | Existing | Miscellaneous | Natural Gas | Miscellaneous
| Residential | CZ3 - Single Family | Existing | Miscellaneous | Natural Gas | Miscellaneous
| Residential | CZ3 - Single Family | Existing | Miscellaneous | Natural Gas | Miscellaneous
| Residential | CZ3 - Single Family | Existing | Miscellaneous | Natural Gas | Miscellaneous
| Residential | CZ3 - Single Family | Existing | Miscellaneous | Natural Gas | Miscellaneous
| Residential | CZ3 - Single Family | Existing | Miscellaneous | Natural Gas | Miscellaneous
| Residential | CZ3 - Single Family | Existing | Miscellaneous | Natural Gas | Miscellaneous
| Residential | CZ3 - Single Family | Existing | Miscellaneous | Natural Gas | Miscellaneous
| Residential | CZ3 - Single Family | Existing | Miscellaneous | Natural Gas | Miscellaneous
| Residential | CZ3 - Single Family | Existing | Miscellaneous | Natural Gas | Miscellaneous
| Residential | CZ3 - Single Family | New | Space Heating | Natural Gas | Furnace - Direct Fuel
| Residential | CZ3 - Single Family | New | Space Heating | Natural Gas | Furnace - Direct Fuel
| Residential | CZ3 - Single Family | New | Space Heating | Natural Gas | Furnace - Direct Fuel
| Residential | CZ3 - Single Family | New | Space Heating | Natural Gas | Furnace - Direct Fuel
| Residential | CZ3 - Single Family | New | Space Heating | Natural Gas | Furnace - Direct Fuel
| Residential | CZ3 - Single Family | New | Space Heating | Natural Gas | Furnace - Direct Fuel
| Residential | CZ3 - Single Family | New | Space Heating | Natural Gas | Furnace - Direct Fuel
| Residential | CZ3 - Single Family | New | Space Heating | Natural Gas | Furnace - Direct Fuel
| Residential | CZ3 - Single Family | New | Space Heating | Natural Gas | Furnace - Direct Fuel
| Residential | CZ3 - Single Family | New | Space Heating | Natural Gas | Furnace - Direct Fuel
| Residential | CZ3 - Single Family | New | Space Heating | Natural Gas | Furnace - Direct Fuel
| Residential | CZ3 - Single Family | New | Space Heating | Natural Gas | Boiler - Direct Fuel
| Residential | CZ3 - Single Family | New | Space Heating | Natural Gas | Boiler - Direct Fuel
| Residential | CZ3 - Single Family | New | Space Heating | Natural Gas | Boiler - Direct Fuel
| Residential | CZ3 - Single Family | New | Space Heating | Natural Gas | Boiler - Direct Fuel
| Residential | CZ3 - Single Family | New | Space Heating | Natural Gas | Boiler - Direct Fuel
| Residential | CZ3 - Single Family | New | Space Heating | Natural Gas | Boiler - Direct Fuel
| Residential | CZ3 - Single Family | New | Space Heating | Natural Gas | Boiler - Direct Fuel
| Residential | CZ3 - Single Family | New | Space Heating | Natural Gas | Boiler - Direct Fuel
| Residential | CZ3 - Single Family | New | Space Heating | Natural Gas | Boiler - Direct Fuel
| Residential | CZ3 - Single Family | New | Space Heating | Natural Gas | Boiler - Direct Fuel
| Residential | CZ3 - Single Family | New | Space Heating | Natural Gas | Boiler - Direct Fuel
| Residential | CZ3 - Single Family | New | Secondary Heating | Natural Gas | Fireplace
| Residential | CZ3 - Single Family | New | Secondary Heating | Natural Gas | Fireplace
| Residential | CZ3 - Single Family | New | Secondary Heating | Natural Gas | Fireplace
| Residential | CZ3 - Single Family | New | Secondary Heating | Natural Gas | Fireplace
| Residential | CZ3 - Single Family | New | Secondary Heating | Natural Gas | Fireplace
| Residential | CZ3 - Single Family | New | Secondary Heating | Natural Gas | Fireplace
| Residential | CZ3 - Single Family | New | Secondary Heating | Natural Gas | Fireplace
| Residential | CZ3 - Single Family | New | Secondary Heating | Natural Gas | Fireplace
| Residential | CZ3 - Single Family | New | Secondary Heating | Natural Gas | Fireplace
| Residential | CZ3 - Single Family | New | Secondary Heating | Natural Gas | Fireplace
| Residential | CZ3 - Single Family | New | Secondary Heating | Natural Gas | Fireplace
| Residential | CZ3 - Single Family | New | Water Heating | Natural Gas | Water Heater <= 55 gal.
| Residential | CZ3 - Single Family | New | Water Heating | Natural Gas | Water Heater <= 55 gal.
| Residential | CZ3 - Single Family | New | Water Heating | Natural Gas | Water Heater <= 55 gal.
| Residential | CZ3 - Single Family | New | Water Heating | Natural Gas | Water Heater <= 55 gal.
| Residential | CZ3 - Single Family | New | Water Heating | Natural Gas | Water Heater <= 55 gal.
| Residential | CZ3 - Single Family | New | Water Heating | Natural Gas | Water Heater <= 55 gal.
| Residential | CZ3 - Single Family | New | Water Heating | Natural Gas | Water Heater <= 55 gal.
| Residential | CZ3 - Single Family | New | Water Heating | Natural Gas | Water Heater <= 55 gal.
| Residential | CZ3 - Single Family | New | Water Heating | Natural Gas | Water Heater <= 55 gal.
| Residential | CZ3 - Single Family | New | Water Heating | Natural Gas | Water Heater <= 55 gal.
| Residential | CZ3 - Single Family | New | Water Heating | Natural Gas | Water Heater <= 55 gal.
| Residential | CZ3 - Single Family | New | Water Heating | Natural Gas | Water Heater > 55 gal.
| Residential | CZ3 - Single Family | New | Water Heating | Natural Gas | Water Heater > 55 gal.
| Residential | CZ3 - Single Family | New | Water Heating | Natural Gas | Water Heater > 55 gal.
| Residential | CZ3 - Single Family | New | Water Heating | Natural Gas | Water Heater > 55 gal.
| Residential | CZ3 - Single Family | New | Water Heating | Natural Gas | Water Heater > 55 gal.
| Residential | CZ3 - Single Family | New | Water Heating | Natural Gas | Water Heater > 55 gal.
| Residential | CZ3 - Single Family | New | Water Heating | Natural Gas | Water Heater > 55 gal.
| Residential | CZ3 - Single Family | New | Water Heating | Natural Gas | Water Heater > 55 gal.
| Residential | CZ3 - Single Family | New | Water Heating | Natural Gas | Water Heater > 55 gal.
| Residential | CZ3 - Single Family | New | Water Heating | Natural Gas | Water Heater > 55 gal.
| Residential | CZ3 - Single Family | New | Water Heating | Natural Gas | Water Heater > 55 gal.
| Residential | CZ3 - Single Family | New | Appliances | Natural Gas | Clothes Dryer
| Residential | CZ3 - Single Family | New | Appliances | Natural Gas | Clothes Dryer
| Residential | CZ3 - Single Family | New | Appliances | Natural Gas | Clothes Dryer
| Residential | CZ3 - Single Family | New | Appliances | Natural Gas | Clothes Dryer
| Residential | CZ3 - Single Family | New | Appliances | Natural Gas | Clothes Dryer
| Residential | CZ3 - Single Family | New | Appliances | Natural Gas | Clothes Dryer
| Residential | CZ3 - Single Family | New | Appliances | Natural Gas | Clothes Dryer
| Residential | CZ3 - Single Family | New | Appliances | Natural Gas | Clothes Dryer
| Residential | CZ3 - Single Family | New | Appliances | Natural Gas | Clothes Dryer
| Residential | CZ3 - Single Family | New | Appliances | Natural Gas | Clothes Dryer
| Residential | CZ3 - Single Family | New | Appliances | Natural Gas | Clothes Dryer
| Residential | CZ3 - Single Family | New | Appliances | Natural Gas | Stove/Oven
| Residential | CZ3 - Single Family | New | Appliances | Natural Gas | Stove/Oven
| Residential | CZ3 - Single Family | New | Appliances | Natural Gas | Stove/Oven
| Residential | CZ3 - Single Family | New | Appliances | Natural Gas | Stove/Oven
| Residential | CZ3 - Single Family | New | Appliances | Natural Gas | Stove/Oven
| Residential | CZ3 - Single Family | New | Appliances | Natural Gas | Stove/Oven
| Residential | CZ3 - Single Family | New | Appliances | Natural Gas | Stove/Oven
| Residential | CZ3 - Single Family | New | Appliances | Natural Gas | Stove/Oven
| Residential | CZ3 - Single Family | New | Appliances | Natural Gas | Stove/Oven
| Residential | CZ3 - Single Family | New | Appliances | Natural Gas | Stove/Oven
| Residential | CZ3 - Single Family | New | Appliances | Natural Gas | Stove/Oven
| Residential | CZ3 - Single Family | New | Miscellaneous | Natural Gas | Pool Heater
| Residential | CZ3 - Single Family | New | Miscellaneous | Natural Gas | Pool Heater
| Residential | CZ3 - Single Family | New | Miscellaneous | Natural Gas | Pool Heater
| Residential | CZ3 - Single Family | New | Miscellaneous | Natural Gas | Pool Heater
| Residential | CZ3 - Single Family | New | Miscellaneous | Natural Gas | Pool Heater
| Residential | CZ3 - Single Family | New | Miscellaneous | Natural Gas | Pool Heater
| Residential | CZ3 - Single Family | New | Miscellaneous | Natural Gas | Pool Heater
| Residential | CZ3 - Single Family | New | Miscellaneous | Natural Gas | Pool Heater
| Residential | CZ3 - Single Family | New | Miscellaneous | Natural Gas | Pool Heater
| Residential | CZ3 - Single Family | New | Miscellaneous | Natural Gas | Pool Heater
| Residential | CZ3 - Single Family | New | Miscellaneous | Natural Gas | Pool Heater
| Residential | CZ3 - Single Family | New | Miscellaneous | Natural Gas | Miscellaneous
| Residential | CZ3 - Single Family | New | Miscellaneous | Natural Gas | Miscellaneous
| Residential | CZ3 - Single Family | New | Miscellaneous | Natural Gas | Miscellaneous
| Residential | CZ3 - Single Family | New | Miscellaneous | Natural Gas | Miscellaneous
| Residential | CZ3 - Single Family | New | Miscellaneous | Natural Gas | Miscellaneous
| Residential | CZ3 - Single Family | New | Miscellaneous | Natural Gas | Miscellaneous
| Residential | CZ3 - Single Family | New | Miscellaneous | Natural Gas | Miscellaneous
| Residential | CZ3 - Single Family | New | Miscellaneous | Natural Gas | Miscellaneous
| Residential | CZ3 - Single Family | New | Miscellaneous | Natural Gas | Miscellaneous
| Residential | CZ3 - Single Family | New | Miscellaneous | Natural Gas | Miscellaneous
| Residential | CZ3 - Single Family | New | Miscellaneous | Natural Gas | Miscellaneous
| Residential | CZ3 - Multi Family | Existing | Space Heating | Natural Gas | Furnace - Direct Fuel
| Residential | CZ3 - Multi Family | Existing | Space Heating | Natural Gas | Furnace - Direct Fuel
| Residential | CZ3 - Multi Family | Existing | Space Heating | Natural Gas | Furnace - Direct Fuel
| Residential | CZ3 - Multi Family | Existing | Space Heating | Natural Gas | Furnace - Direct Fuel
| Residential | CZ3 - Multi Family | Existing | Space Heating | Natural Gas | Furnace - Direct Fuel
| Residential | CZ3 - Multi Family | Existing | Space Heating | Natural Gas | Furnace - Direct Fuel
| Residential | CZ3 - Multi Family | Existing | Space Heating | Natural Gas | Furnace - Direct Fuel
| Residential | CZ3 - Multi Family | Existing | Space Heating | Natural Gas | Furnace - Direct Fuel
| Residential | CZ3 - Multi Family | Existing | Space Heating | Natural Gas | Furnace - Direct Fuel
| Residential | CZ3 - Multi Family | Existing | Space Heating | Natural Gas | Furnace - Direct Fuel
| Residential | CZ3 - Multi Family | Existing | Space Heating | Natural Gas | Furnace - Direct Fuel
| Residential | CZ3 - Multi Family | Existing | Space Heating | Natural Gas | Boiler - Direct Fuel
| Residential | CZ3 - Multi Family | Existing | Space Heating | Natural Gas | Boiler - Direct Fuel
| Residential | CZ3 - Multi Family | Existing | Space Heating | Natural Gas | Boiler - Direct Fuel
| Residential | CZ3 - Multi Family | Existing | Space Heating | Natural Gas | Boiler - Direct Fuel
| Residential | CZ3 - Multi Family | Existing | Space Heating | Natural Gas | Boiler - Direct Fuel
| Residential | CZ3 - Multi Family | Existing | Space Heating | Natural Gas | Boiler - Direct Fuel
| Residential | CZ3 - Multi Family | Existing | Space Heating | Natural Gas | Boiler - Direct Fuel
| Residential | CZ3 - Multi Family | Existing | Space Heating | Natural Gas | Boiler - Direct Fuel
| Residential | CZ3 - Multi Family | Existing | Space Heating | Natural Gas | Boiler - Direct Fuel
| Residential | CZ3 - Multi Family | Existing | Space Heating | Natural Gas | Boiler - Direct Fuel
| Residential | CZ3 - Multi Family | Existing | Space Heating | Natural Gas | Boiler - Direct Fuel
| Residential | CZ3 - Multi Family | Existing | Secondary Heating | Natural Gas | Fireplace
| Residential | CZ3 - Multi Family | Existing | Secondary Heating | Natural Gas | Fireplace
| Residential | CZ3 - Multi Family | Existing | Secondary Heating | Natural Gas | Fireplace
| Residential | CZ3 - Multi Family | Existing | Secondary Heating | Natural Gas | Fireplace
| Residential | CZ3 - Multi Family | Existing | Secondary Heating | Natural Gas | Fireplace
| Residential | CZ3 - Multi Family | Existing | Secondary Heating | Natural Gas | Fireplace
| Residential | CZ3 - Multi Family | Existing | Secondary Heating | Natural Gas | Fireplace
| Residential | CZ3 - Multi Family | Existing | Secondary Heating | Natural Gas | Fireplace
| Residential | CZ3 - Multi Family | Existing | Secondary Heating | Natural Gas | Fireplace
| Residential | CZ3 - Multi Family | Existing | Secondary Heating | Natural Gas | Fireplace
| Residential | CZ3 - Multi Family | Existing | Secondary Heating | Natural Gas | Fireplace
| Residential | CZ3 - Multi Family | Existing | Water Heating | Natural Gas | Water Heater <= 55 gal.
| Residential | CZ3 - Multi Family | Existing | Water Heating | Natural Gas | Water Heater <= 55 gal.
| Residential | CZ3 - Multi Family | Existing | Water Heating | Natural Gas | Water Heater <= 55 gal.
| Residential | CZ3 - Multi Family | Existing | Water Heating | Natural Gas | Water Heater <= 55 gal.
| Residential | CZ3 - Multi Family | Existing | Water Heating | Natural Gas | Water Heater <= 55 gal.
| Residential | CZ3 - Multi Family | Existing | Water Heating | Natural Gas | Water Heater <= 55 gal.
| Residential | CZ3 - Multi Family | Existing | Water Heating | Natural Gas | Water Heater <= 55 gal.
| Residential | CZ3 - Multi Family | Existing | Water Heating | Natural Gas | Water Heater <= 55 gal.
| Residential | CZ3 - Multi Family | Existing | Water Heating | Natural Gas | Water Heater <= 55 gal.
| Residential | CZ3 - Multi Family | Existing | Water Heating | Natural Gas | Water Heater <= 55 gal.
| Residential | CZ3 - Multi Family | Existing | Water Heating | Natural Gas | Water Heater <= 55 gal.
| Residential | CZ3 - Multi Family | Existing | Water Heating | Natural Gas | Water Heater > 55 gal.
| Residential | CZ3 - Multi Family | Existing | Water Heating | Natural Gas | Water Heater > 55 gal.
| Residential | CZ3 - Multi Family | Existing | Water Heating | Natural Gas | Water Heater > 55 gal.
| Residential | CZ3 - Multi Family | Existing | Water Heating | Natural Gas | Water Heater > 55 gal.
| Residential | CZ3 - Multi Family | Existing | Water Heating | Natural Gas | Water Heater > 55 gal.
| Residential | CZ3 - Multi Family | Existing | Water Heating | Natural Gas | Water Heater > 55 gal.
| Residential | CZ3 - Multi Family | Existing | Water Heating | Natural Gas | Water Heater > 55 gal.
| Residential | CZ3 - Multi Family | Existing | Water Heating | Natural Gas | Water Heater > 55 gal.
| Residential | CZ3 - Multi Family | Existing | Water Heating | Natural Gas | Water Heater > 55 gal.
| Residential | CZ3 - Multi Family | Existing | Water Heating | Natural Gas | Water Heater > 55 gal.
| Residential | CZ3 - Multi Family | Existing | Water Heating | Natural Gas | Water Heater > 55 gal.
| Residential | CZ3 - Multi Family | Existing | Appliances | Natural Gas | Clothes Dryer
| Residential | CZ3 - Multi Family | Existing | Appliances | Natural Gas | Clothes Dryer
| Residential | CZ3 - Multi Family | Existing | Appliances | Natural Gas | Clothes Dryer
| Residential | CZ3 - Multi Family | Existing | Appliances | Natural Gas | Clothes Dryer
| Residential | CZ3 - Multi Family | Existing | Appliances | Natural Gas | Clothes Dryer
| Residential | CZ3 - Multi Family | Existing | Appliances | Natural Gas | Clothes Dryer
| Residential | CZ3 - Multi Family | Existing | Appliances | Natural Gas | Clothes Dryer
| Residential | CZ3 - Multi Family | Existing | Appliances | Natural Gas | Clothes Dryer
| Residential | CZ3 - Multi Family | Existing | Appliances | Natural Gas | Clothes Dryer
| Residential | CZ3 - Multi Family | Existing | Appliances | Natural Gas | Clothes Dryer
| Residential | CZ3 - Multi Family | Existing | Appliances | Natural Gas | Clothes Dryer
| Residential | CZ3 - Multi Family | Existing | Appliances | Natural Gas | Stove/Oven
| Residential | CZ3 - Multi Family | Existing | Appliances | Natural Gas | Stove/Oven
| Residential | CZ3 - Multi Family | Existing | Appliances | Natural Gas | Stove/Oven
| Residential | CZ3 - Multi Family | Existing | Appliances | Natural Gas | Stove/Oven
| Residential | CZ3 - Multi Family | Existing | Appliances | Natural Gas | Stove/Oven
| Residential | CZ3 - Multi Family | Existing | Appliances | Natural Gas | Stove/Oven
| Residential | CZ3 - Multi Family | Existing | Appliances | Natural Gas | Stove/Oven
| Residential | CZ3 - Multi Family | Existing | Appliances | Natural Gas | Stove/Oven
| Residential | CZ3 - Multi Family | Existing | Appliances | Natural Gas | Stove/Oven
| Residential | CZ3 - Multi Family | Existing | Appliances | Natural Gas | Stove/Oven
| Residential | CZ3 - Multi Family | Existing | Appliances | Natural Gas | Stove/Oven
| Residential | CZ3 - Multi Family | Existing | Miscellaneous | Natural Gas | Pool Heater
| Residential | CZ3 - Multi Family | Existing | Miscellaneous | Natural Gas | Pool Heater
| Residential | CZ3 - Multi Family | Existing | Miscellaneous | Natural Gas | Pool Heater
| Residential | CZ3 - Multi Family | Existing | Miscellaneous | Natural Gas | Pool Heater
| Residential | CZ3 - Multi Family | Existing | Miscellaneous | Natural Gas | Pool Heater
| Residential | CZ3 - Multi Family | Existing | Miscellaneous | Natural Gas | Pool Heater
| Residential | CZ3 - Multi Family | Existing | Miscellaneous | Natural Gas | Pool Heater
| Residential | CZ3 - Multi Family | Existing | Miscellaneous | Natural Gas | Pool Heater
| Residential | CZ3 - Multi Family | Existing | Miscellaneous | Natural Gas | Pool Heater
| Residential | CZ3 - Multi Family | Existing | Miscellaneous | Natural Gas | Pool Heater
| Residential | CZ3 - Multi Family | Existing | Miscellaneous | Natural Gas | Pool Heater
| Residential | CZ3 - Multi Family | Existing | Miscellaneous | Natural Gas | Miscellaneous
| Residential | CZ3 - Multi Family | Existing | Miscellaneous | Natural Gas | Miscellaneous
| Residential | CZ3 - Multi Family | Existing | Miscellaneous | Natural Gas | Miscellaneous
| Residential | CZ3 - Multi Family | Existing | Miscellaneous | Natural Gas | Miscellaneous
| Residential | CZ3 - Multi Family | Existing | Miscellaneous | Natural Gas | Miscellaneous
| Residential | CZ3 - Multi Family | Existing | Miscellaneous | Natural Gas | Miscellaneous
| Residential | CZ3 - Multi Family | Existing | Miscellaneous | Natural Gas | Miscellaneous
| Residential | CZ3 - Multi Family | Existing | Miscellaneous | Natural Gas | Miscellaneous
| Residential | CZ3 - Multi Family | Existing | Miscellaneous | Natural Gas | Miscellaneous
| Residential | CZ3 - Multi Family | Existing | Miscellaneous | Natural Gas | Miscellaneous
| Residential | CZ3 - Multi Family | Existing | Miscellaneous | Natural Gas | Miscellaneous
| Residential | CZ3 - Multi Family | New | Space Heating | Natural Gas | Furnace - Direct Fuel
| Residential | CZ3 - Multi Family | New | Space Heating | Natural Gas | Furnace - Direct Fuel
| Residential | CZ3 - Multi Family | New | Space Heating | Natural Gas | Furnace - Direct Fuel
| Residential | CZ3 - Multi Family | New | Space Heating | Natural Gas | Furnace - Direct Fuel
| Residential | CZ3 - Multi Family | New | Space Heating | Natural Gas | Furnace - Direct Fuel
| Residential | CZ3 - Multi Family | New | Space Heating | Natural Gas | Furnace - Direct Fuel
| Residential | CZ3 - Multi Family | New | Space Heating | Natural Gas | Furnace - Direct Fuel
| Residential | CZ3 - Multi Family | New | Space Heating | Natural Gas | Furnace - Direct Fuel
| Residential | CZ3 - Multi Family | New | Space Heating | Natural Gas | Furnace - Direct Fuel
| Residential | CZ3 - Multi Family | New | Space Heating | Natural Gas | Furnace - Direct Fuel
| Residential | CZ3 - Multi Family | New | Space Heating | Natural Gas | Furnace - Direct Fuel
| Residential | CZ3 - Multi Family | New | Space Heating | Natural Gas | Boiler - Direct Fuel
| Residential | CZ3 - Multi Family | New | Space Heating | Natural Gas | Boiler - Direct Fuel
| Residential | CZ3 - Multi Family | New | Space Heating | Natural Gas | Boiler - Direct Fuel
| Residential | CZ3 - Multi Family | New | Space Heating | Natural Gas | Boiler - Direct Fuel
| Residential | CZ3 - Multi Family | New | Space Heating | Natural Gas | Boiler - Direct Fuel
| Residential | CZ3 - Multi Family | New | Space Heating | Natural Gas | Boiler - Direct Fuel
| Residential | CZ3 - Multi Family | New | Space Heating | Natural Gas | Boiler - Direct Fuel
| Residential | CZ3 - Multi Family | New | Space Heating | Natural Gas | Boiler - Direct Fuel
| Residential | CZ3 - Multi Family | New | Space Heating | Natural Gas | Boiler - Direct Fuel
| Residential | CZ3 - Multi Family | New | Space Heating | Natural Gas | Boiler - Direct Fuel
| Residential | CZ3 - Multi Family | New | Space Heating | Natural Gas | Boiler - Direct Fuel
| Residential | CZ3 - Multi Family | New | Secondary Heating | Natural Gas | Fireplace
| Residential | CZ3 - Multi Family | New | Secondary Heating | Natural Gas | Fireplace
| Residential | CZ3 - Multi Family | New | Secondary Heating | Natural Gas | Fireplace
| Residential | CZ3 - Multi Family | New | Secondary Heating | Natural Gas | Fireplace
| Residential | CZ3 - Multi Family | New | Secondary Heating | Natural Gas | Fireplace
| Residential | CZ3 - Multi Family | New | Secondary Heating | Natural Gas | Fireplace
| Residential | CZ3 - Multi Family | New | Secondary Heating | Natural Gas | Fireplace
| Residential | CZ3 - Multi Family | New | Secondary Heating | Natural Gas | Fireplace
| Residential | CZ3 - Multi Family | New | Secondary Heating | Natural Gas | Fireplace
| Residential | CZ3 - Multi Family | New | Secondary Heating | Natural Gas | Fireplace
| Residential | CZ3 - Multi Family | New | Secondary Heating | Natural Gas | Fireplace
| Residential | CZ3 - Multi Family | New | Water Heating | Natural Gas | Water Heater <= 55 gal.
| Residential | CZ3 - Multi Family | New | Water Heating | Natural Gas | Water Heater <= 55 gal.
| Residential | CZ3 - Multi Family | New | Water Heating | Natural Gas | Water Heater <= 55 gal.
| Residential | CZ3 - Multi Family | New | Water Heating | Natural Gas | Water Heater <= 55 gal.
| Residential | CZ3 - Multi Family | New | Water Heating | Natural Gas | Water Heater <= 55 gal.
| Residential | CZ3 - Multi Family | New | Water Heating | Natural Gas | Water Heater <= 55 gal.
| Residential | CZ3 - Multi Family | New | Water Heating | Natural Gas | Water Heater <= 55 gal.
| Residential | CZ3 - Multi Family | New | Water Heating | Natural Gas | Water Heater <= 55 gal.
| Residential | CZ3 - Multi Family | New | Water Heating | Natural Gas | Water Heater <= 55 gal.
| Residential | CZ3 - Multi Family | New | Water Heating | Natural Gas | Water Heater <= 55 gal.
| Residential | CZ3 - Multi Family | New | Water Heating | Natural Gas | Water Heater <= 55 gal.
| Residential | CZ3 - Multi Family | New | Water Heating | Natural Gas | Water Heater > 55 gal.
| Residential | CZ3 - Multi Family | New | Water Heating | Natural Gas | Water Heater > 55 gal.
| Residential | CZ3 - Multi Family | New | Water Heating | Natural Gas | Water Heater > 55 gal.
| Residential | CZ3 - Multi Family | New | Water Heating | Natural Gas | Water Heater > 55 gal.
| Residential | CZ3 - Multi Family | New | Water Heating | Natural Gas | Water Heater > 55 gal.
| Residential | CZ3 - Multi Family | New | Water Heating | Natural Gas | Water Heater > 55 gal.
| Residential | CZ3 - Multi Family | New | Water Heating | Natural Gas | Water Heater > 55 gal.
| Residential | CZ3 - Multi Family | New | Water Heating | Natural Gas | Water Heater > 55 gal.
| Residential | CZ3 - Multi Family | New | Water Heating | Natural Gas | Water Heater > 55 gal.
| Residential | CZ3 - Multi Family | New | Water Heating | Natural Gas | Water Heater > 55 gal.
| Residential | CZ3 - Multi Family | New | Water Heating | Natural Gas | Water Heater > 55 gal.
| Residential | CZ3 - Multi Family | New | Appliances | Natural Gas | Clothes Dryer
| Residential | CZ3 - Multi Family | New | Appliances | Natural Gas | Clothes Dryer
| Residential | CZ3 - Multi Family | New | Appliances | Natural Gas | Clothes Dryer
| Residential | CZ3 - Multi Family | New | Appliances | Natural Gas | Clothes Dryer
| Residential | CZ3 - Multi Family | New | Appliances | Natural Gas | Clothes Dryer
| Residential | CZ3 - Multi Family | New | Appliances | Natural Gas | Clothes Dryer
| Residential | CZ3 - Multi Family | New | Appliances | Natural Gas | Clothes Dryer
| Residential | CZ3 - Multi Family | New | Appliances | Natural Gas | Clothes Dryer
| Residential | CZ3 - Multi Family | New | Appliances | Natural Gas | Clothes Dryer
| Residential | CZ3 - Multi Family | New | Appliances | Natural Gas | Clothes Dryer
| Residential | CZ3 - Multi Family | New | Appliances | Natural Gas | Clothes Dryer
| Residential | CZ3 - Multi Family | New | Appliances | Natural Gas | Stove/Oven
| Residential | CZ3 - Multi Family | New | Appliances | Natural Gas | Stove/Oven
| Residential | CZ3 - Multi Family | New | Appliances | Natural Gas | Stove/Oven
| Residential | CZ3 - Multi Family | New | Appliances | Natural Gas | Stove/Oven
| Residential | CZ3 - Multi Family | New | Appliances | Natural Gas | Stove/Oven
| Residential | CZ3 - Multi Family | New | Appliances | Natural Gas | Stove/Oven
| Residential | CZ3 - Multi Family | New | Appliances | Natural Gas | Stove/Oven
| Residential | CZ3 - Multi Family | New | Appliances | Natural Gas | Stove/Oven
| Residential | CZ3 - Multi Family | New | Appliances | Natural Gas | Stove/Oven
| Residential | CZ3 - Multi Family | New | Appliances | Natural Gas | Stove/Oven
| Residential | CZ3 - Multi Family | New | Appliances | Natural Gas | Stove/Oven
| Residential | CZ3 - Multi Family | New | Miscellaneous | Natural Gas | Pool Heater
| Residential | CZ3 - Multi Family | New | Miscellaneous | Natural Gas | Pool Heater
| Residential | CZ3 - Multi Family | New | Miscellaneous | Natural Gas | Pool Heater
| Residential | CZ3 - Multi Family | New | Miscellaneous | Natural Gas | Pool Heater
| Residential | CZ3 - Multi Family | New | Miscellaneous | Natural Gas | Pool Heater
| Residential | CZ3 - Multi Family | New | Miscellaneous | Natural Gas | Pool Heater
| Residential | CZ3 - Multi Family | New | Miscellaneous | Natural Gas | Pool Heater
| Residential | CZ3 - Multi Family | New | Miscellaneous | Natural Gas | Pool Heater
| Residential | CZ3 - Multi Family | New | Miscellaneous | Natural Gas | Pool Heater
| Residential | CZ3 - Multi Family | New | Miscellaneous | Natural Gas | Pool Heater
| Residential | CZ3 - Multi Family | New | Miscellaneous | Natural Gas | Pool Heater
| Residential | CZ3 - Multi Family | New | Miscellaneous | Natural Gas | Miscellaneous
| Residential | CZ3 - Multi Family | New | Miscellaneous | Natural Gas | Miscellaneous
| Residential | CZ3 - Multi Family | New | Miscellaneous | Natural Gas | Miscellaneous
| Residential | CZ3 - Multi Family | New | Miscellaneous | Natural Gas | Miscellaneous
| Residential | CZ3 - Multi Family | New | Miscellaneous | Natural Gas | Miscellaneous
| Residential | CZ3 - Multi Family | New | Miscellaneous | Natural Gas | Miscellaneous
| Residential | CZ3 - Multi Family | New | Miscellaneous | Natural Gas | Miscellaneous
| Residential | CZ3 - Multi Family | New | Miscellaneous | Natural Gas | Miscellaneous
| Residential | CZ3 - Multi Family | New | Miscellaneous | Natural Gas | Miscellaneous
| Residential | CZ3 - Multi Family | New | Miscellaneous | Natural Gas | Miscellaneous
| Residential | CZ3 - Multi Family | New | Miscellaneous | Natural Gas | Miscellaneous
| Residential | CZ1 - Single Family | Existing | Space Heating | Natural Gas | Furnace - Direct Fuel
| Residential | CZ1 - Single Family | Existing | Space Heating | Natural Gas | Furnace - Direct Fuel
| Residential | CZ1 - Single Family | Existing | Space Heating | Natural Gas | Furnace - Direct Fuel
| Residential | CZ1 - Single Family | Existing | Space Heating | Natural Gas | Furnace - Direct Fuel
| Residential | CZ1 - Single Family | Existing | Space Heating | Natural Gas | Furnace - Direct Fuel
| Residential | CZ1 - Single Family | Existing | Space Heating | Natural Gas | Furnace - Direct Fuel
| Residential | CZ1 - Single Family | Existing | Space Heating | Natural Gas | Furnace - Direct Fuel
| Residential | CZ1 - Single Family | Existing | Space Heating | Natural Gas | Furnace - Direct Fuel
| Residential | CZ1 - Single Family | Existing | Space Heating | Natural Gas | Furnace - Direct Fuel
| Residential | CZ1 - Single Family | Existing | Space Heating | Natural Gas | Furnace - Direct Fuel
| Residential | CZ1 - Single Family | Existing | Space Heating | Natural Gas | Furnace - Direct Fuel
| Residential | CZ1 - Single Family | Existing | Space Heating | Natural Gas | Boiler - Direct Fuel
| Residential | CZ1 - Single Family | Existing | Space Heating | Natural Gas | Boiler - Direct Fuel
| Residential | CZ1 - Single Family | Existing | Space Heating | Natural Gas | Boiler - Direct Fuel
| Residential | CZ1 - Single Family | Existing | Space Heating | Natural Gas | Boiler - Direct Fuel
| Residential | CZ1 - Single Family | Existing | Space Heating | Natural Gas | Boiler - Direct Fuel
| Residential | CZ1 - Single Family | Existing | Space Heating | Natural Gas | Boiler - Direct Fuel
| Residential | CZ1 - Single Family | Existing | Space Heating | Natural Gas | Boiler - Direct Fuel
| Residential | CZ1 - Single Family | Existing | Space Heating | Natural Gas | Boiler - Direct Fuel
| Residential | CZ1 - Single Family | Existing | Space Heating | Natural Gas | Boiler - Direct Fuel
| Residential | CZ1 - Single Family | Existing | Space Heating | Natural Gas | Boiler - Direct Fuel
| Residential | CZ1 - Single Family | Existing | Space Heating | Natural Gas | Boiler - Direct Fuel
| Residential | CZ1 - Single Family | Existing | Secondary Heating | Natural Gas | Fireplace
| Residential | CZ1 - Single Family | Existing | Secondary Heating | Natural Gas | Fireplace
| Residential | CZ1 - Single Family | Existing | Secondary Heating | Natural Gas | Fireplace
| Residential | CZ1 - Single Family | Existing | Secondary Heating | Natural Gas | Fireplace
| Residential | CZ1 - Single Family | Existing | Secondary Heating | Natural Gas | Fireplace
| Residential | CZ1 - Single Family | Existing | Secondary Heating | Natural Gas | Fireplace
| Residential | CZ1 - Single Family | Existing | Secondary Heating | Natural Gas | Fireplace
| Residential | CZ1 - Single Family | Existing | Secondary Heating | Natural Gas | Fireplace
| Residential | CZ1 - Single Family | Existing | Secondary Heating | Natural Gas | Fireplace
| Residential | CZ1 - Single Family | Existing | Secondary Heating | Natural Gas | Fireplace
| Residential | CZ1 - Single Family | Existing | Secondary Heating | Natural Gas | Fireplace
| Residential | CZ1 - Single Family | Existing | Water Heating | Natural Gas | Water Heater <= 55 gal.
| Residential | CZ1 - Single Family | Existing | Water Heating | Natural Gas | Water Heater <= 55 gal.
| Residential | CZ1 - Single Family | Existing | Water Heating | Natural Gas | Water Heater <= 55 gal.
| Residential | CZ1 - Single Family | Existing | Water Heating | Natural Gas | Water Heater <= 55 gal.
| Residential | CZ1 - Single Family | Existing | Water Heating | Natural Gas | Water Heater <= 55 gal.
| Residential | CZ1 - Single Family | Existing | Water Heating | Natural Gas | Water Heater <= 55 gal.
| Residential | CZ1 - Single Family | Existing | Water Heating | Natural Gas | Water Heater <= 55 gal.
| Residential | CZ1 - Single Family | Existing | Water Heating | Natural Gas | Water Heater <= 55 gal.
| Residential | CZ1 - Single Family | Existing | Water Heating | Natural Gas | Water Heater <= 55 gal.
| Residential | CZ1 - Single Family | Existing | Water Heating | Natural Gas | Water Heater <= 55 gal.
| Residential | CZ1 - Single Family | Existing | Water Heating | Natural Gas | Water Heater <= 55 gal.
| Residential | CZ1 - Single Family | Existing | Water Heating | Natural Gas | Water Heater > 55 gal.
| Residential | CZ1 - Single Family | Existing | Water Heating | Natural Gas | Water Heater > 55 gal.
| Residential | CZ1 - Single Family | Existing | Water Heating | Natural Gas | Water Heater > 55 gal.
| Residential | CZ1 - Single Family | Existing | Water Heating | Natural Gas | Water Heater > 55 gal.
| Residential | CZ1 - Single Family | Existing | Water Heating | Natural Gas | Water Heater > 55 gal.
| Residential | CZ1 - Single Family | Existing | Water Heating | Natural Gas | Water Heater > 55 gal.
| Residential | CZ1 - Single Family | Existing | Water Heating | Natural Gas | Water Heater > 55 gal.
| Residential | CZ1 - Single Family | Existing | Water Heating | Natural Gas | Water Heater > 55 gal.
| Residential | CZ1 - Single Family | Existing | Water Heating | Natural Gas | Water Heater > 55 gal.
| Residential | CZ1 - Single Family | Existing | Water Heating | Natural Gas | Water Heater > 55 gal.
| Residential | CZ1 - Single Family | Existing | Water Heating | Natural Gas | Water Heater > 55 gal.
| Residential | CZ1 - Single Family | Existing | Appliances | Natural Gas | Clothes Dryer
| Residential | CZ1 - Single Family | Existing | Appliances | Natural Gas | Clothes Dryer
| Residential | CZ1 - Single Family | Existing | Appliances | Natural Gas | Clothes Dryer
| Residential | CZ1 - Single Family | Existing | Appliances | Natural Gas | Clothes Dryer
| Residential | CZ1 - Single Family | Existing | Appliances | Natural Gas | Clothes Dryer
| Residential | CZ1 - Single Family | Existing | Appliances | Natural Gas | Clothes Dryer
| Residential | CZ1 - Single Family | Existing | Appliances | Natural Gas | Clothes Dryer
| Residential | CZ1 - Single Family | Existing | Appliances | Natural Gas | Clothes Dryer
| Residential | CZ1 - Single Family | Existing | Appliances | Natural Gas | Clothes Dryer
| Residential | CZ1 - Single Family | Existing | Appliances | Natural Gas | Clothes Dryer
| Residential | CZ1 - Single Family | Existing | Appliances | Natural Gas | Clothes Dryer
| Residential | CZ1 - Single Family | Existing | Appliances | Natural Gas | Stove/Oven
| Residential | CZ1 - Single Family | Existing | Appliances | Natural Gas | Stove/Oven
| Residential | CZ1 - Single Family | Existing | Appliances | Natural Gas | Stove/Oven
| Residential | CZ1 - Single Family | Existing | Appliances | Natural Gas | Stove/Oven
| Residential | CZ1 - Single Family | Existing | Appliances | Natural Gas | Stove/Oven
| Residential | CZ1 - Single Family | Existing | Appliances | Natural Gas | Stove/Oven
| Residential | CZ1 - Single Family | Existing | Appliances | Natural Gas | Stove/Oven
| Residential | CZ1 - Single Family | Existing | Appliances | Natural Gas | Stove/Oven
| Residential | CZ1 - Single Family | Existing | Appliances | Natural Gas | Stove/Oven
| Residential | CZ1 - Single Family | Existing | Appliances | Natural Gas | Stove/Oven
| Residential | CZ1 - Single Family | Existing | Appliances | Natural Gas | Stove/Oven
| Residential | CZ1 - Single Family | Existing | Miscellaneous | Natural Gas | Pool Heater
| Residential | CZ1 - Single Family | Existing | Miscellaneous | Natural Gas | Pool Heater
| Residential | CZ1 - Single Family | Existing | Miscellaneous | Natural Gas | Pool Heater
| Residential | CZ1 - Single Family | Existing | Miscellaneous | Natural Gas | Pool Heater
| Residential | CZ1 - Single Family | Existing | Miscellaneous | Natural Gas | Pool Heater
| Residential | CZ1 - Single Family | Existing | Miscellaneous | Natural Gas | Pool Heater
| Residential | CZ1 - Single Family | Existing | Miscellaneous | Natural Gas | Pool Heater
| Residential | CZ1 - Single Family | Existing | Miscellaneous | Natural Gas | Pool Heater
| Residential | CZ1 - Single Family | Existing | Miscellaneous | Natural Gas | Pool Heater
| Residential | CZ1 - Single Family | Existing | Miscellaneous | Natural Gas | Pool Heater
| Residential | CZ1 - Single Family | Existing | Miscellaneous | Natural Gas | Pool Heater
| Residential | CZ1 - Single Family | Existing | Miscellaneous | Natural Gas | Miscellaneous
| Residential | CZ1 - Single Family | Existing | Miscellaneous | Natural Gas | Miscellaneous
| Residential | CZ1 - Single Family | Existing | Miscellaneous | Natural Gas | Miscellaneous
| Residential | CZ1 - Single Family | Existing | Miscellaneous | Natural Gas | Miscellaneous
| Residential | CZ1 - Single Family | Existing | Miscellaneous | Natural Gas | Miscellaneous
| Residential | CZ1 - Single Family | Existing | Miscellaneous | Natural Gas | Miscellaneous
| Residential | CZ1 - Single Family | Existing | Miscellaneous | Natural Gas | Miscellaneous
| Residential | CZ1 - Single Family | Existing | Miscellaneous | Natural Gas | Miscellaneous
| Residential | CZ1 - Single Family | Existing | Miscellaneous | Natural Gas | Miscellaneous
| Residential | CZ1 - Single Family | Existing | Miscellaneous | Natural Gas | Miscellaneous
| Residential | CZ1 - Single Family | Existing | Miscellaneous | Natural Gas | Miscellaneous
| Residential | CZ1 - Single Family | New | Space Heating | Natural Gas | Furnace - Direct Fuel
| Residential | CZ1 - Single Family | New | Space Heating | Natural Gas | Furnace - Direct Fuel
| Residential | CZ1 - Single Family | New | Space Heating | Natural Gas | Furnace - Direct Fuel
| Residential | CZ1 - Single Family | New | Space Heating | Natural Gas | Furnace - Direct Fuel
| Residential | CZ1 - Single Family | New | Space Heating | Natural Gas | Furnace - Direct Fuel
| Residential | CZ1 - Single Family | New | Space Heating | Natural Gas | Furnace - Direct Fuel
| Residential | CZ1 - Single Family | New | Space Heating | Natural Gas | Furnace - Direct Fuel
| Residential | CZ1 - Single Family | New | Space Heating | Natural Gas | Furnace - Direct Fuel
| Residential | CZ1 - Single Family | New | Space Heating | Natural Gas | Furnace - Direct Fuel
| Residential | CZ1 - Single Family | New | Space Heating | Natural Gas | Furnace - Direct Fuel
| Residential | CZ1 - Single Family | New | Space Heating | Natural Gas | Furnace - Direct Fuel
| Residential | CZ1 - Single Family | New | Space Heating | Natural Gas | Boiler - Direct Fuel
| Residential | CZ1 - Single Family | New | Space Heating | Natural Gas | Boiler - Direct Fuel
| Residential | CZ1 - Single Family | New | Space Heating | Natural Gas | Boiler - Direct Fuel
| Residential | CZ1 - Single Family | New | Space Heating | Natural Gas | Boiler - Direct Fuel
| Residential | CZ1 - Single Family | New | Space Heating | Natural Gas | Boiler - Direct Fuel
| Residential | CZ1 - Single Family | New | Space Heating | Natural Gas | Boiler - Direct Fuel
| Residential | CZ1 - Single Family | New | Space Heating | Natural Gas | Boiler - Direct Fuel
| Residential | CZ1 - Single Family | New | Space Heating | Natural Gas | Boiler - Direct Fuel
| Residential | CZ1 - Single Family | New | Space Heating | Natural Gas | Boiler - Direct Fuel
| Residential | CZ1 - Single Family | New | Space Heating | Natural Gas | Boiler - Direct Fuel
| Residential | CZ1 - Single Family | New | Space Heating | Natural Gas | Boiler - Direct Fuel
| Residential | CZ1 - Single Family | New | Secondary Heating | Natural Gas | Fireplace
| Residential | CZ1 - Single Family | New | Secondary Heating | Natural Gas | Fireplace
| Residential | CZ1 - Single Family | New | Secondary Heating | Natural Gas | Fireplace
| Residential | CZ1 - Single Family | New | Secondary Heating | Natural Gas | Fireplace
| Residential | CZ1 - Single Family | New | Secondary Heating | Natural Gas | Fireplace
| Residential | CZ1 - Single Family | New | Secondary Heating | Natural Gas | Fireplace
| Residential | CZ1 - Single Family | New | Secondary Heating | Natural Gas | Fireplace
| Residential | CZ1 - Single Family | New | Secondary Heating | Natural Gas | Fireplace
| Residential | CZ1 - Single Family | New | Secondary Heating | Natural Gas | Fireplace
| Residential | CZ1 - Single Family | New | Secondary Heating | Natural Gas | Fireplace
| Residential | CZ1 - Single Family | New | Secondary Heating | Natural Gas | Fireplace
| Residential | CZ1 - Single Family | New | Water Heating | Natural Gas | Water Heater <= 55 gal.
| Residential | CZ1 - Single Family | New | Water Heating | Natural Gas | Water Heater <= 55 gal.
| Residential | CZ1 - Single Family | New | Water Heating | Natural Gas | Water Heater <= 55 gal.
| Residential | CZ1 - Single Family | New | Water Heating | Natural Gas | Water Heater <= 55 gal.
| Residential | CZ1 - Single Family | New | Water Heating | Natural Gas | Water Heater <= 55 gal.
| Residential | CZ1 - Single Family | New | Water Heating | Natural Gas | Water Heater <= 55 gal.
| Residential | CZ1 - Single Family | New | Water Heating | Natural Gas | Water Heater <= 55 gal.
| Residential | CZ1 - Single Family | New | Water Heating | Natural Gas | Water Heater <= 55 gal.
| Residential | CZ1 - Single Family | New | Water Heating | Natural Gas | Water Heater <= 55 gal.
| Residential | CZ1 - Single Family | New | Water Heating | Natural Gas | Water Heater <= 55 gal.
| Residential | CZ1 - Single Family | New | Water Heating | Natural Gas | Water Heater <= 55 gal.
| Residential | CZ1 - Single Family | New | Water Heating | Natural Gas | Water Heater > 55 gal.
| Residential | CZ1 - Single Family | New | Water Heating | Natural Gas | Water Heater > 55 gal.
| Residential | CZ1 - Single Family | New | Water Heating | Natural Gas | Water Heater > 55 gal.
| Residential | CZ1 - Single Family | New | Water Heating | Natural Gas | Water Heater > 55 gal.
| Residential | CZ1 - Single Family | New | Water Heating | Natural Gas | Water Heater > 55 gal.
| Residential | CZ1 - Single Family | New | Water Heating | Natural Gas | Water Heater > 55 gal.
| Residential | CZ1 - Single Family | New | Water Heating | Natural Gas | Water Heater > 55 gal.
| Residential | CZ1 - Single Family | New | Water Heating | Natural Gas | Water Heater > 55 gal.
| Residential | CZ1 - Single Family | New | Water Heating | Natural Gas | Water Heater > 55 gal.
| Residential | CZ1 - Single Family | New | Water Heating | Natural Gas | Water Heater > 55 gal.
| Residential | CZ1 - Single Family | New | Water Heating | Natural Gas | Water Heater > 55 gal.
| Residential | CZ1 - Single Family | New | Appliances | Natural Gas | Clothes Dryer
| Residential | CZ1 - Single Family | New | Appliances | Natural Gas | Clothes Dryer
| Residential | CZ1 - Single Family | New | Appliances | Natural Gas | Clothes Dryer
| Residential | CZ1 - Single Family | New | Appliances | Natural Gas | Clothes Dryer
| Residential | CZ1 - Single Family | New | Appliances | Natural Gas | Clothes Dryer
| Residential | CZ1 - Single Family | New | Appliances | Natural Gas | Clothes Dryer
| Residential | CZ1 - Single Family | New | Appliances | Natural Gas | Clothes Dryer
| Residential | CZ1 - Single Family | New | Appliances | Natural Gas | Clothes Dryer
| Residential | CZ1 - Single Family | New | Appliances | Natural Gas | Clothes Dryer
| Residential | CZ1 - Single Family | New | Appliances | Natural Gas | Clothes Dryer
| Residential | CZ1 - Single Family | New | Appliances | Natural Gas | Clothes Dryer
| Residential | CZ1 - Single Family | New | Appliances | Natural Gas | Stove/Oven
| Residential | CZ1 - Single Family | New | Appliances | Natural Gas | Stove/Oven
| Residential | CZ1 - Single Family | New | Appliances | Natural Gas | Stove/Oven
| Residential | CZ1 - Single Family | New | Appliances | Natural Gas | Stove/Oven
| Residential | CZ1 - Single Family | New | Appliances | Natural Gas | Stove/Oven
| Residential | CZ1 - Single Family | New | Appliances | Natural Gas | Stove/Oven
| Residential | CZ1 - Single Family | New | Appliances | Natural Gas | Stove/Oven
| Residential | CZ1 - Single Family | New | Appliances | Natural Gas | Stove/Oven
| Residential | CZ1 - Single Family | New | Appliances | Natural Gas | Stove/Oven
| Residential | CZ1 - Single Family | New | Appliances | Natural Gas | Stove/Oven
| Residential | CZ1 - Single Family | New | Appliances | Natural Gas | Stove/Oven
| Residential | CZ1 - Single Family | New | Miscellaneous | Natural Gas | Pool Heater
| Residential | CZ1 - Single Family | New | Miscellaneous | Natural Gas | Pool Heater
| Residential | CZ1 - Single Family | New | Miscellaneous | Natural Gas | Pool Heater
| Residential | CZ1 - Single Family | New | Miscellaneous | Natural Gas | Pool Heater
| Residential | CZ1 - Single Family | New | Miscellaneous | Natural Gas | Pool Heater
| Residential | CZ1 - Single Family | New | Miscellaneous | Natural Gas | Pool Heater
| Residential | CZ1 - Single Family | New | Miscellaneous | Natural Gas | Pool Heater
| Residential | CZ1 - Single Family | New | Miscellaneous | Natural Gas | Pool Heater
| Residential | CZ1 - Single Family | New | Miscellaneous | Natural Gas | Pool Heater
| Residential | CZ1 - Single Family | New | Miscellaneous | Natural Gas | Pool Heater
| Residential | CZ1 - Single Family | New | Miscellaneous | Natural Gas | Pool Heater
| Residential | CZ1 - Single Family | New | Miscellaneous | Natural Gas | Miscellaneous
| Residential | CZ1 - Single Family | New | Miscellaneous | Natural Gas | Miscellaneous
| Residential | CZ1 - Single Family | New | Miscellaneous | Natural Gas | Miscellaneous
| Residential | CZ1 - Single Family | New | Miscellaneous | Natural Gas | Miscellaneous
| Residential | CZ1 - Single Family | New | Miscellaneous | Natural Gas | Miscellaneous
| Residential | CZ1 - Single Family | New | Miscellaneous | Natural Gas | Miscellaneous
| Residential | CZ1 - Single Family | New | Miscellaneous | Natural Gas | Miscellaneous
| Residential | CZ1 - Single Family | New | Miscellaneous | Natural Gas | Miscellaneous
| Residential | CZ1 - Single Family | New | Miscellaneous | Natural Gas | Miscellaneous
| Residential | CZ1 - Single Family | New | Miscellaneous | Natural Gas | Miscellaneous
| Residential | CZ1 - Single Family | New | Miscellaneous | Natural Gas | Miscellaneous
| Residential | CZ1 - Multi Family | Existing | Space Heating | Natural Gas | Furnace - Direct Fuel
| Residential | CZ1 - Multi Family | Existing | Space Heating | Natural Gas | Furnace - Direct Fuel
| Residential | CZ1 - Multi Family | Existing | Space Heating | Natural Gas | Furnace - Direct Fuel
| Residential | CZ1 - Multi Family | Existing | Space Heating | Natural Gas | Furnace - Direct Fuel
| Residential | CZ1 - Multi Family | Existing | Space Heating | Natural Gas | Furnace - Direct Fuel
| Residential | CZ1 - Multi Family | Existing | Space Heating | Natural Gas | Furnace - Direct Fuel
| Residential | CZ1 - Multi Family | Existing | Space Heating | Natural Gas | Furnace - Direct Fuel
| Residential | CZ1 - Multi Family | Existing | Space Heating | Natural Gas | Furnace - Direct Fuel
| Residential | CZ1 - Multi Family | Existing | Space Heating | Natural Gas | Furnace - Direct Fuel
| Residential | CZ1 - Multi Family | Existing | Space Heating | Natural Gas | Furnace - Direct Fuel
| Residential | CZ1 - Multi Family | Existing | Space Heating | Natural Gas | Furnace - Direct Fuel
| Residential | CZ1 - Multi Family | Existing | Space Heating | Natural Gas | Boiler - Direct Fuel
| Residential | CZ1 - Multi Family | Existing | Space Heating | Natural Gas | Boiler - Direct Fuel
| Residential | CZ1 - Multi Family | Existing | Space Heating | Natural Gas | Boiler - Direct Fuel
| Residential | CZ1 - Multi Family | Existing | Space Heating | Natural Gas | Boiler - Direct Fuel
| Residential | CZ1 - Multi Family | Existing | Space Heating | Natural Gas | Boiler - Direct Fuel
| Residential | CZ1 - Multi Family | Existing | Space Heating | Natural Gas | Boiler - Direct Fuel
| Residential | CZ1 - Multi Family | Existing | Space Heating | Natural Gas | Boiler - Direct Fuel
| Residential | CZ1 - Multi Family | Existing | Space Heating | Natural Gas | Boiler - Direct Fuel
| Residential | CZ1 - Multi Family | Existing | Space Heating | Natural Gas | Boiler - Direct Fuel
| Residential | CZ1 - Multi Family | Existing | Space Heating | Natural Gas | Boiler - Direct Fuel
| Residential | CZ1 - Multi Family | Existing | Space Heating | Natural Gas | Boiler - Direct Fuel
| Residential | CZ1 - Multi Family | Existing | Secondary Heating | Natural Gas | Fireplace
| Residential | CZ1 - Multi Family | Existing | Secondary Heating | Natural Gas | Fireplace
| Residential | CZ1 - Multi Family | Existing | Secondary Heating | Natural Gas | Fireplace
| Residential | CZ1 - Multi Family | Existing | Secondary Heating | Natural Gas | Fireplace
| Residential | CZ1 - Multi Family | Existing | Secondary Heating | Natural Gas | Fireplace
| Residential | CZ1 - Multi Family | Existing | Secondary Heating | Natural Gas | Fireplace
| Residential | CZ1 - Multi Family | Existing | Secondary Heating | Natural Gas | Fireplace
| Residential | CZ1 - Multi Family | Existing | Secondary Heating | Natural Gas | Fireplace
| Residential | CZ1 - Multi Family | Existing | Secondary Heating | Natural Gas | Fireplace
| Residential | CZ1 - Multi Family | Existing | Secondary Heating | Natural Gas | Fireplace
| Residential | CZ1 - Multi Family | Existing | Secondary Heating | Natural Gas | Fireplace
| Residential | CZ1 - Multi Family | Existing | Water Heating | Natural Gas | Water Heater <= 55 gal.
| Residential | CZ1 - Multi Family | Existing | Water Heating | Natural Gas | Water Heater <= 55 gal.
| Residential | CZ1 - Multi Family | Existing | Water Heating | Natural Gas | Water Heater <= 55 gal.
| Residential | CZ1 - Multi Family | Existing | Water Heating | Natural Gas | Water Heater <= 55 gal.
| Residential | CZ1 - Multi Family | Existing | Water Heating | Natural Gas | Water Heater <= 55 gal.
| Residential | CZ1 - Multi Family | Existing | Water Heating | Natural Gas | Water Heater <= 55 gal.
| Residential | CZ1 - Multi Family | Existing | Water Heating | Natural Gas | Water Heater <= 55 gal.
| Residential | CZ1 - Multi Family | Existing | Water Heating | Natural Gas | Water Heater <= 55 gal.
| Residential | CZ1 - Multi Family | Existing | Water Heating | Natural Gas | Water Heater <= 55 gal.
| Residential | CZ1 - Multi Family | Existing | Water Heating | Natural Gas | Water Heater <= 55 gal.
| Residential | CZ1 - Multi Family | Existing | Water Heating | Natural Gas | Water Heater <= 55 gal.
| Residential | CZ1 - Multi Family | Existing | Water Heating | Natural Gas | Water Heater > 55 gal.
| Residential | CZ1 - Multi Family | Existing | Water Heating | Natural Gas | Water Heater > 55 gal.
| Residential | CZ1 - Multi Family | Existing | Water Heating | Natural Gas | Water Heater > 55 gal.
| Residential | CZ1 - Multi Family | Existing | Water Heating | Natural Gas | Water Heater > 55 gal.
| Residential | CZ1 - Multi Family | Existing | Water Heating | Natural Gas | Water Heater > 55 gal.
| Residential | CZ1 - Multi Family | Existing | Water Heating | Natural Gas | Water Heater > 55 gal.
| Residential | CZ1 - Multi Family | Existing | Water Heating | Natural Gas | Water Heater > 55 gal.
| Residential | CZ1 - Multi Family | Existing | Water Heating | Natural Gas | Water Heater > 55 gal.
| Residential | CZ1 - Multi Family | Existing | Water Heating | Natural Gas | Water Heater > 55 gal.
| Residential | CZ1 - Multi Family | Existing | Water Heating | Natural Gas | Water Heater > 55 gal.
| Residential | CZ1 - Multi Family | Existing | Water Heating | Natural Gas | Water Heater > 55 gal.
| Residential | CZ1 - Multi Family | Existing | Appliances | Natural Gas | Clothes Dryer
| Residential | CZ1 - Multi Family | Existing | Appliances | Natural Gas | Clothes Dryer
| Residential | CZ1 - Multi Family | Existing | Appliances | Natural Gas | Clothes Dryer
| Residential | CZ1 - Multi Family | Existing | Appliances | Natural Gas | Clothes Dryer
| Residential | CZ1 - Multi Family | Existing | Appliances | Natural Gas | Clothes Dryer
| Residential | CZ1 - Multi Family | Existing | Appliances | Natural Gas | Clothes Dryer
| Residential | CZ1 - Multi Family | Existing | Appliances | Natural Gas | Clothes Dryer
| Residential | CZ1 - Multi Family | Existing | Appliances | Natural Gas | Clothes Dryer
| Residential | CZ1 - Multi Family | Existing | Appliances | Natural Gas | Clothes Dryer
| Residential | CZ1 - Multi Family | Existing | Appliances | Natural Gas | Clothes Dryer
| Residential | CZ1 - Multi Family | Existing | Appliances | Natural Gas | Clothes Dryer
| Residential | CZ1 - Multi Family | Existing | Appliances | Natural Gas | Stove/Oven
| Residential | CZ1 - Multi Family | Existing | Appliances | Natural Gas | Stove/Oven
| Residential | CZ1 - Multi Family | Existing | Appliances | Natural Gas | Stove/Oven
| Residential | CZ1 - Multi Family | Existing | Appliances | Natural Gas | Stove/Oven
| Residential | CZ1 - Multi Family | Existing | Appliances | Natural Gas | Stove/Oven
| Residential | CZ1 - Multi Family | Existing | Appliances | Natural Gas | Stove/Oven
| Residential | CZ1 - Multi Family | Existing | Appliances | Natural Gas | Stove/Oven
| Residential | CZ1 - Multi Family | Existing | Appliances | Natural Gas | Stove/Oven
| Residential | CZ1 - Multi Family | Existing | Appliances | Natural Gas | Stove/Oven
| Residential | CZ1 - Multi Family | Existing | Appliances | Natural Gas | Stove/Oven
| Residential | CZ1 - Multi Family | Existing | Appliances | Natural Gas | Stove/Oven
| Residential | CZ1 - Multi Family | Existing | Miscellaneous | Natural Gas | Pool Heater
| Residential | CZ1 - Multi Family | Existing | Miscellaneous | Natural Gas | Pool Heater
| Residential | CZ1 - Multi Family | Existing | Miscellaneous | Natural Gas | Pool Heater
| Residential | CZ1 - Multi Family | Existing | Miscellaneous | Natural Gas | Pool Heater
| Residential | CZ1 - Multi Family | Existing | Miscellaneous | Natural Gas | Pool Heater
| Residential | CZ1 - Multi Family | Existing | Miscellaneous | Natural Gas | Pool Heater
| Residential | CZ1 - Multi Family | Existing | Miscellaneous | Natural Gas | Pool Heater
| Residential | CZ1 - Multi Family | Existing | Miscellaneous | Natural Gas | Pool Heater
| Residential | CZ1 - Multi Family | Existing | Miscellaneous | Natural Gas | Pool Heater
| Residential | CZ1 - Multi Family | Existing | Miscellaneous | Natural Gas | Pool Heater
| Residential | CZ1 - Multi Family | Existing | Miscellaneous | Natural Gas | Pool Heater
| Residential | CZ1 - Multi Family | Existing | Miscellaneous | Natural Gas | Miscellaneous
| Residential | CZ1 - Multi Family | Existing | Miscellaneous | Natural Gas | Miscellaneous
| Residential | CZ1 - Multi Family | Existing | Miscellaneous | Natural Gas | Miscellaneous
| Residential | CZ1 - Multi Family | Existing | Miscellaneous | Natural Gas | Miscellaneous
| Residential | CZ1 - Multi Family | Existing | Miscellaneous | Natural Gas | Miscellaneous
| Residential | CZ1 - Multi Family | Existing | Miscellaneous | Natural Gas | Miscellaneous
| Residential | CZ1 - Multi Family | Existing | Miscellaneous | Natural Gas | Miscellaneous
| Residential | CZ1 - Multi Family | Existing | Miscellaneous | Natural Gas | Miscellaneous
| Residential | CZ1 - Multi Family | Existing | Miscellaneous | Natural Gas | Miscellaneous
| Residential | CZ1 - Multi Family | Existing | Miscellaneous | Natural Gas | Miscellaneous
| Residential | CZ1 - Multi Family | Existing | Miscellaneous | Natural Gas | Miscellaneous
| Residential | CZ1 - Multi Family | New | Space Heating | Natural Gas | Furnace - Direct Fuel
| Residential | CZ1 - Multi Family | New | Space Heating | Natural Gas | Furnace - Direct Fuel
| Residential | CZ1 - Multi Family | New | Space Heating | Natural Gas | Furnace - Direct Fuel
| Residential | CZ1 - Multi Family | New | Space Heating | Natural Gas | Furnace - Direct Fuel
| Residential | CZ1 - Multi Family | New | Space Heating | Natural Gas | Furnace - Direct Fuel
| Residential | CZ1 - Multi Family | New | Space Heating | Natural Gas | Furnace - Direct Fuel
| Residential | CZ1 - Multi Family | New | Space Heating | Natural Gas | Furnace - Direct Fuel
| Residential | CZ1 - Multi Family | New | Space Heating | Natural Gas | Furnace - Direct Fuel
| Residential | CZ1 - Multi Family | New | Space Heating | Natural Gas | Furnace - Direct Fuel
| Residential | CZ1 - Multi Family | New | Space Heating | Natural Gas | Furnace - Direct Fuel
| Residential | CZ1 - Multi Family | New | Space Heating | Natural Gas | Furnace - Direct Fuel
| Residential | CZ1 - Multi Family | New | Space Heating | Natural Gas | Boiler - Direct Fuel
| Residential | CZ1 - Multi Family | New | Space Heating | Natural Gas | Boiler - Direct Fuel
| Residential | CZ1 - Multi Family | New | Space Heating | Natural Gas | Boiler - Direct Fuel
| Residential | CZ1 - Multi Family | New | Space Heating | Natural Gas | Boiler - Direct Fuel
| Residential | CZ1 - Multi Family | New | Space Heating | Natural Gas | Boiler - Direct Fuel
| Residential | CZ1 - Multi Family | New | Space Heating | Natural Gas | Boiler - Direct Fuel
| Residential | CZ1 - Multi Family | New | Space Heating | Natural Gas | Boiler - Direct Fuel
| Residential | CZ1 - Multi Family | New | Space Heating | Natural Gas | Boiler - Direct Fuel
| Residential | CZ1 - Multi Family | New | Space Heating | Natural Gas | Boiler - Direct Fuel
| Residential | CZ1 - Multi Family | New | Space Heating | Natural Gas | Boiler - Direct Fuel
| Residential | CZ1 - Multi Family | New | Space Heating | Natural Gas | Boiler - Direct Fuel
| Residential | CZ1 - Multi Family | New | Secondary Heating | Natural Gas | Fireplace
| Residential | CZ1 - Multi Family | New | Secondary Heating | Natural Gas | Fireplace
| Residential | CZ1 - Multi Family | New | Secondary Heating | Natural Gas | Fireplace
| Residential | CZ1 - Multi Family | New | Secondary Heating | Natural Gas | Fireplace
| Residential | CZ1 - Multi Family | New | Secondary Heating | Natural Gas | Fireplace
| Residential | CZ1 - Multi Family | New | Secondary Heating | Natural Gas | Fireplace
| Residential | CZ1 - Multi Family | New | Secondary Heating | Natural Gas | Fireplace
| Residential | CZ1 - Multi Family | New | Secondary Heating | Natural Gas | Fireplace
| Residential | CZ1 - Multi Family | New | Secondary Heating | Natural Gas | Fireplace
| Residential | CZ1 - Multi Family | New | Secondary Heating | Natural Gas | Fireplace
| Residential | CZ1 - Multi Family | New | Secondary Heating | Natural Gas | Fireplace
| Residential | CZ1 - Multi Family | New | Water Heating | Natural Gas | Water Heater <= 55 gal.
| Residential | CZ1 - Multi Family | New | Water Heating | Natural Gas | Water Heater <= 55 gal.
| Residential | CZ1 - Multi Family | New | Water Heating | Natural Gas | Water Heater <= 55 gal.
| Residential | CZ1 - Multi Family | New | Water Heating | Natural Gas | Water Heater <= 55 gal.
| Residential | CZ1 - Multi Family | New | Water Heating | Natural Gas | Water Heater <= 55 gal.
| Residential | CZ1 - Multi Family | New | Water Heating | Natural Gas | Water Heater <= 55 gal.
| Residential | CZ1 - Multi Family | New | Water Heating | Natural Gas | Water Heater <= 55 gal.
| Residential | CZ1 - Multi Family | New | Water Heating | Natural Gas | Water Heater <= 55 gal.
| Residential | CZ1 - Multi Family | New | Water Heating | Natural Gas | Water Heater <= 55 gal.
| Residential | CZ1 - Multi Family | New | Water Heating | Natural Gas | Water Heater <= 55 gal.
| Residential | CZ1 - Multi Family | New | Water Heating | Natural Gas | Water Heater <= 55 gal.
| Residential | CZ1 - Multi Family | New | Water Heating | Natural Gas | Water Heater > 55 gal.
| Residential | CZ1 - Multi Family | New | Water Heating | Natural Gas | Water Heater > 55 gal.
| Residential | CZ1 - Multi Family | New | Water Heating | Natural Gas | Water Heater > 55 gal.
| Residential | CZ1 - Multi Family | New | Water Heating | Natural Gas | Water Heater > 55 gal.
| Residential | CZ1 - Multi Family | New | Water Heating | Natural Gas | Water Heater > 55 gal.
| Residential | CZ1 - Multi Family | New | Water Heating | Natural Gas | Water Heater > 55 gal.
| Residential | CZ1 - Multi Family | New | Water Heating | Natural Gas | Water Heater > 55 gal.
| Residential | CZ1 - Multi Family | New | Water Heating | Natural Gas | Water Heater > 55 gal.
| Residential | CZ1 - Multi Family | New | Water Heating | Natural Gas | Water Heater > 55 gal.
| Residential | CZ1 - Multi Family | New | Water Heating | Natural Gas | Water Heater > 55 gal.
| Residential | CZ1 - Multi Family | New | Water Heating | Natural Gas | Water Heater > 55 gal.
| Residential | CZ1 - Multi Family | New | Appliances | Natural Gas | Clothes Dryer
| Residential | CZ1 - Multi Family | New | Appliances | Natural Gas | Clothes Dryer
| Residential | CZ1 - Multi Family | New | Appliances | Natural Gas | Clothes Dryer
| Residential | CZ1 - Multi Family | New | Appliances | Natural Gas | Clothes Dryer
| Residential | CZ1 - Multi Family | New | Appliances | Natural Gas | Clothes Dryer
| Residential | CZ1 - Multi Family | New | Appliances | Natural Gas | Clothes Dryer
| Residential | CZ1 - Multi Family | New | Appliances | Natural Gas | Clothes Dryer
| Residential | CZ1 - Multi Family | New | Appliances | Natural Gas | Clothes Dryer
| Residential | CZ1 - Multi Family | New | Appliances | Natural Gas | Clothes Dryer
| Residential | CZ1 - Multi Family | New | Appliances | Natural Gas | Clothes Dryer
| Residential | CZ1 - Multi Family | New | Appliances | Natural Gas | Clothes Dryer
| Residential | CZ1 - Multi Family | New | Appliances | Natural Gas | Stove/Oven
| Residential | CZ1 - Multi Family | New | Appliances | Natural Gas | Stove/Oven
| Residential | CZ1 - Multi Family | New | Appliances | Natural Gas | Stove/Oven
| Residential | CZ1 - Multi Family | New | Appliances | Natural Gas | Stove/Oven
| Residential | CZ1 - Multi Family | New | Appliances | Natural Gas | Stove/Oven
| Residential | CZ1 - Multi Family | New | Appliances | Natural Gas | Stove/Oven
| Residential | CZ1 - Multi Family | New | Appliances | Natural Gas | Stove/Oven
| Residential | CZ1 - Multi Family | New | Appliances | Natural Gas | Stove/Oven
| Residential | CZ1 - Multi Family | New | Appliances | Natural Gas | Stove/Oven
| Residential | CZ1 - Multi Family | New | Appliances | Natural Gas | Stove/Oven
| Residential | CZ1 - Multi Family | New | Appliances | Natural Gas | Stove/Oven
| Residential | CZ1 - Multi Family | New | Miscellaneous | Natural Gas | Pool Heater
| Residential | CZ1 - Multi Family | New | Miscellaneous | Natural Gas | Pool Heater
| Residential | CZ1 - Multi Family | New | Miscellaneous | Natural Gas | Pool Heater
| Residential | CZ1 - Multi Family | New | Miscellaneous | Natural Gas | Pool Heater
| Residential | CZ1 - Multi Family | New | Miscellaneous | Natural Gas | Pool Heater
| Residential | CZ1 - Multi Family | New | Miscellaneous | Natural Gas | Pool Heater
| Residential | CZ1 - Multi Family | New | Miscellaneous | Natural Gas | Pool Heater
| Residential | CZ1 - Multi Family | New | Miscellaneous | Natural Gas | Pool Heater
| Residential | CZ1 - Multi Family | New | Miscellaneous | Natural Gas | Pool Heater
| Residential | CZ1 - Multi Family | New | Miscellaneous | Natural Gas | Pool Heater
| Residential | CZ1 - Multi Family | New | Miscellaneous | Natural Gas | Pool Heater
| Residential | CZ1 - Multi Family | New | Miscellaneous | Natural Gas | Miscellaneous
| Residential | CZ1 - Multi Family | New | Miscellaneous | Natural Gas | Miscellaneous
| Residential | CZ1 - Multi Family | New | Miscellaneous | Natural Gas | Miscellaneous
| Residential | CZ1 - Multi Family | New | Miscellaneous | Natural Gas | Miscellaneous
| Residential | CZ1 - Multi Family | New | Miscellaneous | Natural Gas | Miscellaneous
| Residential | CZ1 - Multi Family | New | Miscellaneous | Natural Gas | Miscellaneous
| Residential | CZ1 - Multi Family | New | Miscellaneous | Natural Gas | Miscellaneous
| Residential | CZ1 - Multi Family | New | Miscellaneous | Natural Gas | Miscellaneous
| Residential | CZ1 - Multi Family | New | Miscellaneous | Natural Gas | Miscellaneous
| Residential | CZ1 - Multi Family | New | Miscellaneous | Natural Gas | Miscellaneous
| Residential | CZ1 - Multi Family | New | Miscellaneous | Natural Gas | Miscellaneous
| Residential | CZ2 - Single Family | Existing | Space Heating | Natural Gas | Furnace - Direct Fuel
| Residential | CZ2 - Single Family | Existing | Space Heating | Natural Gas | Furnace - Direct Fuel
| Residential | CZ2 - Single Family | Existing | Space Heating | Natural Gas | Furnace - Direct Fuel
| Residential | CZ2 - Single Family | Existing | Space Heating | Natural Gas | Furnace - Direct Fuel
| Residential | CZ2 - Single Family | Existing | Space Heating | Natural Gas | Furnace - Direct Fuel
| Residential | CZ2 - Single Family | Existing | Space Heating | Natural Gas | Furnace - Direct Fuel
| Residential | CZ2 - Single Family | Existing | Space Heating | Natural Gas | Furnace - Direct Fuel
| Residential | CZ2 - Single Family | Existing | Space Heating | Natural Gas | Furnace - Direct Fuel
| Residential | CZ2 - Single Family | Existing | Space Heating | Natural Gas | Furnace - Direct Fuel
| Residential | CZ2 - Single Family | Existing | Space Heating | Natural Gas | Furnace - Direct Fuel
| Residential | CZ2 - Single Family | Existing | Space Heating | Natural Gas | Furnace - Direct Fuel
| Residential | CZ2 - Single Family | Existing | Space Heating | Natural Gas | Boiler - Direct Fuel
| Residential | CZ2 - Single Family | Existing | Space Heating | Natural Gas | Boiler - Direct Fuel
| Residential | CZ2 - Single Family | Existing | Space Heating | Natural Gas | Boiler - Direct Fuel
| Residential | CZ2 - Single Family | Existing | Space Heating | Natural Gas | Boiler - Direct Fuel
| Residential | CZ2 - Single Family | Existing | Space Heating | Natural Gas | Boiler - Direct Fuel
| Residential | CZ2 - Single Family | Existing | Space Heating | Natural Gas | Boiler - Direct Fuel
| Residential | CZ2 - Single Family | Existing | Space Heating | Natural Gas | Boiler - Direct Fuel
| Residential | CZ2 - Single Family | Existing | Space Heating | Natural Gas | Boiler - Direct Fuel
| Residential | CZ2 - Single Family | Existing | Space Heating | Natural Gas | Boiler - Direct Fuel
| Residential | CZ2 - Single Family | Existing | Space Heating | Natural Gas | Boiler - Direct Fuel
| Residential | CZ2 - Single Family | Existing | Space Heating | Natural Gas | Boiler - Direct Fuel
| Residential | CZ2 - Single Family | Existing | Secondary Heating | Natural Gas | Fireplace
| Residential | CZ2 - Single Family | Existing | Secondary Heating | Natural Gas | Fireplace
| Residential | CZ2 - Single Family | Existing | Secondary Heating | Natural Gas | Fireplace
| Residential | CZ2 - Single Family | Existing | Secondary Heating | Natural Gas | Fireplace
| Residential | CZ2 - Single Family | Existing | Secondary Heating | Natural Gas | Fireplace
| Residential | CZ2 - Single Family | Existing | Secondary Heating | Natural Gas | Fireplace
| Residential | CZ2 - Single Family | Existing | Secondary Heating | Natural Gas | Fireplace
| Residential | CZ2 - Single Family | Existing | Secondary Heating | Natural Gas | Fireplace
| Residential | CZ2 - Single Family | Existing | Secondary Heating | Natural Gas | Fireplace
| Residential | CZ2 - Single Family | Existing | Secondary Heating | Natural Gas | Fireplace
| Residential | CZ2 - Single Family | Existing | Secondary Heating | Natural Gas | Fireplace
| Residential | CZ2 - Single Family | Existing | Water Heating | Natural Gas | Water Heater <= 55 gal.
| Residential | CZ2 - Single Family | Existing | Water Heating | Natural Gas | Water Heater <= 55 gal.
| Residential | CZ2 - Single Family | Existing | Water Heating | Natural Gas | Water Heater <= 55 gal.
| Residential | CZ2 - Single Family | Existing | Water Heating | Natural Gas | Water Heater <= 55 gal.
| Residential | CZ2 - Single Family | Existing | Water Heating | Natural Gas | Water Heater <= 55 gal.
| Residential | CZ2 - Single Family | Existing | Water Heating | Natural Gas | Water Heater <= 55 gal.
| Residential | CZ2 - Single Family | Existing | Water Heating | Natural Gas | Water Heater <= 55 gal.
| Residential | CZ2 - Single Family | Existing | Water Heating | Natural Gas | Water Heater <= 55 gal.
| Residential | CZ2 - Single Family | Existing | Water Heating | Natural Gas | Water Heater <= 55 gal.
| Residential | CZ2 - Single Family | Existing | Water Heating | Natural Gas | Water Heater <= 55 gal.
| Residential | CZ2 - Single Family | Existing | Water Heating | Natural Gas | Water Heater <= 55 gal.
| Residential | CZ2 - Single Family | Existing | Water Heating | Natural Gas | Water Heater > 55 gal.
| Residential | CZ2 - Single Family | Existing | Water Heating | Natural Gas | Water Heater > 55 gal.
| Residential | CZ2 - Single Family | Existing | Water Heating | Natural Gas | Water Heater > 55 gal.
| Residential | CZ2 - Single Family | Existing | Water Heating | Natural Gas | Water Heater > 55 gal.
| Residential | CZ2 - Single Family | Existing | Water Heating | Natural Gas | Water Heater > 55 gal.
| Residential | CZ2 - Single Family | Existing | Water Heating | Natural Gas | Water Heater > 55 gal.
| Residential | CZ2 - Single Family | Existing | Water Heating | Natural Gas | Water Heater > 55 gal.
| Residential | CZ2 - Single Family | Existing | Water Heating | Natural Gas | Water Heater > 55 gal.
| Residential | CZ2 - Single Family | Existing | Water Heating | Natural Gas | Water Heater > 55 gal.
| Residential | CZ2 - Single Family | Existing | Water Heating | Natural Gas | Water Heater > 55 gal.
| Residential | CZ2 - Single Family | Existing | Water Heating | Natural Gas | Water Heater > 55 gal.
| Residential | CZ2 - Single Family | Existing | Appliances | Natural Gas | Clothes Dryer
| Residential | CZ2 - Single Family | Existing | Appliances | Natural Gas | Clothes Dryer
| Residential | CZ2 - Single Family | Existing | Appliances | Natural Gas | Clothes Dryer
| Residential | CZ2 - Single Family | Existing | Appliances | Natural Gas | Clothes Dryer
| Residential | CZ2 - Single Family | Existing | Appliances | Natural Gas | Clothes Dryer
| Residential | CZ2 - Single Family | Existing | Appliances | Natural Gas | Clothes Dryer
| Residential | CZ2 - Single Family | Existing | Appliances | Natural Gas | Clothes Dryer
| Residential | CZ2 - Single Family | Existing | Appliances | Natural Gas | Clothes Dryer
| Residential | CZ2 - Single Family | Existing | Appliances | Natural Gas | Clothes Dryer
| Residential | CZ2 - Single Family | Existing | Appliances | Natural Gas | Clothes Dryer
| Residential | CZ2 - Single Family | Existing | Appliances | Natural Gas | Clothes Dryer
| Residential | CZ2 - Single Family | Existing | Appliances | Natural Gas | Stove/Oven
| Residential | CZ2 - Single Family | Existing | Appliances | Natural Gas | Stove/Oven
| Residential | CZ2 - Single Family | Existing | Appliances | Natural Gas | Stove/Oven
| Residential | CZ2 - Single Family | Existing | Appliances | Natural Gas | Stove/Oven
| Residential | CZ2 - Single Family | Existing | Appliances | Natural Gas | Stove/Oven
| Residential | CZ2 - Single Family | Existing | Appliances | Natural Gas | Stove/Oven
| Residential | CZ2 - Single Family | Existing | Appliances | Natural Gas | Stove/Oven
| Residential | CZ2 - Single Family | Existing | Appliances | Natural Gas | Stove/Oven
| Residential | CZ2 - Single Family | Existing | Appliances | Natural Gas | Stove/Oven
| Residential | CZ2 - Single Family | Existing | Appliances | Natural Gas | Stove/Oven
| Residential | CZ2 - Single Family | Existing | Appliances | Natural Gas | Stove/Oven
| Residential | CZ2 - Single Family | Existing | Miscellaneous | Natural Gas | Pool Heater
| Residential | CZ2 - Single Family | Existing | Miscellaneous | Natural Gas | Pool Heater
| Residential | CZ2 - Single Family | Existing | Miscellaneous | Natural Gas | Pool Heater
| Residential | CZ2 - Single Family | Existing | Miscellaneous | Natural Gas | Pool Heater
| Residential | CZ2 - Single Family | Existing | Miscellaneous | Natural Gas | Pool Heater
| Residential | CZ2 - Single Family | Existing | Miscellaneous | Natural Gas | Pool Heater
| Residential | CZ2 - Single Family | Existing | Miscellaneous | Natural Gas | Pool Heater
| Residential | CZ2 - Single Family | Existing | Miscellaneous | Natural Gas | Pool Heater
| Residential | CZ2 - Single Family | Existing | Miscellaneous | Natural Gas | Pool Heater
| Residential | CZ2 - Single Family | Existing | Miscellaneous | Natural Gas | Pool Heater
| Residential | CZ2 - Single Family | Existing | Miscellaneous | Natural Gas | Pool Heater
| Residential | CZ2 - Single Family | Existing | Miscellaneous | Natural Gas | Miscellaneous
| Residential | CZ2 - Single Family | Existing | Miscellaneous | Natural Gas | Miscellaneous
| Residential | CZ2 - Single Family | Existing | Miscellaneous | Natural Gas | Miscellaneous
| Residential | CZ2 - Single Family | Existing | Miscellaneous | Natural Gas | Miscellaneous
| Residential | CZ2 - Single Family | Existing | Miscellaneous | Natural Gas | Miscellaneous
| Residential | CZ2 - Single Family | Existing | Miscellaneous | Natural Gas | Miscellaneous
| Residential | CZ2 - Single Family | Existing | Miscellaneous | Natural Gas | Miscellaneous
| Residential | CZ2 - Single Family | Existing | Miscellaneous | Natural Gas | Miscellaneous
| Residential | CZ2 - Single Family | Existing | Miscellaneous | Natural Gas | Miscellaneous
| Residential | CZ2 - Single Family | Existing | Miscellaneous | Natural Gas | Miscellaneous
| Residential | CZ2 - Single Family | Existing | Miscellaneous | Natural Gas | Miscellaneous
| Residential | CZ2 - Single Family | New | Space Heating | Natural Gas | Furnace - Direct Fuel
| Residential | CZ2 - Single Family | New | Space Heating | Natural Gas | Furnace - Direct Fuel
| Residential | CZ2 - Single Family | New | Space Heating | Natural Gas | Furnace - Direct Fuel
| Residential | CZ2 - Single Family | New | Space Heating | Natural Gas | Furnace - Direct Fuel
| Residential | CZ2 - Single Family | New | Space Heating | Natural Gas | Furnace - Direct Fuel
| Residential | CZ2 - Single Family | New | Space Heating | Natural Gas | Furnace - Direct Fuel
| Residential | CZ2 - Single Family | New | Space Heating | Natural Gas | Furnace - Direct Fuel
| Residential | CZ2 - Single Family | New | Space Heating | Natural Gas | Furnace - Direct Fuel
| Residential | CZ2 - Single Family | New | Space Heating | Natural Gas | Furnace - Direct Fuel
| Residential | CZ2 - Single Family | New | Space Heating | Natural Gas | Furnace - Direct Fuel
| Residential | CZ2 - Single Family | New | Space Heating | Natural Gas | Furnace - Direct Fuel
| Residential | CZ2 - Single Family | New | Space Heating | Natural Gas | Boiler - Direct Fuel
| Residential | CZ2 - Single Family | New | Space Heating | Natural Gas | Boiler - Direct Fuel
| Residential | CZ2 - Single Family | New | Space Heating | Natural Gas | Boiler - Direct Fuel
| Residential | CZ2 - Single Family | New | Space Heating | Natural Gas | Boiler - Direct Fuel
| Residential | CZ2 - Single Family | New | Space Heating | Natural Gas | Boiler - Direct Fuel
| Residential | CZ2 - Single Family | New | Space Heating | Natural Gas | Boiler - Direct Fuel
| Residential | CZ2 - Single Family | New | Space Heating | Natural Gas | Boiler - Direct Fuel
| Residential | CZ2 - Single Family | New | Space Heating | Natural Gas | Boiler - Direct Fuel
| Residential | CZ2 - Single Family | New | Space Heating | Natural Gas | Boiler - Direct Fuel
| Residential | CZ2 - Single Family | New | Space Heating | Natural Gas | Boiler - Direct Fuel
| Residential | CZ2 - Single Family | New | Space Heating | Natural Gas | Boiler - Direct Fuel
| Residential | CZ2 - Single Family | New | Secondary Heating | Natural Gas | Fireplace
| Residential | CZ2 - Single Family | New | Secondary Heating | Natural Gas | Fireplace
| Residential | CZ2 - Single Family | New | Secondary Heating | Natural Gas | Fireplace
| Residential | CZ2 - Single Family | New | Secondary Heating | Natural Gas | Fireplace
| Residential | CZ2 - Single Family | New | Secondary Heating | Natural Gas | Fireplace
| Residential | CZ2 - Single Family | New | Secondary Heating | Natural Gas | Fireplace
| Residential | CZ2 - Single Family | New | Secondary Heating | Natural Gas | Fireplace
| Residential | CZ2 - Single Family | New | Secondary Heating | Natural Gas | Fireplace
| Residential | CZ2 - Single Family | New | Secondary Heating | Natural Gas | Fireplace
| Residential | CZ2 - Single Family | New | Secondary Heating | Natural Gas | Fireplace
| Residential | CZ2 - Single Family | New | Secondary Heating | Natural Gas | Fireplace
| Residential | CZ2 - Single Family | New | Water Heating | Natural Gas | Water Heater <= 55 gal.
| Residential | CZ2 - Single Family | New | Water Heating | Natural Gas | Water Heater <= 55 gal.
| Residential | CZ2 - Single Family | New | Water Heating | Natural Gas | Water Heater <= 55 gal.
| Residential | CZ2 - Single Family | New | Water Heating | Natural Gas | Water Heater <= 55 gal.
| Residential | CZ2 - Single Family | New | Water Heating | Natural Gas | Water Heater <= 55 gal.
| Residential | CZ2 - Single Family | New | Water Heating | Natural Gas | Water Heater <= 55 gal.
| Residential | CZ2 - Single Family | New | Water Heating | Natural Gas | Water Heater <= 55 gal.
| Residential | CZ2 - Single Family | New | Water Heating | Natural Gas | Water Heater <= 55 gal.
| Residential | CZ2 - Single Family | New | Water Heating | Natural Gas | Water Heater <= 55 gal.
| Residential | CZ2 - Single Family | New | Water Heating | Natural Gas | Water Heater <= 55 gal.
| Residential | CZ2 - Single Family | New | Water Heating | Natural Gas | Water Heater <= 55 gal.
| Residential | CZ2 - Single Family | New | Water Heating | Natural Gas | Water Heater > 55 gal.
| Residential | CZ2 - Single Family | New | Water Heating | Natural Gas | Water Heater > 55 gal.
| Residential | CZ2 - Single Family | New | Water Heating | Natural Gas | Water Heater > 55 gal.
| Residential | CZ2 - Single Family | New | Water Heating | Natural Gas | Water Heater > 55 gal.
| Residential | CZ2 - Single Family | New | Water Heating | Natural Gas | Water Heater > 55 gal.
| Residential | CZ2 - Single Family | New | Water Heating | Natural Gas | Water Heater > 55 gal.
| Residential | CZ2 - Single Family | New | Water Heating | Natural Gas | Water Heater > 55 gal.
| Residential | CZ2 - Single Family | New | Water Heating | Natural Gas | Water Heater > 55 gal.
| Residential | CZ2 - Single Family | New | Water Heating | Natural Gas | Water Heater > 55 gal.
| Residential | CZ2 - Single Family | New | Water Heating | Natural Gas | Water Heater > 55 gal.
| Residential | CZ2 - Single Family | New | Water Heating | Natural Gas | Water Heater > 55 gal.
| Residential | CZ2 - Single Family | New | Appliances | Natural Gas | Clothes Dryer
| Residential | CZ2 - Single Family | New | Appliances | Natural Gas | Clothes Dryer
| Residential | CZ2 - Single Family | New | Appliances | Natural Gas | Clothes Dryer
| Residential | CZ2 - Single Family | New | Appliances | Natural Gas | Clothes Dryer
| Residential | CZ2 - Single Family | New | Appliances | Natural Gas | Clothes Dryer
| Residential | CZ2 - Single Family | New | Appliances | Natural Gas | Clothes Dryer
| Residential | CZ2 - Single Family | New | Appliances | Natural Gas | Clothes Dryer
| Residential | CZ2 - Single Family | New | Appliances | Natural Gas | Clothes Dryer
| Residential | CZ2 - Single Family | New | Appliances | Natural Gas | Clothes Dryer
| Residential | CZ2 - Single Family | New | Appliances | Natural Gas | Clothes Dryer
| Residential | CZ2 - Single Family | New | Appliances | Natural Gas | Clothes Dryer
| Residential | CZ2 - Single Family | New | Appliances | Natural Gas | Stove/Oven
| Residential | CZ2 - Single Family | New | Appliances | Natural Gas | Stove/Oven
| Residential | CZ2 - Single Family | New | Appliances | Natural Gas | Stove/Oven
| Residential | CZ2 - Single Family | New | Appliances | Natural Gas | Stove/Oven
| Residential | CZ2 - Single Family | New | Appliances | Natural Gas | Stove/Oven
| Residential | CZ2 - Single Family | New | Appliances | Natural Gas | Stove/Oven
| Residential | CZ2 - Single Family | New | Appliances | Natural Gas | Stove/Oven
| Residential | CZ2 - Single Family | New | Appliances | Natural Gas | Stove/Oven
| Residential | CZ2 - Single Family | New | Appliances | Natural Gas | Stove/Oven
| Residential | CZ2 - Single Family | New | Appliances | Natural Gas | Stove/Oven
| Residential | CZ2 - Single Family | New | Appliances | Natural Gas | Stove/Oven
| Residential | CZ2 - Single Family | New | Miscellaneous | Natural Gas | Pool Heater
| Residential | CZ2 - Single Family | New | Miscellaneous | Natural Gas | Pool Heater
| Residential | CZ2 - Single Family | New | Miscellaneous | Natural Gas | Pool Heater
| Residential | CZ2 - Single Family | New | Miscellaneous | Natural Gas | Pool Heater
| Residential | CZ2 - Single Family | New | Miscellaneous | Natural Gas | Pool Heater
| Residential | CZ2 - Single Family | New | Miscellaneous | Natural Gas | Pool Heater
| Residential | CZ2 - Single Family | New | Miscellaneous | Natural Gas | Pool Heater
| Residential | CZ2 - Single Family | New | Miscellaneous | Natural Gas | Pool Heater
| Residential | CZ2 - Single Family | New | Miscellaneous | Natural Gas | Pool Heater
| Residential | CZ2 - Single Family | New | Miscellaneous | Natural Gas | Pool Heater
| Residential | CZ2 - Single Family | New | Miscellaneous | Natural Gas | Pool Heater
| Residential | CZ2 - Single Family | New | Miscellaneous | Natural Gas | Miscellaneous
| Residential | CZ2 - Single Family | New | Miscellaneous | Natural Gas | Miscellaneous
| Residential | CZ2 - Single Family | New | Miscellaneous | Natural Gas | Miscellaneous
| Residential | CZ2 - Single Family | New | Miscellaneous | Natural Gas | Miscellaneous
| Residential | CZ2 - Single Family | New | Miscellaneous | Natural Gas | Miscellaneous
| Residential | CZ2 - Single Family | New | Miscellaneous | Natural Gas | Miscellaneous
| Residential | CZ2 - Single Family | New | Miscellaneous | Natural Gas | Miscellaneous
| Residential | CZ2 - Single Family | New | Miscellaneous | Natural Gas | Miscellaneous
| Residential | CZ2 - Single Family | New | Miscellaneous | Natural Gas | Miscellaneous
| Residential | CZ2 - Single Family | New | Miscellaneous | Natural Gas | Miscellaneous
| Residential | CZ2 - Single Family | New | Miscellaneous | Natural Gas | Miscellaneous
| Residential | CZ2 - Multi Family | Existing | Space Heating | Natural Gas | Furnace - Direct Fuel
| Residential | CZ2 - Multi Family | Existing | Space Heating | Natural Gas | Furnace - Direct Fuel
| Residential | CZ2 - Multi Family | Existing | Space Heating | Natural Gas | Furnace - Direct Fuel
| Residential | CZ2 - Multi Family | Existing | Space Heating | Natural Gas | Furnace - Direct Fuel
| Residential | CZ2 - Multi Family | Existing | Space Heating | Natural Gas | Furnace - Direct Fuel
| Residential | CZ2 - Multi Family | Existing | Space Heating | Natural Gas | Furnace - Direct Fuel
| Residential | CZ2 - Multi Family | Existing | Space Heating | Natural Gas | Furnace - Direct Fuel
| Residential | CZ2 - Multi Family | Existing | Space Heating | Natural Gas | Furnace - Direct Fuel
| Residential | CZ2 - Multi Family | Existing | Space Heating | Natural Gas | Furnace - Direct Fuel
| Residential | CZ2 - Multi Family | Existing | Space Heating | Natural Gas | Furnace - Direct Fuel
| Residential | CZ2 - Multi Family | Existing | Space Heating | Natural Gas | Furnace - Direct Fuel
| Residential | CZ2 - Multi Family | Existing | Space Heating | Natural Gas | Boiler - Direct Fuel
| Residential | CZ2 - Multi Family | Existing | Space Heating | Natural Gas | Boiler - Direct Fuel
| Residential | CZ2 - Multi Family | Existing | Space Heating | Natural Gas | Boiler - Direct Fuel
| Residential | CZ2 - Multi Family | Existing | Space Heating | Natural Gas | Boiler - Direct Fuel
| Residential | CZ2 - Multi Family | Existing | Space Heating | Natural Gas | Boiler - Direct Fuel
| Residential | CZ2 - Multi Family | Existing | Space Heating | Natural Gas | Boiler - Direct Fuel
| Residential | CZ2 - Multi Family | Existing | Space Heating | Natural Gas | Boiler - Direct Fuel
| Residential | CZ2 - Multi Family | Existing | Space Heating | Natural Gas | Boiler - Direct Fuel
| Residential | CZ2 - Multi Family | Existing | Space Heating | Natural Gas | Boiler - Direct Fuel
| Residential | CZ2 - Multi Family | Existing | Space Heating | Natural Gas | Boiler - Direct Fuel
| Residential | CZ2 - Multi Family | Existing | Space Heating | Natural Gas | Boiler - Direct Fuel
| Residential | CZ2 - Multi Family | Existing | Secondary Heating | Natural Gas | Fireplace
| Residential | CZ2 - Multi Family | Existing | Secondary Heating | Natural Gas | Fireplace
| Residential | CZ2 - Multi Family | Existing | Secondary Heating | Natural Gas | Fireplace
| Residential | CZ2 - Multi Family | Existing | Secondary Heating | Natural Gas | Fireplace
| Residential | CZ2 - Multi Family | Existing | Secondary Heating | Natural Gas | Fireplace
| Residential | CZ2 - Multi Family | Existing | Secondary Heating | Natural Gas | Fireplace
| Residential | CZ2 - Multi Family | Existing | Secondary Heating | Natural Gas | Fireplace
| Residential | CZ2 - Multi Family | Existing | Secondary Heating | Natural Gas | Fireplace
| Residential | CZ2 - Multi Family | Existing | Secondary Heating | Natural Gas | Fireplace
| Residential | CZ2 - Multi Family | Existing | Secondary Heating | Natural Gas | Fireplace
| Residential | CZ2 - Multi Family | Existing | Secondary Heating | Natural Gas | Fireplace
| Residential | CZ2 - Multi Family | Existing | Water Heating | Natural Gas | Water Heater <= 55 gal.
| Residential | CZ2 - Multi Family | Existing | Water Heating | Natural Gas | Water Heater <= 55 gal.
| Residential | CZ2 - Multi Family | Existing | Water Heating | Natural Gas | Water Heater <= 55 gal.
| Residential | CZ2 - Multi Family | Existing | Water Heating | Natural Gas | Water Heater <= 55 gal.
| Residential | CZ2 - Multi Family | Existing | Water Heating | Natural Gas | Water Heater <= 55 gal.
| Residential | CZ2 - Multi Family | Existing | Water Heating | Natural Gas | Water Heater <= 55 gal.
| Residential | CZ2 - Multi Family | Existing | Water Heating | Natural Gas | Water Heater <= 55 gal.
| Residential | CZ2 - Multi Family | Existing | Water Heating | Natural Gas | Water Heater <= 55 gal.
| Residential | CZ2 - Multi Family | Existing | Water Heating | Natural Gas | Water Heater <= 55 gal.
| Residential | CZ2 - Multi Family | Existing | Water Heating | Natural Gas | Water Heater <= 55 gal.
| Residential | CZ2 - Multi Family | Existing | Water Heating | Natural Gas | Water Heater <= 55 gal.
| Residential | CZ2 - Multi Family | Existing | Water Heating | Natural Gas | Water Heater > 55 gal.
| Residential | CZ2 - Multi Family | Existing | Water Heating | Natural Gas | Water Heater > 55 gal.
| Residential | CZ2 - Multi Family | Existing | Water Heating | Natural Gas | Water Heater > 55 gal.
| Residential | CZ2 - Multi Family | Existing | Water Heating | Natural Gas | Water Heater > 55 gal.
| Residential | CZ2 - Multi Family | Existing | Water Heating | Natural Gas | Water Heater > 55 gal.
| Residential | CZ2 - Multi Family | Existing | Water Heating | Natural Gas | Water Heater > 55 gal.
| Residential | CZ2 - Multi Family | Existing | Water Heating | Natural Gas | Water Heater > 55 gal.
| Residential | CZ2 - Multi Family | Existing | Water Heating | Natural Gas | Water Heater > 55 gal.
| Residential | CZ2 - Multi Family | Existing | Water Heating | Natural Gas | Water Heater > 55 gal.
| Residential | CZ2 - Multi Family | Existing | Water Heating | Natural Gas | Water Heater > 55 gal.
| Residential | CZ2 - Multi Family | Existing | Water Heating | Natural Gas | Water Heater > 55 gal.
| Residential | CZ2 - Multi Family | Existing | Appliances | Natural Gas | Clothes Dryer
| Residential | CZ2 - Multi Family | Existing | Appliances | Natural Gas | Clothes Dryer
| Residential | CZ2 - Multi Family | Existing | Appliances | Natural Gas | Clothes Dryer
| Residential | CZ2 - Multi Family | Existing | Appliances | Natural Gas | Clothes Dryer
| Residential | CZ2 - Multi Family | Existing | Appliances | Natural Gas | Clothes Dryer
| Residential | CZ2 - Multi Family | Existing | Appliances | Natural Gas | Clothes Dryer
| Residential | CZ2 - Multi Family | Existing | Appliances | Natural Gas | Clothes Dryer
| Residential | CZ2 - Multi Family | Existing | Appliances | Natural Gas | Clothes Dryer
| Residential | CZ2 - Multi Family | Existing | Appliances | Natural Gas | Clothes Dryer
| Residential | CZ2 - Multi Family | Existing | Appliances | Natural Gas | Clothes Dryer
| Residential | CZ2 - Multi Family | Existing | Appliances | Natural Gas | Clothes Dryer
| Residential | CZ2 - Multi Family | Existing | Appliances | Natural Gas | Stove/Oven
| Residential | CZ2 - Multi Family | Existing | Appliances | Natural Gas | Stove/Oven
| Residential | CZ2 - Multi Family | Existing | Appliances | Natural Gas | Stove/Oven
| Residential | CZ2 - Multi Family | Existing | Appliances | Natural Gas | Stove/Oven
| Residential | CZ2 - Multi Family | Existing | Appliances | Natural Gas | Stove/Oven
| Residential | CZ2 - Multi Family | Existing | Appliances | Natural Gas | Stove/Oven
| Residential | CZ2 - Multi Family | Existing | Appliances | Natural Gas | Stove/Oven
| Residential | CZ2 - Multi Family | Existing | Appliances | Natural Gas | Stove/Oven
| Residential | CZ2 - Multi Family | Existing | Appliances | Natural Gas | Stove/Oven
| Residential | CZ2 - Multi Family | Existing | Appliances | Natural Gas | Stove/Oven
| Residential | CZ2 - Multi Family | Existing | Appliances | Natural Gas | Stove/Oven
| Residential | CZ2 - Multi Family | Existing | Miscellaneous | Natural Gas | Pool Heater
| Residential | CZ2 - Multi Family | Existing | Miscellaneous | Natural Gas | Pool Heater
| Residential | CZ2 - Multi Family | Existing | Miscellaneous | Natural Gas | Pool Heater
| Residential | CZ2 - Multi Family | Existing | Miscellaneous | Natural Gas | Pool Heater
| Residential | CZ2 - Multi Family | Existing | Miscellaneous | Natural Gas | Pool Heater
| Residential | CZ2 - Multi Family | Existing | Miscellaneous | Natural Gas | Pool Heater
| Residential | CZ2 - Multi Family | Existing | Miscellaneous | Natural Gas | Pool Heater
| Residential | CZ2 - Multi Family | Existing | Miscellaneous | Natural Gas | Pool Heater
| Residential | CZ2 - Multi Family | Existing | Miscellaneous | Natural Gas | Pool Heater
| Residential | CZ2 - Multi Family | Existing | Miscellaneous | Natural Gas | Pool Heater
| Residential | CZ2 - Multi Family | Existing | Miscellaneous | Natural Gas | Pool Heater
| Residential | CZ2 - Multi Family | Existing | Miscellaneous | Natural Gas | Miscellaneous
| Residential | CZ2 - Multi Family | Existing | Miscellaneous | Natural Gas | Miscellaneous
| Residential | CZ2 - Multi Family | Existing | Miscellaneous | Natural Gas | Miscellaneous
| Residential | CZ2 - Multi Family | Existing | Miscellaneous | Natural Gas | Miscellaneous
| Residential | CZ2 - Multi Family | Existing | Miscellaneous | Natural Gas | Miscellaneous
| Residential | CZ2 - Multi Family | Existing | Miscellaneous | Natural Gas | Miscellaneous
| Residential | CZ2 - Multi Family | Existing | Miscellaneous | Natural Gas | Miscellaneous
| Residential | CZ2 - Multi Family | Existing | Miscellaneous | Natural Gas | Miscellaneous
| Residential | CZ2 - Multi Family | Existing | Miscellaneous | Natural Gas | Miscellaneous
| Residential | CZ2 - Multi Family | Existing | Miscellaneous | Natural Gas | Miscellaneous
| Residential | CZ2 - Multi Family | Existing | Miscellaneous | Natural Gas | Miscellaneous
| Residential | CZ2 - Multi Family | New | Space Heating | Natural Gas | Furnace - Direct Fuel
| Residential | CZ2 - Multi Family | New | Space Heating | Natural Gas | Furnace - Direct Fuel
| Residential | CZ2 - Multi Family | New | Space Heating | Natural Gas | Furnace - Direct Fuel
| Residential | CZ2 - Multi Family | New | Space Heating | Natural Gas | Furnace - Direct Fuel
| Residential | CZ2 - Multi Family | New | Space Heating | Natural Gas | Furnace - Direct Fuel
| Residential | CZ2 - Multi Family | New | Space Heating | Natural Gas | Furnace - Direct Fuel
| Residential | CZ2 - Multi Family | New | Space Heating | Natural Gas | Furnace - Direct Fuel
| Residential | CZ2 - Multi Family | New | Space Heating | Natural Gas | Furnace - Direct Fuel
| Residential | CZ2 - Multi Family | New | Space Heating | Natural Gas | Furnace - Direct Fuel
| Residential | CZ2 - Multi Family | New | Space Heating | Natural Gas | Furnace - Direct Fuel
| Residential | CZ2 - Multi Family | New | Space Heating | Natural Gas | Furnace - Direct Fuel
| Residential | CZ2 - Multi Family | New | Space Heating | Natural Gas | Boiler - Direct Fuel
| Residential | CZ2 - Multi Family | New | Space Heating | Natural Gas | Boiler - Direct Fuel
| Residential | CZ2 - Multi Family | New | Space Heating | Natural Gas | Boiler - Direct Fuel
| Residential | CZ2 - Multi Family | New | Space Heating | Natural Gas | Boiler - Direct Fuel
| Residential | CZ2 - Multi Family | New | Space Heating | Natural Gas | Boiler - Direct Fuel
| Residential | CZ2 - Multi Family | New | Space Heating | Natural Gas | Boiler - Direct Fuel
| Residential | CZ2 - Multi Family | New | Space Heating | Natural Gas | Boiler - Direct Fuel
| Residential | CZ2 - Multi Family | New | Space Heating | Natural Gas | Boiler - Direct Fuel
| Residential | CZ2 - Multi Family | New | Space Heating | Natural Gas | Boiler - Direct Fuel
| Residential | CZ2 - Multi Family | New | Space Heating | Natural Gas | Boiler - Direct Fuel
| Residential | CZ2 - Multi Family | New | Space Heating | Natural Gas | Boiler - Direct Fuel
| Residential | CZ2 - Multi Family | New | Secondary Heating | Natural Gas | Fireplace
| Residential | CZ2 - Multi Family | New | Secondary Heating | Natural Gas | Fireplace
| Residential | CZ2 - Multi Family | New | Secondary Heating | Natural Gas | Fireplace
| Residential | CZ2 - Multi Family | New | Secondary Heating | Natural Gas | Fireplace
| Residential | CZ2 - Multi Family | New | Secondary Heating | Natural Gas | Fireplace
| Residential | CZ2 - Multi Family | New | Secondary Heating | Natural Gas | Fireplace
| Residential | CZ2 - Multi Family | New | Secondary Heating | Natural Gas | Fireplace
| Residential | CZ2 - Multi Family | New | Secondary Heating | Natural Gas | Fireplace
| Residential | CZ2 - Multi Family | New | Secondary Heating | Natural Gas | Fireplace
| Residential | CZ2 - Multi Family | New | Secondary Heating | Natural Gas | Fireplace
| Residential | CZ2 - Multi Family | New | Secondary Heating | Natural Gas | Fireplace
| Residential | CZ2 - Multi Family | New | Water Heating | Natural Gas | Water Heater <= 55 gal.
| Residential | CZ2 - Multi Family | New | Water Heating | Natural Gas | Water Heater <= 55 gal.
| Residential | CZ2 - Multi Family | New | Water Heating | Natural Gas | Water Heater <= 55 gal.
| Residential | CZ2 - Multi Family | New | Water Heating | Natural Gas | Water Heater <= 55 gal.
| Residential | CZ2 - Multi Family | New | Water Heating | Natural Gas | Water Heater <= 55 gal.
| Residential | CZ2 - Multi Family | New | Water Heating | Natural Gas | Water Heater <= 55 gal.
| Residential | CZ2 - Multi Family | New | Water Heating | Natural Gas | Water Heater <= 55 gal.
| Residential | CZ2 - Multi Family | New | Water Heating | Natural Gas | Water Heater <= 55 gal.
| Residential | CZ2 - Multi Family | New | Water Heating | Natural Gas | Water Heater <= 55 gal.
| Residential | CZ2 - Multi Family | New | Water Heating | Natural Gas | Water Heater <= 55 gal.
| Residential | CZ2 - Multi Family | New | Water Heating | Natural Gas | Water Heater <= 55 gal.
| Residential | CZ2 - Multi Family | New | Water Heating | Natural Gas | Water Heater > 55 gal.
| Residential | CZ2 - Multi Family | New | Water Heating | Natural Gas | Water Heater > 55 gal.
| Residential | CZ2 - Multi Family | New | Water Heating | Natural Gas | Water Heater > 55 gal.
| Residential | CZ2 - Multi Family | New | Water Heating | Natural Gas | Water Heater > 55 gal.
| Residential | CZ2 - Multi Family | New | Water Heating | Natural Gas | Water Heater > 55 gal.
| Residential | CZ2 - Multi Family | New | Water Heating | Natural Gas | Water Heater > 55 gal.
| Residential | CZ2 - Multi Family | New | Water Heating | Natural Gas | Water Heater > 55 gal.
| Residential | CZ2 - Multi Family | New | Water Heating | Natural Gas | Water Heater > 55 gal.
| Residential | CZ2 - Multi Family | New | Water Heating | Natural Gas | Water Heater > 55 gal.
| Residential | CZ2 - Multi Family | New | Water Heating | Natural Gas | Water Heater > 55 gal.
| Residential | CZ2 - Multi Family | New | Water Heating | Natural Gas | Water Heater > 55 gal.
| Residential | CZ2 - Multi Family | New | Appliances | Natural Gas | Clothes Dryer
| Residential | CZ2 - Multi Family | New | Appliances | Natural Gas | Clothes Dryer
| Residential | CZ2 - Multi Family | New | Appliances | Natural Gas | Clothes Dryer
| Residential | CZ2 - Multi Family | New | Appliances | Natural Gas | Clothes Dryer
| Residential | CZ2 - Multi Family | New | Appliances | Natural Gas | Clothes Dryer
| Residential | CZ2 - Multi Family | New | Appliances | Natural Gas | Clothes Dryer
| Residential | CZ2 - Multi Family | New | Appliances | Natural Gas | Clothes Dryer
| Residential | CZ2 - Multi Family | New | Appliances | Natural Gas | Clothes Dryer
| Residential | CZ2 - Multi Family | New | Appliances | Natural Gas | Clothes Dryer
| Residential | CZ2 - Multi Family | New | Appliances | Natural Gas | Clothes Dryer
| Residential | CZ2 - Multi Family | New | Appliances | Natural Gas | Clothes Dryer
| Residential | CZ2 - Multi Family | New | Appliances | Natural Gas | Stove/Oven
| Residential | CZ2 - Multi Family | New | Appliances | Natural Gas | Stove/Oven
| Residential | CZ2 - Multi Family | New | Appliances | Natural Gas | Stove/Oven
| Residential | CZ2 - Multi Family | New | Appliances | Natural Gas | Stove/Oven
| Residential | CZ2 - Multi Family | New | Appliances | Natural Gas | Stove/Oven
| Residential | CZ2 - Multi Family | New | Appliances | Natural Gas | Stove/Oven
| Residential | CZ2 - Multi Family | New | Appliances | Natural Gas | Stove/Oven
| Residential | CZ2 - Multi Family | New | Appliances | Natural Gas | Stove/Oven
| Residential | CZ2 - Multi Family | New | Appliances | Natural Gas | Stove/Oven
| Residential | CZ2 - Multi Family | New | Appliances | Natural Gas | Stove/Oven
| Residential | CZ2 - Multi Family | New | Appliances | Natural Gas | Stove/Oven
| Residential | CZ2 - Multi Family | New | Miscellaneous | Natural Gas | Pool Heater
| Residential | CZ2 - Multi Family | New | Miscellaneous | Natural Gas | Pool Heater
| Residential | CZ2 - Multi Family | New | Miscellaneous | Natural Gas | Pool Heater
| Residential | CZ2 - Multi Family | New | Miscellaneous | Natural Gas | Pool Heater
| Residential | CZ2 - Multi Family | New | Miscellaneous | Natural Gas | Pool Heater
| Residential | CZ2 - Multi Family | New | Miscellaneous | Natural Gas | Pool Heater
| Residential | CZ2 - Multi Family | New | Miscellaneous | Natural Gas | Pool Heater
| Residential | CZ2 - Multi Family | New | Miscellaneous | Natural Gas | Pool Heater
| Residential | CZ2 - Multi Family | New | Miscellaneous | Natural Gas | Pool Heater
| Residential | CZ2 - Multi Family | New | Miscellaneous | Natural Gas | Pool Heater
| Residential | CZ2 - Multi Family | New | Miscellaneous | Natural Gas | Pool Heater
| Residential | CZ2 - Multi Family | New | Miscellaneous | Natural Gas | Miscellaneous
| Residential | CZ2 - Multi Family | New | Miscellaneous | Natural Gas | Miscellaneous
| Residential | CZ2 - Multi Family | New | Miscellaneous | Natural Gas | Miscellaneous
| Residential | CZ2 - Multi Family | New | Miscellaneous | Natural Gas | Miscellaneous
| Residential | CZ2 - Multi Family | New | Miscellaneous | Natural Gas | Miscellaneous
| Residential | CZ2 - Multi Family | New | Miscellaneous | Natural Gas | Miscellaneous
| Residential | CZ2 - Multi Family | New | Miscellaneous | Natural Gas | Miscellaneous
| Residential | CZ2 - Multi Family | New | Miscellaneous | Natural Gas | Miscellaneous
| Residential | CZ2 - Multi Family | New | Miscellaneous | Natural Gas | Miscellaneous
| Residential | CZ2 - Multi Family | New | Miscellaneous | Natural Gas | Miscellaneous
| Residential | CZ2 - Multi Family | New | Miscellaneous | Natural Gas | Miscellaneous
| Residential | CZ3 - Single Family | Existing | Space Heating | Natural Gas | Furnace - Direct Fuel
| Residential | CZ3 - Single Family | Existing | Space Heating | Natural Gas | Furnace - Direct Fuel
| Residential | CZ3 - Single Family | Existing | Space Heating | Natural Gas | Furnace - Direct Fuel
| Residential | CZ3 - Single Family | Existing | Space Heating | Natural Gas | Furnace - Direct Fuel
| Residential | CZ3 - Single Family | Existing | Space Heating | Natural Gas | Furnace - Direct Fuel
| Residential | CZ3 - Single Family | Existing | Space Heating | Natural Gas | Furnace - Direct Fuel
| Residential | CZ3 - Single Family | Existing | Space Heating | Natural Gas | Furnace - Direct Fuel
| Residential | CZ3 - Single Family | Existing | Space Heating | Natural Gas | Furnace - Direct Fuel
| Residential | CZ3 - Single Family | Existing | Space Heating | Natural Gas | Furnace - Direct Fuel
| Residential | CZ3 - Single Family | Existing | Space Heating | Natural Gas | Furnace - Direct Fuel
| Residential | CZ3 - Single Family | Existing | Space Heating | Natural Gas | Furnace - Direct Fuel
| Residential | CZ3 - Single Family | Existing | Space Heating | Natural Gas | Boiler - Direct Fuel
| Residential | CZ3 - Single Family | Existing | Space Heating | Natural Gas | Boiler - Direct Fuel
| Residential | CZ3 - Single Family | Existing | Space Heating | Natural Gas | Boiler - Direct Fuel
| Residential | CZ3 - Single Family | Existing | Space Heating | Natural Gas | Boiler - Direct Fuel
| Residential | CZ3 - Single Family | Existing | Space Heating | Natural Gas | Boiler - Direct Fuel
| Residential | CZ3 - Single Family | Existing | Space Heating | Natural Gas | Boiler - Direct Fuel
| Residential | CZ3 - Single Family | Existing | Space Heating | Natural Gas | Boiler - Direct Fuel
| Residential | CZ3 - Single Family | Existing | Space Heating | Natural Gas | Boiler - Direct Fuel
| Residential | CZ3 - Single Family | Existing | Space Heating | Natural Gas | Boiler - Direct Fuel
| Residential | CZ3 - Single Family | Existing | Space Heating | Natural Gas | Boiler - Direct Fuel
| Residential | CZ3 - Single Family | Existing | Space Heating | Natural Gas | Boiler - Direct Fuel
| Residential | CZ3 - Single Family | Existing | Secondary Heating | Natural Gas | Fireplace
| Residential | CZ3 - Single Family | Existing | Secondary Heating | Natural Gas | Fireplace
| Residential | CZ3 - Single Family | Existing | Secondary Heating | Natural Gas | Fireplace
| Residential | CZ3 - Single Family | Existing | Secondary Heating | Natural Gas | Fireplace
| Residential | CZ3 - Single Family | Existing | Secondary Heating | Natural Gas | Fireplace
| Residential | CZ3 - Single Family | Existing | Secondary Heating | Natural Gas | Fireplace
| Residential | CZ3 - Single Family | Existing | Secondary Heating | Natural Gas | Fireplace
| Residential | CZ3 - Single Family | Existing | Secondary Heating | Natural Gas | Fireplace
| Residential | CZ3 - Single Family | Existing | Secondary Heating | Natural Gas | Fireplace
| Residential | CZ3 - Single Family | Existing | Secondary Heating | Natural Gas | Fireplace
| Residential | CZ3 - Single Family | Existing | Secondary Heating | Natural Gas | Fireplace
| Residential | CZ3 - Single Family | Existing | Water Heating | Natural Gas | Water Heater <= 55 gal.
| Residential | CZ3 - Single Family | Existing | Water Heating | Natural Gas | Water Heater <= 55 gal.
| Residential | CZ3 - Single Family | Existing | Water Heating | Natural Gas | Water Heater <= 55 gal.
| Residential | CZ3 - Single Family | Existing | Water Heating | Natural Gas | Water Heater <= 55 gal.
| Residential | CZ3 - Single Family | Existing | Water Heating | Natural Gas | Water Heater <= 55 gal.
| Residential | CZ3 - Single Family | Existing | Water Heating | Natural Gas | Water Heater <= 55 gal.
| Residential | CZ3 - Single Family | Existing | Water Heating | Natural Gas | Water Heater <= 55 gal.
| Residential | CZ3 - Single Family | Existing | Water Heating | Natural Gas | Water Heater <= 55 gal.
| Residential | CZ3 - Single Family | Existing | Water Heating | Natural Gas | Water Heater <= 55 gal.
| Residential | CZ3 - Single Family | Existing | Water Heating | Natural Gas | Water Heater <= 55 gal.
| Residential | CZ3 - Single Family | Existing | Water Heating | Natural Gas | Water Heater <= 55 gal.
| Residential | CZ3 - Single Family | Existing | Water Heating | Natural Gas | Water Heater > 55 gal.
| Residential | CZ3 - Single Family | Existing | Water Heating | Natural Gas | Water Heater > 55 gal.
| Residential | CZ3 - Single Family | Existing | Water Heating | Natural Gas | Water Heater > 55 gal.
| Residential | CZ3 - Single Family | Existing | Water Heating | Natural Gas | Water Heater > 55 gal.
| Residential | CZ3 - Single Family | Existing | Water Heating | Natural Gas | Water Heater > 55 gal.
| Residential | CZ3 - Single Family | Existing | Water Heating | Natural Gas | Water Heater > 55 gal.
| Residential | CZ3 - Single Family | Existing | Water Heating | Natural Gas | Water Heater > 55 gal.
| Residential | CZ3 - Single Family | Existing | Water Heating | Natural Gas | Water Heater > 55 gal.
| Residential | CZ3 - Single Family | Existing | Water Heating | Natural Gas | Water Heater > 55 gal.
| Residential | CZ3 - Single Family | Existing | Water Heating | Natural Gas | Water Heater > 55 gal.
| Residential | CZ3 - Single Family | Existing | Water Heating | Natural Gas | Water Heater > 55 gal.
| Residential | CZ3 - Single Family | Existing | Appliances | Natural Gas | Clothes Dryer
| Residential | CZ3 - Single Family | Existing | Appliances | Natural Gas | Clothes Dryer
| Residential | CZ3 - Single Family | Existing | Appliances | Natural Gas | Clothes Dryer
| Residential | CZ3 - Single Family | Existing | Appliances | Natural Gas | Clothes Dryer
| Residential | CZ3 - Single Family | Existing | Appliances | Natural Gas | Clothes Dryer
| Residential | CZ3 - Single Family | Existing | Appliances | Natural Gas | Clothes Dryer
| Residential | CZ3 - Single Family | Existing | Appliances | Natural Gas | Clothes Dryer
| Residential | CZ3 - Single Family | Existing | Appliances | Natural Gas | Clothes Dryer
| Residential | CZ3 - Single Family | Existing | Appliances | Natural Gas | Clothes Dryer
| Residential | CZ3 - Single Family | Existing | Appliances | Natural Gas | Clothes Dryer
| Residential | CZ3 - Single Family | Existing | Appliances | Natural Gas | Clothes Dryer
| Residential | CZ3 - Single Family | Existing | Appliances | Natural Gas | Stove/Oven
| Residential | CZ3 - Single Family | Existing | Appliances | Natural Gas | Stove/Oven
| Residential | CZ3 - Single Family | Existing | Appliances | Natural Gas | Stove/Oven
| Residential | CZ3 - Single Family | Existing | Appliances | Natural Gas | Stove/Oven
| Residential | CZ3 - Single Family | Existing | Appliances | Natural Gas | Stove/Oven
| Residential | CZ3 - Single Family | Existing | Appliances | Natural Gas | Stove/Oven
| Residential | CZ3 - Single Family | Existing | Appliances | Natural Gas | Stove/Oven
| Residential | CZ3 - Single Family | Existing | Appliances | Natural Gas | Stove/Oven
| Residential | CZ3 - Single Family | Existing | Appliances | Natural Gas | Stove/Oven
| Residential | CZ3 - Single Family | Existing | Appliances | Natural Gas | Stove/Oven
| Residential | CZ3 - Single Family | Existing | Appliances | Natural Gas | Stove/Oven
| Residential | CZ3 - Single Family | Existing | Miscellaneous | Natural Gas | Pool Heater
| Residential | CZ3 - Single Family | Existing | Miscellaneous | Natural Gas | Pool Heater
| Residential | CZ3 - Single Family | Existing | Miscellaneous | Natural Gas | Pool Heater
| Residential | CZ3 - Single Family | Existing | Miscellaneous | Natural Gas | Pool Heater
| Residential | CZ3 - Single Family | Existing | Miscellaneous | Natural Gas | Pool Heater
| Residential | CZ3 - Single Family | Existing | Miscellaneous | Natural Gas | Pool Heater
| Residential | CZ3 - Single Family | Existing | Miscellaneous | Natural Gas | Pool Heater
| Residential | CZ3 - Single Family | Existing | Miscellaneous | Natural Gas | Pool Heater
| Residential | CZ3 - Single Family | Existing | Miscellaneous | Natural Gas | Pool Heater
| Residential | CZ3 - Single Family | Existing | Miscellaneous | Natural Gas | Pool Heater
| Residential | CZ3 - Single Family | Existing | Miscellaneous | Natural Gas | Pool Heater
| Residential | CZ3 - Single Family | Existing | Miscellaneous | Natural Gas | Miscellaneous
| Residential | CZ3 - Single Family | Existing | Miscellaneous | Natural Gas | Miscellaneous
| Residential | CZ3 - Single Family | Existing | Miscellaneous | Natural Gas | Miscellaneous
| Residential | CZ3 - Single Family | Existing | Miscellaneous | Natural Gas | Miscellaneous
| Residential | CZ3 - Single Family | Existing | Miscellaneous | Natural Gas | Miscellaneous
| Residential | CZ3 - Single Family | Existing | Miscellaneous | Natural Gas | Miscellaneous
| Residential | CZ3 - Single Family | Existing | Miscellaneous | Natural Gas | Miscellaneous
| Residential | CZ3 - Single Family | Existing | Miscellaneous | Natural Gas | Miscellaneous
| Residential | CZ3 - Single Family | Existing | Miscellaneous | Natural Gas | Miscellaneous
| Residential | CZ3 - Single Family | Existing | Miscellaneous | Natural Gas | Miscellaneous
| Residential | CZ3 - Single Family | Existing | Miscellaneous | Natural Gas | Miscellaneous
| Residential | CZ3 - Single Family | New | Space Heating | Natural Gas | Furnace - Direct Fuel
| Residential | CZ3 - Single Family | New | Space Heating | Natural Gas | Furnace - Direct Fuel
| Residential | CZ3 - Single Family | New | Space Heating | Natural Gas | Furnace - Direct Fuel
| Residential | CZ3 - Single Family | New | Space Heating | Natural Gas | Furnace - Direct Fuel
| Residential | CZ3 - Single Family | New | Space Heating | Natural Gas | Furnace - Direct Fuel
| Residential | CZ3 - Single Family | New | Space Heating | Natural Gas | Furnace - Direct Fuel
| Residential | CZ3 - Single Family | New | Space Heating | Natural Gas | Furnace - Direct Fuel
| Residential | CZ3 - Single Family | New | Space Heating | Natural Gas | Furnace - Direct Fuel
| Residential | CZ3 - Single Family | New | Space Heating | Natural Gas | Furnace - Direct Fuel
| Residential | CZ3 - Single Family | New | Space Heating | Natural Gas | Furnace - Direct Fuel
| Residential | CZ3 - Single Family | New | Space Heating | Natural Gas | Furnace - Direct Fuel
| Residential | CZ3 - Single Family | New | Space Heating | Natural Gas | Boiler - Direct Fuel
| Residential | CZ3 - Single Family | New | Space Heating | Natural Gas | Boiler - Direct Fuel
| Residential | CZ3 - Single Family | New | Space Heating | Natural Gas | Boiler - Direct Fuel
| Residential | CZ3 - Single Family | New | Space Heating | Natural Gas | Boiler - Direct Fuel
| Residential | CZ3 - Single Family | New | Space Heating | Natural Gas | Boiler - Direct Fuel
| Residential | CZ3 - Single Family | New | Space Heating | Natural Gas | Boiler - Direct Fuel
| Residential | CZ3 - Single Family | New | Space Heating | Natural Gas | Boiler - Direct Fuel
| Residential | CZ3 - Single Family | New | Space Heating | Natural Gas | Boiler - Direct Fuel
| Residential | CZ3 - Single Family | New | Space Heating | Natural Gas | Boiler - Direct Fuel
| Residential | CZ3 - Single Family | New | Space Heating | Natural Gas | Boiler - Direct Fuel
| Residential | CZ3 - Single Family | New | Space Heating | Natural Gas | Boiler - Direct Fuel
| Residential | CZ3 - Single Family | New | Secondary Heating | Natural Gas | Fireplace
| Residential | CZ3 - Single Family | New | Secondary Heating | Natural Gas | Fireplace
| Residential | CZ3 - Single Family | New | Secondary Heating | Natural Gas | Fireplace
| Residential | CZ3 - Single Family | New | Secondary Heating | Natural Gas | Fireplace
| Residential | CZ3 - Single Family | New | Secondary Heating | Natural Gas | Fireplace
| Residential | CZ3 - Single Family | New | Secondary Heating | Natural Gas | Fireplace
| Residential | CZ3 - Single Family | New | Secondary Heating | Natural Gas | Fireplace
| Residential | CZ3 - Single Family | New | Secondary Heating | Natural Gas | Fireplace
| Residential | CZ3 - Single Family | New | Secondary Heating | Natural Gas | Fireplace
| Residential | CZ3 - Single Family | New | Secondary Heating | Natural Gas | Fireplace
| Residential | CZ3 - Single Family | New | Secondary Heating | Natural Gas | Fireplace
| Residential | CZ3 - Single Family | New | Water Heating | Natural Gas | Water Heater <= 55 gal.
| Residential | CZ3 - Single Family | New | Water Heating | Natural Gas | Water Heater <= 55 gal.
| Residential | CZ3 - Single Family | New | Water Heating | Natural Gas | Water Heater <= 55 gal.
| Residential | CZ3 - Single Family | New | Water Heating | Natural Gas | Water Heater <= 55 gal.
| Residential | CZ3 - Single Family | New | Water Heating | Natural Gas | Water Heater <= 55 gal.
| Residential | CZ3 - Single Family | New | Water Heating | Natural Gas | Water Heater <= 55 gal.
| Residential | CZ3 - Single Family | New | Water Heating | Natural Gas | Water Heater <= 55 gal.
| Residential | CZ3 - Single Family | New | Water Heating | Natural Gas | Water Heater <= 55 gal.
| Residential | CZ3 - Single Family | New | Water Heating | Natural Gas | Water Heater <= 55 gal.
| Residential | CZ3 - Single Family | New | Water Heating | Natural Gas | Water Heater <= 55 gal.
| Residential | CZ3 - Single Family | New | Water Heating | Natural Gas | Water Heater <= 55 gal.
| Residential | CZ3 - Single Family | New | Water Heating | Natural Gas | Water Heater > 55 gal.
| Residential | CZ3 - Single Family | New | Water Heating | Natural Gas | Water Heater > 55 gal.
| Residential | CZ3 - Single Family | New | Water Heating | Natural Gas | Water Heater > 55 gal.
| Residential | CZ3 - Single Family | New | Water Heating | Natural Gas | Water Heater > 55 gal.
| Residential | CZ3 - Single Family | New | Water Heating | Natural Gas | Water Heater > 55 gal.
| Residential | CZ3 - Single Family | New | Water Heating | Natural Gas | Water Heater > 55 gal.
| Residential | CZ3 - Single Family | New | Water Heating | Natural Gas | Water Heater > 55 gal.
| Residential | CZ3 - Single Family | New | Water Heating | Natural Gas | Water Heater > 55 gal.
| Residential | CZ3 - Single Family | New | Water Heating | Natural Gas | Water Heater > 55 gal.
| Residential | CZ3 - Single Family | New | Water Heating | Natural Gas | Water Heater > 55 gal.
| Residential | CZ3 - Single Family | New | Water Heating | Natural Gas | Water Heater > 55 gal.
| Residential | CZ3 - Single Family | New | Appliances | Natural Gas | Clothes Dryer
| Residential | CZ3 - Single Family | New | Appliances | Natural Gas | Clothes Dryer
| Residential | CZ3 - Single Family | New | Appliances | Natural Gas | Clothes Dryer
| Residential | CZ3 - Single Family | New | Appliances | Natural Gas | Clothes Dryer
| Residential | CZ3 - Single Family | New | Appliances | Natural Gas | Clothes Dryer
| Residential | CZ3 - Single Family | New | Appliances | Natural Gas | Clothes Dryer
| Residential | CZ3 - Single Family | New | Appliances | Natural Gas | Clothes Dryer
| Residential | CZ3 - Single Family | New | Appliances | Natural Gas | Clothes Dryer
| Residential | CZ3 - Single Family | New | Appliances | Natural Gas | Clothes Dryer
| Residential | CZ3 - Single Family | New | Appliances | Natural Gas | Clothes Dryer
| Residential | CZ3 - Single Family | New | Appliances | Natural Gas | Clothes Dryer
| Residential | CZ3 - Single Family | New | Appliances | Natural Gas | Stove/Oven
| Residential | CZ3 - Single Family | New | Appliances | Natural Gas | Stove/Oven
| Residential | CZ3 - Single Family | New | Appliances | Natural Gas | Stove/Oven
| Residential | CZ3 - Single Family | New | Appliances | Natural Gas | Stove/Oven
| Residential | CZ3 - Single Family | New | Appliances | Natural Gas | Stove/Oven
| Residential | CZ3 - Single Family | New | Appliances | Natural Gas | Stove/Oven
| Residential | CZ3 - Single Family | New | Appliances | Natural Gas | Stove/Oven
| Residential | CZ3 - Single Family | New | Appliances | Natural Gas | Stove/Oven
| Residential | CZ3 - Single Family | New | Appliances | Natural Gas | Stove/Oven
| Residential | CZ3 - Single Family | New | Appliances | Natural Gas | Stove/Oven
| Residential | CZ3 - Single Family | New | Appliances | Natural Gas | Stove/Oven
| Residential | CZ3 - Single Family | New | Miscellaneous | Natural Gas | Pool Heater
| Residential | CZ3 - Single Family | New | Miscellaneous | Natural Gas | Pool Heater
| Residential | CZ3 - Single Family | New | Miscellaneous | Natural Gas | Pool Heater
| Residential | CZ3 - Single Family | New | Miscellaneous | Natural Gas | Pool Heater
| Residential | CZ3 - Single Family | New | Miscellaneous | Natural Gas | Pool Heater
| Residential | CZ3 - Single Family | New | Miscellaneous | Natural Gas | Pool Heater
| Residential | CZ3 - Single Family | New | Miscellaneous | Natural Gas | Pool Heater
| Residential | CZ3 - Single Family | New | Miscellaneous | Natural Gas | Pool Heater
| Residential | CZ3 - Single Family | New | Miscellaneous | Natural Gas | Pool Heater
| Residential | CZ3 - Single Family | New | Miscellaneous | Natural Gas | Pool Heater
| Residential | CZ3 - Single Family | New | Miscellaneous | Natural Gas | Pool Heater
| Residential | CZ3 - Single Family | New | Miscellaneous | Natural Gas | Miscellaneous
| Residential | CZ3 - Single Family | New | Miscellaneous | Natural Gas | Miscellaneous
| Residential | CZ3 - Single Family | New | Miscellaneous | Natural Gas | Miscellaneous
| Residential | CZ3 - Single Family | New | Miscellaneous | Natural Gas | Miscellaneous
| Residential | CZ3 - Single Family | New | Miscellaneous | Natural Gas | Miscellaneous
| Residential | CZ3 - Single Family | New | Miscellaneous | Natural Gas | Miscellaneous
| Residential | CZ3 - Single Family | New | Miscellaneous | Natural Gas | Miscellaneous
| Residential | CZ3 - Single Family | New | Miscellaneous | Natural Gas | Miscellaneous
| Residential | CZ3 - Single Family | New | Miscellaneous | Natural Gas | Miscellaneous
| Residential | CZ3 - Single Family | New | Miscellaneous | Natural Gas | Miscellaneous
| Residential | CZ3 - Single Family | New | Miscellaneous | Natural Gas | Miscellaneous
| Residential | CZ3 - Multi Family | Existing | Space Heating | Natural Gas | Furnace - Direct Fuel
| Residential | CZ3 - Multi Family | Existing | Space Heating | Natural Gas | Furnace - Direct Fuel
| Residential | CZ3 - Multi Family | Existing | Space Heating | Natural Gas | Furnace - Direct Fuel
| Residential | CZ3 - Multi Family | Existing | Space Heating | Natural Gas | Furnace - Direct Fuel
| Residential | CZ3 - Multi Family | Existing | Space Heating | Natural Gas | Furnace - Direct Fuel
| Residential | CZ3 - Multi Family | Existing | Space Heating | Natural Gas | Furnace - Direct Fuel
| Residential | CZ3 - Multi Family | Existing | Space Heating | Natural Gas | Furnace - Direct Fuel
| Residential | CZ3 - Multi Family | Existing | Space Heating | Natural Gas | Furnace - Direct Fuel
| Residential | CZ3 - Multi Family | Existing | Space Heating | Natural Gas | Furnace - Direct Fuel
| Residential | CZ3 - Multi Family | Existing | Space Heating | Natural Gas | Furnace - Direct Fuel
| Residential | CZ3 - Multi Family | Existing | Space Heating | Natural Gas | Furnace - Direct Fuel
| Residential | CZ3 - Multi Family | Existing | Space Heating | Natural Gas | Boiler - Direct Fuel
| Residential | CZ3 - Multi Family | Existing | Space Heating | Natural Gas | Boiler - Direct Fuel
| Residential | CZ3 - Multi Family | Existing | Space Heating | Natural Gas | Boiler - Direct Fuel
| Residential | CZ3 - Multi Family | Existing | Space Heating | Natural Gas | Boiler - Direct Fuel
| Residential | CZ3 - Multi Family | Existing | Space Heating | Natural Gas | Boiler - Direct Fuel
| Residential | CZ3 - Multi Family | Existing | Space Heating | Natural Gas | Boiler - Direct Fuel
| Residential | CZ3 - Multi Family | Existing | Space Heating | Natural Gas | Boiler - Direct Fuel
| Residential | CZ3 - Multi Family | Existing | Space Heating | Natural Gas | Boiler - Direct Fuel
| Residential | CZ3 - Multi Family | Existing | Space Heating | Natural Gas | Boiler - Direct Fuel
| Residential | CZ3 - Multi Family | Existing | Space Heating | Natural Gas | Boiler - Direct Fuel
| Residential | CZ3 - Multi Family | Existing | Space Heating | Natural Gas | Boiler - Direct Fuel
| Residential | CZ3 - Multi Family | Existing | Secondary Heating | Natural Gas | Fireplace
| Residential | CZ3 - Multi Family | Existing | Secondary Heating | Natural Gas | Fireplace
| Residential | CZ3 - Multi Family | Existing | Secondary Heating | Natural Gas | Fireplace
| Residential | CZ3 - Multi Family | Existing | Secondary Heating | Natural Gas | Fireplace
| Residential | CZ3 - Multi Family | Existing | Secondary Heating | Natural Gas | Fireplace
| Residential | CZ3 - Multi Family | Existing | Secondary Heating | Natural Gas | Fireplace
| Residential | CZ3 - Multi Family | Existing | Secondary Heating | Natural Gas | Fireplace
| Residential | CZ3 - Multi Family | Existing | Secondary Heating | Natural Gas | Fireplace
| Residential | CZ3 - Multi Family | Existing | Secondary Heating | Natural Gas | Fireplace
| Residential | CZ3 - Multi Family | Existing | Secondary Heating | Natural Gas | Fireplace
| Residential | CZ3 - Multi Family | Existing | Secondary Heating | Natural Gas | Fireplace
| Residential | CZ3 - Multi Family | Existing | Water Heating | Natural Gas | Water Heater <= 55 gal.
| Residential | CZ3 - Multi Family | Existing | Water Heating | Natural Gas | Water Heater <= 55 gal.
| Residential | CZ3 - Multi Family | Existing | Water Heating | Natural Gas | Water Heater <= 55 gal.
| Residential | CZ3 - Multi Family | Existing | Water Heating | Natural Gas | Water Heater <= 55 gal.
| Residential | CZ3 - Multi Family | Existing | Water Heating | Natural Gas | Water Heater <= 55 gal.
| Residential | CZ3 - Multi Family | Existing | Water Heating | Natural Gas | Water Heater <= 55 gal.
| Residential | CZ3 - Multi Family | Existing | Water Heating | Natural Gas | Water Heater <= 55 gal.
| Residential | CZ3 - Multi Family | Existing | Water Heating | Natural Gas | Water Heater <= 55 gal.
| Residential | CZ3 - Multi Family | Existing | Water Heating | Natural Gas | Water Heater <= 55 gal.
| Residential | CZ3 - Multi Family | Existing | Water Heating | Natural Gas | Water Heater <= 55 gal.
| Residential | CZ3 - Multi Family | Existing | Water Heating | Natural Gas | Water Heater <= 55 gal.
| Residential | CZ3 - Multi Family | Existing | Water Heating | Natural Gas | Water Heater > 55 gal.
| Residential | CZ3 - Multi Family | Existing | Water Heating | Natural Gas | Water Heater > 55 gal.
| Residential | CZ3 - Multi Family | Existing | Water Heating | Natural Gas | Water Heater > 55 gal.
| Residential | CZ3 - Multi Family | Existing | Water Heating | Natural Gas | Water Heater > 55 gal.
| Residential | CZ3 - Multi Family | Existing | Water Heating | Natural Gas | Water Heater > 55 gal.
| Residential | CZ3 - Multi Family | Existing | Water Heating | Natural Gas | Water Heater > 55 gal.
| Residential | CZ3 - Multi Family | Existing | Water Heating | Natural Gas | Water Heater > 55 gal.
| Residential | CZ3 - Multi Family | Existing | Water Heating | Natural Gas | Water Heater > 55 gal.
| Residential | CZ3 - Multi Family | Existing | Water Heating | Natural Gas | Water Heater > 55 gal.
| Residential | CZ3 - Multi Family | Existing | Water Heating | Natural Gas | Water Heater > 55 gal.
| Residential | CZ3 - Multi Family | Existing | Water Heating | Natural Gas | Water Heater > 55 gal.
| Residential | CZ3 - Multi Family | Existing | Appliances | Natural Gas | Clothes Dryer
| Residential | CZ3 - Multi Family | Existing | Appliances | Natural Gas | Clothes Dryer
| Residential | CZ3 - Multi Family | Existing | Appliances | Natural Gas | Clothes Dryer
| Residential | CZ3 - Multi Family | Existing | Appliances | Natural Gas | Clothes Dryer
| Residential | CZ3 - Multi Family | Existing | Appliances | Natural Gas | Clothes Dryer
| Residential | CZ3 - Multi Family | Existing | Appliances | Natural Gas | Clothes Dryer
| Residential | CZ3 - Multi Family | Existing | Appliances | Natural Gas | Clothes Dryer
| Residential | CZ3 - Multi Family | Existing | Appliances | Natural Gas | Clothes Dryer
| Residential | CZ3 - Multi Family | Existing | Appliances | Natural Gas | Clothes Dryer
| Residential | CZ3 - Multi Family | Existing | Appliances | Natural Gas | Clothes Dryer
| Residential | CZ3 - Multi Family | Existing | Appliances | Natural Gas | Clothes Dryer
| Residential | CZ3 - Multi Family | Existing | Appliances | Natural Gas | Stove/Oven
| Residential | CZ3 - Multi Family | Existing | Appliances | Natural Gas | Stove/Oven
| Residential | CZ3 - Multi Family | Existing | Appliances | Natural Gas | Stove/Oven
| Residential | CZ3 - Multi Family | Existing | Appliances | Natural Gas | Stove/Oven
| Residential | CZ3 - Multi Family | Existing | Appliances | Natural Gas | Stove/Oven
| Residential | CZ3 - Multi Family | Existing | Appliances | Natural Gas | Stove/Oven
| Residential | CZ3 - Multi Family | Existing | Appliances | Natural Gas | Stove/Oven
| Residential | CZ3 - Multi Family | Existing | Appliances | Natural Gas | Stove/Oven
| Residential | CZ3 - Multi Family | Existing | Appliances | Natural Gas | Stove/Oven
| Residential | CZ3 - Multi Family | Existing | Appliances | Natural Gas | Stove/Oven
| Residential | CZ3 - Multi Family | Existing | Appliances | Natural Gas | Stove/Oven
| Residential | CZ3 - Multi Family | Existing | Miscellaneous | Natural Gas | Pool Heater
| Residential | CZ3 - Multi Family | Existing | Miscellaneous | Natural Gas | Pool Heater
| Residential | CZ3 - Multi Family | Existing | Miscellaneous | Natural Gas | Pool Heater
| Residential | CZ3 - Multi Family | Existing | Miscellaneous | Natural Gas | Pool Heater
| Residential | CZ3 - Multi Family | Existing | Miscellaneous | Natural Gas | Pool Heater
| Residential | CZ3 - Multi Family | Existing | Miscellaneous | Natural Gas | Pool Heater
| Residential | CZ3 - Multi Family | Existing | Miscellaneous | Natural Gas | Pool Heater
| Residential | CZ3 - Multi Family | Existing | Miscellaneous | Natural Gas | Pool Heater
| Residential | CZ3 - Multi Family | Existing | Miscellaneous | Natural Gas | Pool Heater
| Residential | CZ3 - Multi Family | Existing | Miscellaneous | Natural Gas | Pool Heater
| Residential | CZ3 - Multi Family | Existing | Miscellaneous | Natural Gas | Pool Heater
| Residential | CZ3 - Multi Family | Existing | Miscellaneous | Natural Gas | Miscellaneous
| Residential | CZ3 - Multi Family | Existing | Miscellaneous | Natural Gas | Miscellaneous
| Residential | CZ3 - Multi Family | Existing | Miscellaneous | Natural Gas | Miscellaneous
| Residential | CZ3 - Multi Family | Existing | Miscellaneous | Natural Gas | Miscellaneous
| Residential | CZ3 - Multi Family | Existing | Miscellaneous | Natural Gas | Miscellaneous
| Residential | CZ3 - Multi Family | Existing | Miscellaneous | Natural Gas | Miscellaneous
| Residential | CZ3 - Multi Family | Existing | Miscellaneous | Natural Gas | Miscellaneous
| Residential | CZ3 - Multi Family | Existing | Miscellaneous | Natural Gas | Miscellaneous
| Residential | CZ3 - Multi Family | Existing | Miscellaneous | Natural Gas | Miscellaneous
| Residential | CZ3 - Multi Family | Existing | Miscellaneous | Natural Gas | Miscellaneous
| Residential | CZ3 - Multi Family | Existing | Miscellaneous | Natural Gas | Miscellaneous
| Residential | CZ3 - Multi Family | New | Space Heating | Natural Gas | Furnace - Direct Fuel
| Residential | CZ3 - Multi Family | New | Space Heating | Natural Gas | Furnace - Direct Fuel
| Residential | CZ3 - Multi Family | New | Space Heating | Natural Gas | Furnace - Direct Fuel
| Residential | CZ3 - Multi Family | New | Space Heating | Natural Gas | Furnace - Direct Fuel
| Residential | CZ3 - Multi Family | New | Space Heating | Natural Gas | Furnace - Direct Fuel
| Residential | CZ3 - Multi Family | New | Space Heating | Natural Gas | Furnace - Direct Fuel
| Residential | CZ3 - Multi Family | New | Space Heating | Natural Gas | Furnace - Direct Fuel
| Residential | CZ3 - Multi Family | New | Space Heating | Natural Gas | Furnace - Direct Fuel
| Residential | CZ3 - Multi Family | New | Space Heating | Natural Gas | Furnace - Direct Fuel
| Residential | CZ3 - Multi Family | New | Space Heating | Natural Gas | Furnace - Direct Fuel
| Residential | CZ3 - Multi Family | New | Space Heating | Natural Gas | Furnace - Direct Fuel
| Residential | CZ3 - Multi Family | New | Space Heating | Natural Gas | Boiler - Direct Fuel
| Residential | CZ3 - Multi Family | New | Space Heating | Natural Gas | Boiler - Direct Fuel
| Residential | CZ3 - Multi Family | New | Space Heating | Natural Gas | Boiler - Direct Fuel
| Residential | CZ3 - Multi Family | New | Space Heating | Natural Gas | Boiler - Direct Fuel
| Residential | CZ3 - Multi Family | New | Space Heating | Natural Gas | Boiler - Direct Fuel
| Residential | CZ3 - Multi Family | New | Space Heating | Natural Gas | Boiler - Direct Fuel
| Residential | CZ3 - Multi Family | New | Space Heating | Natural Gas | Boiler - Direct Fuel
| Residential | CZ3 - Multi Family | New | Space Heating | Natural Gas | Boiler - Direct Fuel
| Residential | CZ3 - Multi Family | New | Space Heating | Natural Gas | Boiler - Direct Fuel
| Residential | CZ3 - Multi Family | New | Space Heating | Natural Gas | Boiler - Direct Fuel
| Residential | CZ3 - Multi Family | New | Space Heating | Natural Gas | Boiler - Direct Fuel
| Residential | CZ3 - Multi Family | New | Secondary Heating | Natural Gas | Fireplace
| Residential | CZ3 - Multi Family | New | Secondary Heating | Natural Gas | Fireplace
| Residential | CZ3 - Multi Family | New | Secondary Heating | Natural Gas | Fireplace
| Residential | CZ3 - Multi Family | New | Secondary Heating | Natural Gas | Fireplace
| Residential | CZ3 - Multi Family | New | Secondary Heating | Natural Gas | Fireplace
| Residential | CZ3 - Multi Family | New | Secondary Heating | Natural Gas | Fireplace
| Residential | CZ3 - Multi Family | New | Secondary Heating | Natural Gas | Fireplace
| Residential | CZ3 - Multi Family | New | Secondary Heating | Natural Gas | Fireplace
| Residential | CZ3 - Multi Family | New | Secondary Heating | Natural Gas | Fireplace
| Residential | CZ3 - Multi Family | New | Secondary Heating | Natural Gas | Fireplace
| Residential | CZ3 - Multi Family | New | Secondary Heating | Natural Gas | Fireplace
| Residential | CZ3 - Multi Family | New | Water Heating | Natural Gas | Water Heater <= 55 gal.
| Residential | CZ3 - Multi Family | New | Water Heating | Natural Gas | Water Heater <= 55 gal.
| Residential | CZ3 - Multi Family | New | Water Heating | Natural Gas | Water Heater <= 55 gal.
| Residential | CZ3 - Multi Family | New | Water Heating | Natural Gas | Water Heater <= 55 gal.
| Residential | CZ3 - Multi Family | New | Water Heating | Natural Gas | Water Heater <= 55 gal.
| Residential | CZ3 - Multi Family | New | Water Heating | Natural Gas | Water Heater <= 55 gal.
| Residential | CZ3 - Multi Family | New | Water Heating | Natural Gas | Water Heater <= 55 gal.
| Residential | CZ3 - Multi Family | New | Water Heating | Natural Gas | Water Heater <= 55 gal.
| Residential | CZ3 - Multi Family | New | Water Heating | Natural Gas | Water Heater <= 55 gal.
| Residential | CZ3 - Multi Family | New | Water Heating | Natural Gas | Water Heater <= 55 gal.
| Residential | CZ3 - Multi Family | New | Water Heating | Natural Gas | Water Heater <= 55 gal.
| Residential | CZ3 - Multi Family | New | Water Heating | Natural Gas | Water Heater > 55 gal.
| Residential | CZ3 - Multi Family | New | Water Heating | Natural Gas | Water Heater > 55 gal.
| Residential | CZ3 - Multi Family | New | Water Heating | Natural Gas | Water Heater > 55 gal.
| Residential | CZ3 - Multi Family | New | Water Heating | Natural Gas | Water Heater > 55 gal.
| Residential | CZ3 - Multi Family | New | Water Heating | Natural Gas | Water Heater > 55 gal.
| Residential | CZ3 - Multi Family | New | Water Heating | Natural Gas | Water Heater > 55 gal.
| Residential | CZ3 - Multi Family | New | Water Heating | Natural Gas | Water Heater > 55 gal.
| Residential | CZ3 - Multi Family | New | Water Heating | Natural Gas | Water Heater > 55 gal.
| Residential | CZ3 - Multi Family | New | Water Heating | Natural Gas | Water Heater > 55 gal.
| Residential | CZ3 - Multi Family | New | Water Heating | Natural Gas | Water Heater > 55 gal.
| Residential | CZ3 - Multi Family | New | Water Heating | Natural Gas | Water Heater > 55 gal.
| Residential | CZ3 - Multi Family | New | Appliances | Natural Gas | Clothes Dryer
| Residential | CZ3 - Multi Family | New | Appliances | Natural Gas | Clothes Dryer
| Residential | CZ3 - Multi Family | New | Appliances | Natural Gas | Clothes Dryer
| Residential | CZ3 - Multi Family | New | Appliances | Natural Gas | Clothes Dryer
| Residential | CZ3 - Multi Family | New | Appliances | Natural Gas | Clothes Dryer
| Residential | CZ3 - Multi Family | New | Appliances | Natural Gas | Clothes Dryer
| Residential | CZ3 - Multi Family | New | Appliances | Natural Gas | Clothes Dryer
| Residential | CZ3 - Multi Family | New | Appliances | Natural Gas | Clothes Dryer
| Residential | CZ3 - Multi Family | New | Appliances | Natural Gas | Clothes Dryer
| Residential | CZ3 - Multi Family | New | Appliances | Natural Gas | Clothes Dryer
| Residential | CZ3 - Multi Family | New | Appliances | Natural Gas | Clothes Dryer
| Residential | CZ3 - Multi Family | New | Appliances | Natural Gas | Stove/Oven
| Residential | CZ3 - Multi Family | New | Appliances | Natural Gas | Stove/Oven
| Residential | CZ3 - Multi Family | New | Appliances | Natural Gas | Stove/Oven
| Residential | CZ3 - Multi Family | New | Appliances | Natural Gas | Stove/Oven
| Residential | CZ3 - Multi Family | New | Appliances | Natural Gas | Stove/Oven
| Residential | CZ3 - Multi Family | New | Appliances | Natural Gas | Stove/Oven
| Residential | CZ3 - Multi Family | New | Appliances | Natural Gas | Stove/Oven
| Residential | CZ3 - Multi Family | New | Appliances | Natural Gas | Stove/Oven
| Residential | CZ3 - Multi Family | New | Appliances | Natural Gas | Stove/Oven
| Residential | CZ3 - Multi Family | New | Appliances | Natural Gas | Stove/Oven
| Residential | CZ3 - Multi Family | New | Appliances | Natural Gas | Stove/Oven
| Residential | CZ3 - Multi Family | New | Miscellaneous | Natural Gas | Pool Heater
| Residential | CZ3 - Multi Family | New | Miscellaneous | Natural Gas | Pool Heater
| Residential | CZ3 - Multi Family | New | Miscellaneous | Natural Gas | Pool Heater
| Residential | CZ3 - Multi Family | New | Miscellaneous | Natural Gas | Pool Heater
| Residential | CZ3 - Multi Family | New | Miscellaneous | Natural Gas | Pool Heater
| Residential | CZ3 - Multi Family | New | Miscellaneous | Natural Gas | Pool Heater
| Residential | CZ3 - Multi Family | New | Miscellaneous | Natural Gas | Pool Heater
| Residential | CZ3 - Multi Family | New | Miscellaneous | Natural Gas | Pool Heater
| Residential | CZ3 - Multi Family | New | Miscellaneous | Natural Gas | Pool Heater
| Residential | CZ3 - Multi Family | New | Miscellaneous | Natural Gas | Pool Heater
| Residential | CZ3 - Multi Family | New | Miscellaneous | Natural Gas | Pool Heater
| Residential | CZ3 - Multi Family | New | Miscellaneous | Natural Gas | Miscellaneous
| Residential | CZ3 - Multi Family | New | Miscellaneous | Natural Gas | Miscellaneous
| Residential | CZ3 - Multi Family | New | Miscellaneous | Natural Gas | Miscellaneous
| Residential | CZ3 - Multi Family | New | Miscellaneous | Natural Gas | Miscellaneous
| Residential | CZ3 - Multi Family | New | Miscellaneous | Natural Gas | Miscellaneous
| Residential | CZ3 - Multi Family | New | Miscellaneous | Natural Gas | Miscellaneous
| Residential | CZ3 - Multi Family | New | Miscellaneous | Natural Gas | Miscellaneous
| Residential | CZ3 - Multi Family | New | Miscellaneous | Natural Gas | Miscellaneous
| Residential | CZ3 - Multi Family | New | Miscellaneous | Natural Gas | Miscellaneous
| Residential | CZ3 - Multi Family | New | Miscellaneous | Natural Gas | Miscellaneous
| Residential | CZ3 - Multi Family | New | Miscellaneous | Natural Gas | Miscellaneous
| Residential | CZ1 - Single Family | Existing | Space Heating | Natural Gas | Furnace - Direct Fuel
| Residential | CZ1 - Single Family | Existing | Space Heating | Natural Gas | Furnace - Direct Fuel
| Residential | CZ1 - Single Family | Existing | Space Heating | Natural Gas | Furnace - Direct Fuel
| Residential | CZ1 - Single Family | Existing | Space Heating | Natural Gas | Furnace - Direct Fuel
| Residential | CZ1 - Single Family | Existing | Space Heating | Natural Gas | Furnace - Direct Fuel
| Residential | CZ1 - Single Family | Existing | Space Heating | Natural Gas | Furnace - Direct Fuel
| Residential | CZ1 - Single Family | Existing | Space Heating | Natural Gas | Furnace - Direct Fuel
| Residential | CZ1 - Single Family | Existing | Space Heating | Natural Gas | Furnace - Direct Fuel
| Residential | CZ1 - Single Family | Existing | Space Heating | Natural Gas | Furnace - Direct Fuel
| Residential | CZ1 - Single Family | Existing | Space Heating | Natural Gas | Furnace - Direct Fuel
| Residential | CZ1 - Single Family | Existing | Space Heating | Natural Gas | Furnace - Direct Fuel
| Residential | CZ1 - Single Family | Existing | Space Heating | Natural Gas | Boiler - Direct Fuel
| Residential | CZ1 - Single Family | Existing | Space Heating | Natural Gas | Boiler - Direct Fuel
| Residential | CZ1 - Single Family | Existing | Space Heating | Natural Gas | Boiler - Direct Fuel
| Residential | CZ1 - Single Family | Existing | Space Heating | Natural Gas | Boiler - Direct Fuel
| Residential | CZ1 - Single Family | Existing | Space Heating | Natural Gas | Boiler - Direct Fuel
| Residential | CZ1 - Single Family | Existing | Space Heating | Natural Gas | Boiler - Direct Fuel
| Residential | CZ1 - Single Family | Existing | Space Heating | Natural Gas | Boiler - Direct Fuel
| Residential | CZ1 - Single Family | Existing | Space Heating | Natural Gas | Boiler - Direct Fuel
| Residential | CZ1 - Single Family | Existing | Space Heating | Natural Gas | Boiler - Direct Fuel
| Residential | CZ1 - Single Family | Existing | Space Heating | Natural Gas | Boiler - Direct Fuel
| Residential | CZ1 - Single Family | Existing | Space Heating | Natural Gas | Boiler - Direct Fuel
| Residential | CZ1 - Single Family | Existing | Secondary Heating | Natural Gas | Fireplace
| Residential | CZ1 - Single Family | Existing | Secondary Heating | Natural Gas | Fireplace
| Residential | CZ1 - Single Family | Existing | Secondary Heating | Natural Gas | Fireplace
| Residential | CZ1 - Single Family | Existing | Secondary Heating | Natural Gas | Fireplace
| Residential | CZ1 - Single Family | Existing | Secondary Heating | Natural Gas | Fireplace
| Residential | CZ1 - Single Family | Existing | Secondary Heating | Natural Gas | Fireplace
| Residential | CZ1 - Single Family | Existing | Secondary Heating | Natural Gas | Fireplace
| Residential | CZ1 - Single Family | Existing | Secondary Heating | Natural Gas | Fireplace
| Residential | CZ1 - Single Family | Existing | Secondary Heating | Natural Gas | Fireplace
| Residential | CZ1 - Single Family | Existing | Secondary Heating | Natural Gas | Fireplace
| Residential | CZ1 - Single Family | Existing | Secondary Heating | Natural Gas | Fireplace
| Residential | CZ1 - Single Family | Existing | Water Heating | Natural Gas | Water Heater <= 55 gal.
| Residential | CZ1 - Single Family | Existing | Water Heating | Natural Gas | Water Heater <= 55 gal.
| Residential | CZ1 - Single Family | Existing | Water Heating | Natural Gas | Water Heater <= 55 gal.
| Residential | CZ1 - Single Family | Existing | Water Heating | Natural Gas | Water Heater <= 55 gal.
| Residential | CZ1 - Single Family | Existing | Water Heating | Natural Gas | Water Heater <= 55 gal.
| Residential | CZ1 - Single Family | Existing | Water Heating | Natural Gas | Water Heater <= 55 gal.
| Residential | CZ1 - Single Family | Existing | Water Heating | Natural Gas | Water Heater <= 55 gal.
| Residential | CZ1 - Single Family | Existing | Water Heating | Natural Gas | Water Heater <= 55 gal.
| Residential | CZ1 - Single Family | Existing | Water Heating | Natural Gas | Water Heater <= 55 gal.
| Residential | CZ1 - Single Family | Existing | Water Heating | Natural Gas | Water Heater <= 55 gal.
| Residential | CZ1 - Single Family | Existing | Water Heating | Natural Gas | Water Heater <= 55 gal.
| Residential | CZ1 - Single Family | Existing | Water Heating | Natural Gas | Water Heater > 55 gal.
| Residential | CZ1 - Single Family | Existing | Water Heating | Natural Gas | Water Heater > 55 gal.
| Residential | CZ1 - Single Family | Existing | Water Heating | Natural Gas | Water Heater > 55 gal.
| Residential | CZ1 - Single Family | Existing | Water Heating | Natural Gas | Water Heater > 55 gal.
| Residential | CZ1 - Single Family | Existing | Water Heating | Natural Gas | Water Heater > 55 gal.
| Residential | CZ1 - Single Family | Existing | Water Heating | Natural Gas | Water Heater > 55 gal.
| Residential | CZ1 - Single Family | Existing | Water Heating | Natural Gas | Water Heater > 55 gal.
| Residential | CZ1 - Single Family | Existing | Water Heating | Natural Gas | Water Heater > 55 gal.
| Residential | CZ1 - Single Family | Existing | Water Heating | Natural Gas | Water Heater > 55 gal.
| Residential | CZ1 - Single Family | Existing | Water Heating | Natural Gas | Water Heater > 55 gal.
| Residential | CZ1 - Single Family | Existing | Water Heating | Natural Gas | Water Heater > 55 gal.
| Residential | CZ1 - Single Family | Existing | Appliances | Natural Gas | Clothes Dryer
| Residential | CZ1 - Single Family | Existing | Appliances | Natural Gas | Clothes Dryer
| Residential | CZ1 - Single Family | Existing | Appliances | Natural Gas | Clothes Dryer
| Residential | CZ1 - Single Family | Existing | Appliances | Natural Gas | Clothes Dryer
| Residential | CZ1 - Single Family | Existing | Appliances | Natural Gas | Clothes Dryer
| Residential | CZ1 - Single Family | Existing | Appliances | Natural Gas | Clothes Dryer
| Residential | CZ1 - Single Family | Existing | Appliances | Natural Gas | Clothes Dryer
| Residential | CZ1 - Single Family | Existing | Appliances | Natural Gas | Clothes Dryer
| Residential | CZ1 - Single Family | Existing | Appliances | Natural Gas | Clothes Dryer
| Residential | CZ1 - Single Family | Existing | Appliances | Natural Gas | Clothes Dryer
| Residential | CZ1 - Single Family | Existing | Appliances | Natural Gas | Clothes Dryer
| Residential | CZ1 - Single Family | Existing | Appliances | Natural Gas | Stove/Oven
| Residential | CZ1 - Single Family | Existing | Appliances | Natural Gas | Stove/Oven
| Residential | CZ1 - Single Family | Existing | Appliances | Natural Gas | Stove/Oven
| Residential | CZ1 - Single Family | Existing | Appliances | Natural Gas | Stove/Oven
| Residential | CZ1 - Single Family | Existing | Appliances | Natural Gas | Stove/Oven
| Residential | CZ1 - Single Family | Existing | Appliances | Natural Gas | Stove/Oven
| Residential | CZ1 - Single Family | Existing | Appliances | Natural Gas | Stove/Oven
| Residential | CZ1 - Single Family | Existing | Appliances | Natural Gas | Stove/Oven
| Residential | CZ1 - Single Family | Existing | Appliances | Natural Gas | Stove/Oven
| Residential | CZ1 - Single Family | Existing | Appliances | Natural Gas | Stove/Oven
| Residential | CZ1 - Single Family | Existing | Appliances | Natural Gas | Stove/Oven
| Residential | CZ1 - Single Family | Existing | Miscellaneous | Natural Gas | Pool Heater
| Residential | CZ1 - Single Family | Existing | Miscellaneous | Natural Gas | Pool Heater
| Residential | CZ1 - Single Family | Existing | Miscellaneous | Natural Gas | Pool Heater
| Residential | CZ1 - Single Family | Existing | Miscellaneous | Natural Gas | Pool Heater
| Residential | CZ1 - Single Family | Existing | Miscellaneous | Natural Gas | Pool Heater
| Residential | CZ1 - Single Family | Existing | Miscellaneous | Natural Gas | Pool Heater
| Residential | CZ1 - Single Family | Existing | Miscellaneous | Natural Gas | Pool Heater
| Residential | CZ1 - Single Family | Existing | Miscellaneous | Natural Gas | Pool Heater
| Residential | CZ1 - Single Family | Existing | Miscellaneous | Natural Gas | Pool Heater
| Residential | CZ1 - Single Family | Existing | Miscellaneous | Natural Gas | Pool Heater
| Residential | CZ1 - Single Family | Existing | Miscellaneous | Natural Gas | Pool Heater
| Residential | CZ1 - Single Family | Existing | Miscellaneous | Natural Gas | Miscellaneous
| Residential | CZ1 - Single Family | Existing | Miscellaneous | Natural Gas | Miscellaneous
| Residential | CZ1 - Single Family | Existing | Miscellaneous | Natural Gas | Miscellaneous
| Residential | CZ1 - Single Family | Existing | Miscellaneous | Natural Gas | Miscellaneous
| Residential | CZ1 - Single Family | Existing | Miscellaneous | Natural Gas | Miscellaneous
| Residential | CZ1 - Single Family | Existing | Miscellaneous | Natural Gas | Miscellaneous
| Residential | CZ1 - Single Family | Existing | Miscellaneous | Natural Gas | Miscellaneous
| Residential | CZ1 - Single Family | Existing | Miscellaneous | Natural Gas | Miscellaneous
| Residential | CZ1 - Single Family | Existing | Miscellaneous | Natural Gas | Miscellaneous
| Residential | CZ1 - Single Family | Existing | Miscellaneous | Natural Gas | Miscellaneous
| Residential | CZ1 - Single Family | Existing | Miscellaneous | Natural Gas | Miscellaneous
| Residential | CZ1 - Single Family | New | Space Heating | Natural Gas | Furnace - Direct Fuel
| Residential | CZ1 - Single Family | New | Space Heating | Natural Gas | Furnace - Direct Fuel
| Residential | CZ1 - Single Family | New | Space Heating | Natural Gas | Furnace - Direct Fuel
| Residential | CZ1 - Single Family | New | Space Heating | Natural Gas | Furnace - Direct Fuel
| Residential | CZ1 - Single Family | New | Space Heating | Natural Gas | Furnace - Direct Fuel
| Residential | CZ1 - Single Family | New | Space Heating | Natural Gas | Furnace - Direct Fuel
| Residential | CZ1 - Single Family | New | Space Heating | Natural Gas | Furnace - Direct Fuel
| Residential | CZ1 - Single Family | New | Space Heating | Natural Gas | Furnace - Direct Fuel
| Residential | CZ1 - Single Family | New | Space Heating | Natural Gas | Furnace - Direct Fuel
| Residential | CZ1 - Single Family | New | Space Heating | Natural Gas | Furnace - Direct Fuel
| Residential | CZ1 - Single Family | New | Space Heating | Natural Gas | Furnace - Direct Fuel
| Residential | CZ1 - Single Family | New | Space Heating | Natural Gas | Boiler - Direct Fuel
| Residential | CZ1 - Single Family | New | Space Heating | Natural Gas | Boiler - Direct Fuel
| Residential | CZ1 - Single Family | New | Space Heating | Natural Gas | Boiler - Direct Fuel
| Residential | CZ1 - Single Family | New | Space Heating | Natural Gas | Boiler - Direct Fuel
| Residential | CZ1 - Single Family | New | Space Heating | Natural Gas | Boiler - Direct Fuel
| Residential | CZ1 - Single Family | New | Space Heating | Natural Gas | Boiler - Direct Fuel
| Residential | CZ1 - Single Family | New | Space Heating | Natural Gas | Boiler - Direct Fuel
| Residential | CZ1 - Single Family | New | Space Heating | Natural Gas | Boiler - Direct Fuel
| Residential | CZ1 - Single Family | New | Space Heating | Natural Gas | Boiler - Direct Fuel
| Residential | CZ1 - Single Family | New | Space Heating | Natural Gas | Boiler - Direct Fuel
| Residential | CZ1 - Single Family | New | Space Heating | Natural Gas | Boiler - Direct Fuel
| Residential | CZ1 - Single Family | New | Secondary Heating | Natural Gas | Fireplace
| Residential | CZ1 - Single Family | New | Secondary Heating | Natural Gas | Fireplace
| Residential | CZ1 - Single Family | New | Secondary Heating | Natural Gas | Fireplace
| Residential | CZ1 - Single Family | New | Secondary Heating | Natural Gas | Fireplace
| Residential | CZ1 - Single Family | New | Secondary Heating | Natural Gas | Fireplace
| Residential | CZ1 - Single Family | New | Secondary Heating | Natural Gas | Fireplace
| Residential | CZ1 - Single Family | New | Secondary Heating | Natural Gas | Fireplace
| Residential | CZ1 - Single Family | New | Secondary Heating | Natural Gas | Fireplace
| Residential | CZ1 - Single Family | New | Secondary Heating | Natural Gas | Fireplace
| Residential | CZ1 - Single Family | New | Secondary Heating | Natural Gas | Fireplace
| Residential | CZ1 - Single Family | New | Secondary Heating | Natural Gas | Fireplace
| Residential | CZ1 - Single Family | New | Water Heating | Natural Gas | Water Heater <= 55 gal.
| Residential | CZ1 - Single Family | New | Water Heating | Natural Gas | Water Heater <= 55 gal.
| Residential | CZ1 - Single Family | New | Water Heating | Natural Gas | Water Heater <= 55 gal.
| Residential | CZ1 - Single Family | New | Water Heating | Natural Gas | Water Heater <= 55 gal.
| Residential | CZ1 - Single Family | New | Water Heating | Natural Gas | Water Heater <= 55 gal.
| Residential | CZ1 - Single Family | New | Water Heating | Natural Gas | Water Heater <= 55 gal.
| Residential | CZ1 - Single Family | New | Water Heating | Natural Gas | Water Heater <= 55 gal.
| Residential | CZ1 - Single Family | New | Water Heating | Natural Gas | Water Heater <= 55 gal.
| Residential | CZ1 - Single Family | New | Water Heating | Natural Gas | Water Heater <= 55 gal.
| Residential | CZ1 - Single Family | New | Water Heating | Natural Gas | Water Heater <= 55 gal.
| Residential | CZ1 - Single Family | New | Water Heating | Natural Gas | Water Heater <= 55 gal.
| Residential | CZ1 - Single Family | New | Water Heating | Natural Gas | Water Heater > 55 gal.
| Residential | CZ1 - Single Family | New | Water Heating | Natural Gas | Water Heater > 55 gal.
| Residential | CZ1 - Single Family | New | Water Heating | Natural Gas | Water Heater > 55 gal.
| Residential | CZ1 - Single Family | New | Water Heating | Natural Gas | Water Heater > 55 gal.
| Residential | CZ1 - Single Family | New | Water Heating | Natural Gas | Water Heater > 55 gal.
| Residential | CZ1 - Single Family | New | Water Heating | Natural Gas | Water Heater > 55 gal.
| Residential | CZ1 - Single Family | New | Water Heating | Natural Gas | Water Heater > 55 gal.
| Residential | CZ1 - Single Family | New | Water Heating | Natural Gas | Water Heater > 55 gal.
| Residential | CZ1 - Single Family | New | Water Heating | Natural Gas | Water Heater > 55 gal.
| Residential | CZ1 - Single Family | New | Water Heating | Natural Gas | Water Heater > 55 gal.
| Residential | CZ1 - Single Family | New | Water Heating | Natural Gas | Water Heater > 55 gal.
| Residential | CZ1 - Single Family | New | Appliances | Natural Gas | Clothes Dryer
| Residential | CZ1 - Single Family | New | Appliances | Natural Gas | Clothes Dryer
| Residential | CZ1 - Single Family | New | Appliances | Natural Gas | Clothes Dryer
| Residential | CZ1 - Single Family | New | Appliances | Natural Gas | Clothes Dryer
| Residential | CZ1 - Single Family | New | Appliances | Natural Gas | Clothes Dryer
| Residential | CZ1 - Single Family | New | Appliances | Natural Gas | Clothes Dryer
| Residential | CZ1 - Single Family | New | Appliances | Natural Gas | Clothes Dryer
| Residential | CZ1 - Single Family | New | Appliances | Natural Gas | Clothes Dryer
| Residential | CZ1 - Single Family | New | Appliances | Natural Gas | Clothes Dryer
| Residential | CZ1 - Single Family | New | Appliances | Natural Gas | Clothes Dryer
| Residential | CZ1 - Single Family | New | Appliances | Natural Gas | Clothes Dryer
| Residential | CZ1 - Single Family | New | Appliances | Natural Gas | Stove/Oven
| Residential | CZ1 - Single Family | New | Appliances | Natural Gas | Stove/Oven
| Residential | CZ1 - Single Family | New | Appliances | Natural Gas | Stove/Oven
| Residential | CZ1 - Single Family | New | Appliances | Natural Gas | Stove/Oven
| Residential | CZ1 - Single Family | New | Appliances | Natural Gas | Stove/Oven
| Residential | CZ1 - Single Family | New | Appliances | Natural Gas | Stove/Oven
| Residential | CZ1 - Single Family | New | Appliances | Natural Gas | Stove/Oven
| Residential | CZ1 - Single Family | New | Appliances | Natural Gas | Stove/Oven
| Residential | CZ1 - Single Family | New | Appliances | Natural Gas | Stove/Oven
| Residential | CZ1 - Single Family | New | Appliances | Natural Gas | Stove/Oven
| Residential | CZ1 - Single Family | New | Appliances | Natural Gas | Stove/Oven
| Residential | CZ1 - Single Family | New | Miscellaneous | Natural Gas | Pool Heater
| Residential | CZ1 - Single Family | New | Miscellaneous | Natural Gas | Pool Heater
| Residential | CZ1 - Single Family | New | Miscellaneous | Natural Gas | Pool Heater
| Residential | CZ1 - Single Family | New | Miscellaneous | Natural Gas | Pool Heater
| Residential | CZ1 - Single Family | New | Miscellaneous | Natural Gas | Pool Heater
| Residential | CZ1 - Single Family | New | Miscellaneous | Natural Gas | Pool Heater
| Residential | CZ1 - Single Family | New | Miscellaneous | Natural Gas | Pool Heater
| Residential | CZ1 - Single Family | New | Miscellaneous | Natural Gas | Pool Heater
| Residential | CZ1 - Single Family | New | Miscellaneous | Natural Gas | Pool Heater
| Residential | CZ1 - Single Family | New | Miscellaneous | Natural Gas | Pool Heater
| Residential | CZ1 - Single Family | New | Miscellaneous | Natural Gas | Pool Heater
| Residential | CZ1 - Single Family | New | Miscellaneous | Natural Gas | Miscellaneous
| Residential | CZ1 - Single Family | New | Miscellaneous | Natural Gas | Miscellaneous
| Residential | CZ1 - Single Family | New | Miscellaneous | Natural Gas | Miscellaneous
| Residential | CZ1 - Single Family | New | Miscellaneous | Natural Gas | Miscellaneous
| Residential | CZ1 - Single Family | New | Miscellaneous | Natural Gas | Miscellaneous
| Residential | CZ1 - Single Family | New | Miscellaneous | Natural Gas | Miscellaneous
| Residential | CZ1 - Single Family | New | Miscellaneous | Natural Gas | Miscellaneous
| Residential | CZ1 - Single Family | New | Miscellaneous | Natural Gas | Miscellaneous
| Residential | CZ1 - Single Family | New | Miscellaneous | Natural Gas | Miscellaneous
| Residential | CZ1 - Single Family | New | Miscellaneous | Natural Gas | Miscellaneous
| Residential | CZ1 - Single Family | New | Miscellaneous | Natural Gas | Miscellaneous
| Residential | CZ1 - Multi Family | Existing | Space Heating | Natural Gas | Furnace - Direct Fuel
| Residential | CZ1 - Multi Family | Existing | Space Heating | Natural Gas | Furnace - Direct Fuel
| Residential | CZ1 - Multi Family | Existing | Space Heating | Natural Gas | Furnace - Direct Fuel
| Residential | CZ1 - Multi Family | Existing | Space Heating | Natural Gas | Furnace - Direct Fuel
| Residential | CZ1 - Multi Family | Existing | Space Heating | Natural Gas | Furnace - Direct Fuel
| Residential | CZ1 - Multi Family | Existing | Space Heating | Natural Gas | Furnace - Direct Fuel
| Residential | CZ1 - Multi Family | Existing | Space Heating | Natural Gas | Furnace - Direct Fuel
| Residential | CZ1 - Multi Family | Existing | Space Heating | Natural Gas | Furnace - Direct Fuel
| Residential | CZ1 - Multi Family | Existing | Space Heating | Natural Gas | Furnace - Direct Fuel
| Residential | CZ1 - Multi Family | Existing | Space Heating | Natural Gas | Furnace - Direct Fuel
| Residential | CZ1 - Multi Family | Existing | Space Heating | Natural Gas | Furnace - Direct Fuel
| Residential | CZ1 - Multi Family | Existing | Space Heating | Natural Gas | Boiler - Direct Fuel
| Residential | CZ1 - Multi Family | Existing | Space Heating | Natural Gas | Boiler - Direct Fuel
| Residential | CZ1 - Multi Family | Existing | Space Heating | Natural Gas | Boiler - Direct Fuel
| Residential | CZ1 - Multi Family | Existing | Space Heating | Natural Gas | Boiler - Direct Fuel
| Residential | CZ1 - Multi Family | Existing | Space Heating | Natural Gas | Boiler - Direct Fuel
| Residential | CZ1 - Multi Family | Existing | Space Heating | Natural Gas | Boiler - Direct Fuel
| Residential | CZ1 - Multi Family | Existing | Space Heating | Natural Gas | Boiler - Direct Fuel
| Residential | CZ1 - Multi Family | Existing | Space Heating | Natural Gas | Boiler - Direct Fuel
| Residential | CZ1 - Multi Family | Existing | Space Heating | Natural Gas | Boiler - Direct Fuel
| Residential | CZ1 - Multi Family | Existing | Space Heating | Natural Gas | Boiler - Direct Fuel
| Residential | CZ1 - Multi Family | Existing | Space Heating | Natural Gas | Boiler - Direct Fuel
| Residential | CZ1 - Multi Family | Existing | Secondary Heating | Natural Gas | Fireplace
| Residential | CZ1 - Multi Family | Existing | Secondary Heating | Natural Gas | Fireplace
| Residential | CZ1 - Multi Family | Existing | Secondary Heating | Natural Gas | Fireplace
| Residential | CZ1 - Multi Family | Existing | Secondary Heating | Natural Gas | Fireplace
| Residential | CZ1 - Multi Family | Existing | Secondary Heating | Natural Gas | Fireplace
| Residential | CZ1 - Multi Family | Existing | Secondary Heating | Natural Gas | Fireplace
| Residential | CZ1 - Multi Family | Existing | Secondary Heating | Natural Gas | Fireplace
| Residential | CZ1 - Multi Family | Existing | Secondary Heating | Natural Gas | Fireplace
| Residential | CZ1 - Multi Family | Existing | Secondary Heating | Natural Gas | Fireplace
| Residential | CZ1 - Multi Family | Existing | Secondary Heating | Natural Gas | Fireplace
| Residential | CZ1 - Multi Family | Existing | Secondary Heating | Natural Gas | Fireplace
| Residential | CZ1 - Multi Family | Existing | Water Heating | Natural Gas | Water Heater <= 55 gal.
| Residential | CZ1 - Multi Family | Existing | Water Heating | Natural Gas | Water Heater <= 55 gal.
| Residential | CZ1 - Multi Family | Existing | Water Heating | Natural Gas | Water Heater <= 55 gal.
| Residential | CZ1 - Multi Family | Existing | Water Heating | Natural Gas | Water Heater <= 55 gal.
| Residential | CZ1 - Multi Family | Existing | Water Heating | Natural Gas | Water Heater <= 55 gal.
| Residential | CZ1 - Multi Family | Existing | Water Heating | Natural Gas | Water Heater <= 55 gal.
| Residential | CZ1 - Multi Family | Existing | Water Heating | Natural Gas | Water Heater <= 55 gal.
| Residential | CZ1 - Multi Family | Existing | Water Heating | Natural Gas | Water Heater <= 55 gal.
| Residential | CZ1 - Multi Family | Existing | Water Heating | Natural Gas | Water Heater <= 55 gal.
| Residential | CZ1 - Multi Family | Existing | Water Heating | Natural Gas | Water Heater <= 55 gal.
| Residential | CZ1 - Multi Family | Existing | Water Heating | Natural Gas | Water Heater <= 55 gal.
| Residential | CZ1 - Multi Family | Existing | Water Heating | Natural Gas | Water Heater > 55 gal.
| Residential | CZ1 - Multi Family | Existing | Water Heating | Natural Gas | Water Heater > 55 gal.
| Residential | CZ1 - Multi Family | Existing | Water Heating | Natural Gas | Water Heater > 55 gal.
| Residential | CZ1 - Multi Family | Existing | Water Heating | Natural Gas | Water Heater > 55 gal.
| Residential | CZ1 - Multi Family | Existing | Water Heating | Natural Gas | Water Heater > 55 gal.
| Residential | CZ1 - Multi Family | Existing | Water Heating | Natural Gas | Water Heater > 55 gal.
| Residential | CZ1 - Multi Family | Existing | Water Heating | Natural Gas | Water Heater > 55 gal.
| Residential | CZ1 - Multi Family | Existing | Water Heating | Natural Gas | Water Heater > 55 gal.
| Residential | CZ1 - Multi Family | Existing | Water Heating | Natural Gas | Water Heater > 55 gal.
| Residential | CZ1 - Multi Family | Existing | Water Heating | Natural Gas | Water Heater > 55 gal.
| Residential | CZ1 - Multi Family | Existing | Water Heating | Natural Gas | Water Heater > 55 gal.
| Residential | CZ1 - Multi Family | Existing | Appliances | Natural Gas | Clothes Dryer
| Residential | CZ1 - Multi Family | Existing | Appliances | Natural Gas | Clothes Dryer
| Residential | CZ1 - Multi Family | Existing | Appliances | Natural Gas | Clothes Dryer
| Residential | CZ1 - Multi Family | Existing | Appliances | Natural Gas | Clothes Dryer
| Residential | CZ1 - Multi Family | Existing | Appliances | Natural Gas | Clothes Dryer
| Residential | CZ1 - Multi Family | Existing | Appliances | Natural Gas | Clothes Dryer
| Residential | CZ1 - Multi Family | Existing | Appliances | Natural Gas | Clothes Dryer
| Residential | CZ1 - Multi Family | Existing | Appliances | Natural Gas | Clothes Dryer
| Residential | CZ1 - Multi Family | Existing | Appliances | Natural Gas | Clothes Dryer
| Residential | CZ1 - Multi Family | Existing | Appliances | Natural Gas | Clothes Dryer
| Residential | CZ1 - Multi Family | Existing | Appliances | Natural Gas | Clothes Dryer
| Residential | CZ1 - Multi Family | Existing | Appliances | Natural Gas | Stove/Oven
| Residential | CZ1 - Multi Family | Existing | Appliances | Natural Gas | Stove/Oven
| Residential | CZ1 - Multi Family | Existing | Appliances | Natural Gas | Stove/Oven
| Residential | CZ1 - Multi Family | Existing | Appliances | Natural Gas | Stove/Oven
| Residential | CZ1 - Multi Family | Existing | Appliances | Natural Gas | Stove/Oven
| Residential | CZ1 - Multi Family | Existing | Appliances | Natural Gas | Stove/Oven
| Residential | CZ1 - Multi Family | Existing | Appliances | Natural Gas | Stove/Oven
| Residential | CZ1 - Multi Family | Existing | Appliances | Natural Gas | Stove/Oven
| Residential | CZ1 - Multi Family | Existing | Appliances | Natural Gas | Stove/Oven
| Residential | CZ1 - Multi Family | Existing | Appliances | Natural Gas | Stove/Oven
| Residential | CZ1 - Multi Family | Existing | Appliances | Natural Gas | Stove/Oven
| Residential | CZ1 - Multi Family | Existing | Miscellaneous | Natural Gas | Pool Heater
| Residential | CZ1 - Multi Family | Existing | Miscellaneous | Natural Gas | Pool Heater
| Residential | CZ1 - Multi Family | Existing | Miscellaneous | Natural Gas | Pool Heater
| Residential | CZ1 - Multi Family | Existing | Miscellaneous | Natural Gas | Pool Heater
| Residential | CZ1 - Multi Family | Existing | Miscellaneous | Natural Gas | Pool Heater
| Residential | CZ1 - Multi Family | Existing | Miscellaneous | Natural Gas | Pool Heater
| Residential | CZ1 - Multi Family | Existing | Miscellaneous | Natural Gas | Pool Heater
| Residential | CZ1 - Multi Family | Existing | Miscellaneous | Natural Gas | Pool Heater
| Residential | CZ1 - Multi Family | Existing | Miscellaneous | Natural Gas | Pool Heater
| Residential | CZ1 - Multi Family | Existing | Miscellaneous | Natural Gas | Pool Heater
| Residential | CZ1 - Multi Family | Existing | Miscellaneous | Natural Gas | Pool Heater
| Residential | CZ1 - Multi Family | Existing | Miscellaneous | Natural Gas | Miscellaneous
| Residential | CZ1 - Multi Family | Existing | Miscellaneous | Natural Gas | Miscellaneous
| Residential | CZ1 - Multi Family | Existing | Miscellaneous | Natural Gas | Miscellaneous
| Residential | CZ1 - Multi Family | Existing | Miscellaneous | Natural Gas | Miscellaneous
| Residential | CZ1 - Multi Family | Existing | Miscellaneous | Natural Gas | Miscellaneous
| Residential | CZ1 - Multi Family | Existing | Miscellaneous | Natural Gas | Miscellaneous
| Residential | CZ1 - Multi Family | Existing | Miscellaneous | Natural Gas | Miscellaneous
| Residential | CZ1 - Multi Family | Existing | Miscellaneous | Natural Gas | Miscellaneous
| Residential | CZ1 - Multi Family | Existing | Miscellaneous | Natural Gas | Miscellaneous
| Residential | CZ1 - Multi Family | Existing | Miscellaneous | Natural Gas | Miscellaneous
| Residential | CZ1 - Multi Family | Existing | Miscellaneous | Natural Gas | Miscellaneous
| Residential | CZ1 - Multi Family | New | Space Heating | Natural Gas | Furnace - Direct Fuel
| Residential | CZ1 - Multi Family | New | Space Heating | Natural Gas | Furnace - Direct Fuel
| Residential | CZ1 - Multi Family | New | Space Heating | Natural Gas | Furnace - Direct Fuel
| Residential | CZ1 - Multi Family | New | Space Heating | Natural Gas | Furnace - Direct Fuel
| Residential | CZ1 - Multi Family | New | Space Heating | Natural Gas | Furnace - Direct Fuel
| Residential | CZ1 - Multi Family | New | Space Heating | Natural Gas | Furnace - Direct Fuel
| Residential | CZ1 - Multi Family | New | Space Heating | Natural Gas | Furnace - Direct Fuel
| Residential | CZ1 - Multi Family | New | Space Heating | Natural Gas | Furnace - Direct Fuel
| Residential | CZ1 - Multi Family | New | Space Heating | Natural Gas | Furnace - Direct Fuel
| Residential | CZ1 - Multi Family | New | Space Heating | Natural Gas | Furnace - Direct Fuel
| Residential | CZ1 - Multi Family | New | Space Heating | Natural Gas | Furnace - Direct Fuel
| Residential | CZ1 - Multi Family | New | Space Heating | Natural Gas | Boiler - Direct Fuel
| Residential | CZ1 - Multi Family | New | Space Heating | Natural Gas | Boiler - Direct Fuel
| Residential | CZ1 - Multi Family | New | Space Heating | Natural Gas | Boiler - Direct Fuel
| Residential | CZ1 - Multi Family | New | Space Heating | Natural Gas | Boiler - Direct Fuel
| Residential | CZ1 - Multi Family | New | Space Heating | Natural Gas | Boiler - Direct Fuel
| Residential | CZ1 - Multi Family | New | Space Heating | Natural Gas | Boiler - Direct Fuel
| Residential | CZ1 - Multi Family | New | Space Heating | Natural Gas | Boiler - Direct Fuel
| Residential | CZ1 - Multi Family | New | Space Heating | Natural Gas | Boiler - Direct Fuel
| Residential | CZ1 - Multi Family | New | Space Heating | Natural Gas | Boiler - Direct Fuel
| Residential | CZ1 - Multi Family | New | Space Heating | Natural Gas | Boiler - Direct Fuel
| Residential | CZ1 - Multi Family | New | Space Heating | Natural Gas | Boiler - Direct Fuel
| Residential | CZ1 - Multi Family | New | Secondary Heating | Natural Gas | Fireplace
| Residential | CZ1 - Multi Family | New | Secondary Heating | Natural Gas | Fireplace
| Residential | CZ1 - Multi Family | New | Secondary Heating | Natural Gas | Fireplace
| Residential | CZ1 - Multi Family | New | Secondary Heating | Natural Gas | Fireplace
| Residential | CZ1 - Multi Family | New | Secondary Heating | Natural Gas | Fireplace
| Residential | CZ1 - Multi Family | New | Secondary Heating | Natural Gas | Fireplace
| Residential | CZ1 - Multi Family | New | Secondary Heating | Natural Gas | Fireplace
| Residential | CZ1 - Multi Family | New | Secondary Heating | Natural Gas | Fireplace
| Residential | CZ1 - Multi Family | New | Secondary Heating | Natural Gas | Fireplace
| Residential | CZ1 - Multi Family | New | Secondary Heating | Natural Gas | Fireplace
| Residential | CZ1 - Multi Family | New | Secondary Heating | Natural Gas | Fireplace
| Residential | CZ1 - Multi Family | New | Water Heating | Natural Gas | Water Heater <= 55 gal.
| Residential | CZ1 - Multi Family | New | Water Heating | Natural Gas | Water Heater <= 55 gal.
| Residential | CZ1 - Multi Family | New | Water Heating | Natural Gas | Water Heater <= 55 gal.
| Residential | CZ1 - Multi Family | New | Water Heating | Natural Gas | Water Heater <= 55 gal.
| Residential | CZ1 - Multi Family | New | Water Heating | Natural Gas | Water Heater <= 55 gal.
| Residential | CZ1 - Multi Family | New | Water Heating | Natural Gas | Water Heater <= 55 gal.
| Residential | CZ1 - Multi Family | New | Water Heating | Natural Gas | Water Heater <= 55 gal.
| Residential | CZ1 - Multi Family | New | Water Heating | Natural Gas | Water Heater <= 55 gal.
| Residential | CZ1 - Multi Family | New | Water Heating | Natural Gas | Water Heater <= 55 gal.
| Residential | CZ1 - Multi Family | New | Water Heating | Natural Gas | Water Heater <= 55 gal.
| Residential | CZ1 - Multi Family | New | Water Heating | Natural Gas | Water Heater <= 55 gal.
| Residential | CZ1 - Multi Family | New | Water Heating | Natural Gas | Water Heater > 55 gal.
| Residential | CZ1 - Multi Family | New | Water Heating | Natural Gas | Water Heater > 55 gal.
| Residential | CZ1 - Multi Family | New | Water Heating | Natural Gas | Water Heater > 55 gal.
| Residential | CZ1 - Multi Family | New | Water Heating | Natural Gas | Water Heater > 55 gal.
| Residential | CZ1 - Multi Family | New | Water Heating | Natural Gas | Water Heater > 55 gal.
| Residential | CZ1 - Multi Family | New | Water Heating | Natural Gas | Water Heater > 55 gal.
| Residential | CZ1 - Multi Family | New | Water Heating | Natural Gas | Water Heater > 55 gal.
| Residential | CZ1 - Multi Family | New | Water Heating | Natural Gas | Water Heater > 55 gal.
| Residential | CZ1 - Multi Family | New | Water Heating | Natural Gas | Water Heater > 55 gal.
| Residential | CZ1 - Multi Family | New | Water Heating | Natural Gas | Water Heater > 55 gal.
| Residential | CZ1 - Multi Family | New | Water Heating | Natural Gas | Water Heater > 55 gal.
| Residential | CZ1 - Multi Family | New | Appliances | Natural Gas | Clothes Dryer
| Residential | CZ1 - Multi Family | New | Appliances | Natural Gas | Clothes Dryer
| Residential | CZ1 - Multi Family | New | Appliances | Natural Gas | Clothes Dryer
| Residential | CZ1 - Multi Family | New | Appliances | Natural Gas | Clothes Dryer
| Residential | CZ1 - Multi Family | New | Appliances | Natural Gas | Clothes Dryer
| Residential | CZ1 - Multi Family | New | Appliances | Natural Gas | Clothes Dryer
| Residential | CZ1 - Multi Family | New | Appliances | Natural Gas | Clothes Dryer
| Residential | CZ1 - Multi Family | New | Appliances | Natural Gas | Clothes Dryer
| Residential | CZ1 - Multi Family | New | Appliances | Natural Gas | Clothes Dryer
| Residential | CZ1 - Multi Family | New | Appliances | Natural Gas | Clothes Dryer
| Residential | CZ1 - Multi Family | New | Appliances | Natural Gas | Clothes Dryer
| Residential | CZ1 - Multi Family | New | Appliances | Natural Gas | Stove/Oven
| Residential | CZ1 - Multi Family | New | Appliances | Natural Gas | Stove/Oven
| Residential | CZ1 - Multi Family | New | Appliances | Natural Gas | Stove/Oven
| Residential | CZ1 - Multi Family | New | Appliances | Natural Gas | Stove/Oven
| Residential | CZ1 - Multi Family | New | Appliances | Natural Gas | Stove/Oven
| Residential | CZ1 - Multi Family | New | Appliances | Natural Gas | Stove/Oven
| Residential | CZ1 - Multi Family | New | Appliances | Natural Gas | Stove/Oven
| Residential | CZ1 - Multi Family | New | Appliances | Natural Gas | Stove/Oven
| Residential | CZ1 - Multi Family | New | Appliances | Natural Gas | Stove/Oven
| Residential | CZ1 - Multi Family | New | Appliances | Natural Gas | Stove/Oven
| Residential | CZ1 - Multi Family | New | Appliances | Natural Gas | Stove/Oven
| Residential | CZ1 - Multi Family | New | Miscellaneous | Natural Gas | Pool Heater
| Residential | CZ1 - Multi Family | New | Miscellaneous | Natural Gas | Pool Heater
| Residential | CZ1 - Multi Family | New | Miscellaneous | Natural Gas | Pool Heater
| Residential | CZ1 - Multi Family | New | Miscellaneous | Natural Gas | Pool Heater
| Residential | CZ1 - Multi Family | New | Miscellaneous | Natural Gas | Pool Heater
| Residential | CZ1 - Multi Family | New | Miscellaneous | Natural Gas | Pool Heater
| Residential | CZ1 - Multi Family | New | Miscellaneous | Natural Gas | Pool Heater
| Residential | CZ1 - Multi Family | New | Miscellaneous | Natural Gas | Pool Heater
| Residential | CZ1 - Multi Family | New | Miscellaneous | Natural Gas | Pool Heater
| Residential | CZ1 - Multi Family | New | Miscellaneous | Natural Gas | Pool Heater
| Residential | CZ1 - Multi Family | New | Miscellaneous | Natural Gas | Pool Heater
| Residential | CZ1 - Multi Family | New | Miscellaneous | Natural Gas | Miscellaneous
| Residential | CZ1 - Multi Family | New | Miscellaneous | Natural Gas | Miscellaneous
| Residential | CZ1 - Multi Family | New | Miscellaneous | Natural Gas | Miscellaneous
| Residential | CZ1 - Multi Family | New | Miscellaneous | Natural Gas | Miscellaneous
| Residential | CZ1 - Multi Family | New | Miscellaneous | Natural Gas | Miscellaneous
| Residential | CZ1 - Multi Family | New | Miscellaneous | Natural Gas | Miscellaneous
| Residential | CZ1 - Multi Family | New | Miscellaneous | Natural Gas | Miscellaneous
| Residential | CZ1 - Multi Family | New | Miscellaneous | Natural Gas | Miscellaneous
| Residential | CZ1 - Multi Family | New | Miscellaneous | Natural Gas | Miscellaneous
| Residential | CZ1 - Multi Family | New | Miscellaneous | Natural Gas | Miscellaneous
| Residential | CZ1 - Multi Family | New | Miscellaneous | Natural Gas | Miscellaneous
| Residential | CZ2 - Single Family | Existing | Space Heating | Natural Gas | Furnace - Direct Fuel
| Residential | CZ2 - Single Family | Existing | Space Heating | Natural Gas | Furnace - Direct Fuel
| Residential | CZ2 - Single Family | Existing | Space Heating | Natural Gas | Furnace - Direct Fuel
| Residential | CZ2 - Single Family | Existing | Space Heating | Natural Gas | Furnace - Direct Fuel
| Residential | CZ2 - Single Family | Existing | Space Heating | Natural Gas | Furnace - Direct Fuel
| Residential | CZ2 - Single Family | Existing | Space Heating | Natural Gas | Furnace - Direct Fuel
| Residential | CZ2 - Single Family | Existing | Space Heating | Natural Gas | Furnace - Direct Fuel
| Residential | CZ2 - Single Family | Existing | Space Heating | Natural Gas | Furnace - Direct Fuel
| Residential | CZ2 - Single Family | Existing | Space Heating | Natural Gas | Furnace - Direct Fuel
| Residential | CZ2 - Single Family | Existing | Space Heating | Natural Gas | Furnace - Direct Fuel
| Residential | CZ2 - Single Family | Existing | Space Heating | Natural Gas | Furnace - Direct Fuel
| Residential | CZ2 - Single Family | Existing | Space Heating | Natural Gas | Boiler - Direct Fuel
| Residential | CZ2 - Single Family | Existing | Space Heating | Natural Gas | Boiler - Direct Fuel
| Residential | CZ2 - Single Family | Existing | Space Heating | Natural Gas | Boiler - Direct Fuel
| Residential | CZ2 - Single Family | Existing | Space Heating | Natural Gas | Boiler - Direct Fuel
| Residential | CZ2 - Single Family | Existing | Space Heating | Natural Gas | Boiler - Direct Fuel
| Residential | CZ2 - Single Family | Existing | Space Heating | Natural Gas | Boiler - Direct Fuel
| Residential | CZ2 - Single Family | Existing | Space Heating | Natural Gas | Boiler - Direct Fuel
| Residential | CZ2 - Single Family | Existing | Space Heating | Natural Gas | Boiler - Direct Fuel
| Residential | CZ2 - Single Family | Existing | Space Heating | Natural Gas | Boiler - Direct Fuel
| Residential | CZ2 - Single Family | Existing | Space Heating | Natural Gas | Boiler - Direct Fuel
| Residential | CZ2 - Single Family | Existing | Space Heating | Natural Gas | Boiler - Direct Fuel
| Residential | CZ2 - Single Family | Existing | Secondary Heating | Natural Gas | Fireplace
| Residential | CZ2 - Single Family | Existing | Secondary Heating | Natural Gas | Fireplace
| Residential | CZ2 - Single Family | Existing | Secondary Heating | Natural Gas | Fireplace
| Residential | CZ2 - Single Family | Existing | Secondary Heating | Natural Gas | Fireplace
| Residential | CZ2 - Single Family | Existing | Secondary Heating | Natural Gas | Fireplace
| Residential | CZ2 - Single Family | Existing | Secondary Heating | Natural Gas | Fireplace
| Residential | CZ2 - Single Family | Existing | Secondary Heating | Natural Gas | Fireplace
| Residential | CZ2 - Single Family | Existing | Secondary Heating | Natural Gas | Fireplace
| Residential | CZ2 - Single Family | Existing | Secondary Heating | Natural Gas | Fireplace
| Residential | CZ2 - Single Family | Existing | Secondary Heating | Natural Gas | Fireplace
| Residential | CZ2 - Single Family | Existing | Secondary Heating | Natural Gas | Fireplace
| Residential | CZ2 - Single Family | Existing | Water Heating | Natural Gas | Water Heater <= 55 gal.
| Residential | CZ2 - Single Family | Existing | Water Heating | Natural Gas | Water Heater <= 55 gal.
| Residential | CZ2 - Single Family | Existing | Water Heating | Natural Gas | Water Heater <= 55 gal.
| Residential | CZ2 - Single Family | Existing | Water Heating | Natural Gas | Water Heater <= 55 gal.
| Residential | CZ2 - Single Family | Existing | Water Heating | Natural Gas | Water Heater <= 55 gal.
| Residential | CZ2 - Single Family | Existing | Water Heating | Natural Gas | Water Heater <= 55 gal.
| Residential | CZ2 - Single Family | Existing | Water Heating | Natural Gas | Water Heater <= 55 gal.
| Residential | CZ2 - Single Family | Existing | Water Heating | Natural Gas | Water Heater <= 55 gal.
| Residential | CZ2 - Single Family | Existing | Water Heating | Natural Gas | Water Heater <= 55 gal.
| Residential | CZ2 - Single Family | Existing | Water Heating | Natural Gas | Water Heater <= 55 gal.
| Residential | CZ2 - Single Family | Existing | Water Heating | Natural Gas | Water Heater <= 55 gal.
| Residential | CZ2 - Single Family | Existing | Water Heating | Natural Gas | Water Heater > 55 gal.
| Residential | CZ2 - Single Family | Existing | Water Heating | Natural Gas | Water Heater > 55 gal.
| Residential | CZ2 - Single Family | Existing | Water Heating | Natural Gas | Water Heater > 55 gal.
| Residential | CZ2 - Single Family | Existing | Water Heating | Natural Gas | Water Heater > 55 gal.
| Residential | CZ2 - Single Family | Existing | Water Heating | Natural Gas | Water Heater > 55 gal.
| Residential | CZ2 - Single Family | Existing | Water Heating | Natural Gas | Water Heater > 55 gal.
| Residential | CZ2 - Single Family | Existing | Water Heating | Natural Gas | Water Heater > 55 gal.
| Residential | CZ2 - Single Family | Existing | Water Heating | Natural Gas | Water Heater > 55 gal.
| Residential | CZ2 - Single Family | Existing | Water Heating | Natural Gas | Water Heater > 55 gal.
| Residential | CZ2 - Single Family | Existing | Water Heating | Natural Gas | Water Heater > 55 gal.
| Residential | CZ2 - Single Family | Existing | Water Heating | Natural Gas | Water Heater > 55 gal.
| Residential | CZ2 - Single Family | Existing | Appliances | Natural Gas | Clothes Dryer
| Residential | CZ2 - Single Family | Existing | Appliances | Natural Gas | Clothes Dryer
| Residential | CZ2 - Single Family | Existing | Appliances | Natural Gas | Clothes Dryer
| Residential | CZ2 - Single Family | Existing | Appliances | Natural Gas | Clothes Dryer
| Residential | CZ2 - Single Family | Existing | Appliances | Natural Gas | Clothes Dryer
| Residential | CZ2 - Single Family | Existing | Appliances | Natural Gas | Clothes Dryer
| Residential | CZ2 - Single Family | Existing | Appliances | Natural Gas | Clothes Dryer
| Residential | CZ2 - Single Family | Existing | Appliances | Natural Gas | Clothes Dryer
| Residential | CZ2 - Single Family | Existing | Appliances | Natural Gas | Clothes Dryer
| Residential | CZ2 - Single Family | Existing | Appliances | Natural Gas | Clothes Dryer
| Residential | CZ2 - Single Family | Existing | Appliances | Natural Gas | Clothes Dryer
| Residential | CZ2 - Single Family | Existing | Appliances | Natural Gas | Stove/Oven
| Residential | CZ2 - Single Family | Existing | Appliances | Natural Gas | Stove/Oven
| Residential | CZ2 - Single Family | Existing | Appliances | Natural Gas | Stove/Oven
| Residential | CZ2 - Single Family | Existing | Appliances | Natural Gas | Stove/Oven
| Residential | CZ2 - Single Family | Existing | Appliances | Natural Gas | Stove/Oven
| Residential | CZ2 - Single Family | Existing | Appliances | Natural Gas | Stove/Oven
| Residential | CZ2 - Single Family | Existing | Appliances | Natural Gas | Stove/Oven
| Residential | CZ2 - Single Family | Existing | Appliances | Natural Gas | Stove/Oven
| Residential | CZ2 - Single Family | Existing | Appliances | Natural Gas | Stove/Oven
| Residential | CZ2 - Single Family | Existing | Appliances | Natural Gas | Stove/Oven
| Residential | CZ2 - Single Family | Existing | Appliances | Natural Gas | Stove/Oven
| Residential | CZ2 - Single Family | Existing | Miscellaneous | Natural Gas | Pool Heater
| Residential | CZ2 - Single Family | Existing | Miscellaneous | Natural Gas | Pool Heater
| Residential | CZ2 - Single Family | Existing | Miscellaneous | Natural Gas | Pool Heater
| Residential | CZ2 - Single Family | Existing | Miscellaneous | Natural Gas | Pool Heater
| Residential | CZ2 - Single Family | Existing | Miscellaneous | Natural Gas | Pool Heater
| Residential | CZ2 - Single Family | Existing | Miscellaneous | Natural Gas | Pool Heater
| Residential | CZ2 - Single Family | Existing | Miscellaneous | Natural Gas | Pool Heater
| Residential | CZ2 - Single Family | Existing | Miscellaneous | Natural Gas | Pool Heater
| Residential | CZ2 - Single Family | Existing | Miscellaneous | Natural Gas | Pool Heater
| Residential | CZ2 - Single Family | Existing | Miscellaneous | Natural Gas | Pool Heater
| Residential | CZ2 - Single Family | Existing | Miscellaneous | Natural Gas | Pool Heater
| Residential | CZ2 - Single Family | Existing | Miscellaneous | Natural Gas | Miscellaneous
| Residential | CZ2 - Single Family | Existing | Miscellaneous | Natural Gas | Miscellaneous
| Residential | CZ2 - Single Family | Existing | Miscellaneous | Natural Gas | Miscellaneous
| Residential | CZ2 - Single Family | Existing | Miscellaneous | Natural Gas | Miscellaneous
| Residential | CZ2 - Single Family | Existing | Miscellaneous | Natural Gas | Miscellaneous
| Residential | CZ2 - Single Family | Existing | Miscellaneous | Natural Gas | Miscellaneous
| Residential | CZ2 - Single Family | Existing | Miscellaneous | Natural Gas | Miscellaneous
| Residential | CZ2 - Single Family | Existing | Miscellaneous | Natural Gas | Miscellaneous
| Residential | CZ2 - Single Family | Existing | Miscellaneous | Natural Gas | Miscellaneous
| Residential | CZ2 - Single Family | Existing | Miscellaneous | Natural Gas | Miscellaneous
| Residential | CZ2 - Single Family | Existing | Miscellaneous | Natural Gas | Miscellaneous
| Residential | CZ2 - Single Family | New | Space Heating | Natural Gas | Furnace - Direct Fuel
| Residential | CZ2 - Single Family | New | Space Heating | Natural Gas | Furnace - Direct Fuel
| Residential | CZ2 - Single Family | New | Space Heating | Natural Gas | Furnace - Direct Fuel
| Residential | CZ2 - Single Family | New | Space Heating | Natural Gas | Furnace - Direct Fuel
| Residential | CZ2 - Single Family | New | Space Heating | Natural Gas | Furnace - Direct Fuel
| Residential | CZ2 - Single Family | New | Space Heating | Natural Gas | Furnace - Direct Fuel
| Residential | CZ2 - Single Family | New | Space Heating | Natural Gas | Furnace - Direct Fuel
| Residential | CZ2 - Single Family | New | Space Heating | Natural Gas | Furnace - Direct Fuel
| Residential | CZ2 - Single Family | New | Space Heating | Natural Gas | Furnace - Direct Fuel
| Residential | CZ2 - Single Family | New | Space Heating | Natural Gas | Furnace - Direct Fuel
| Residential | CZ2 - Single Family | New | Space Heating | Natural Gas | Furnace - Direct Fuel
| Residential | CZ2 - Single Family | New | Space Heating | Natural Gas | Boiler - Direct Fuel
| Residential | CZ2 - Single Family | New | Space Heating | Natural Gas | Boiler - Direct Fuel
| Residential | CZ2 - Single Family | New | Space Heating | Natural Gas | Boiler - Direct Fuel
| Residential | CZ2 - Single Family | New | Space Heating | Natural Gas | Boiler - Direct Fuel
| Residential | CZ2 - Single Family | New | Space Heating | Natural Gas | Boiler - Direct Fuel
| Residential | CZ2 - Single Family | New | Space Heating | Natural Gas | Boiler - Direct Fuel
| Residential | CZ2 - Single Family | New | Space Heating | Natural Gas | Boiler - Direct Fuel
| Residential | CZ2 - Single Family | New | Space Heating | Natural Gas | Boiler - Direct Fuel
| Residential | CZ2 - Single Family | New | Space Heating | Natural Gas | Boiler - Direct Fuel
| Residential | CZ2 - Single Family | New | Space Heating | Natural Gas | Boiler - Direct Fuel
| Residential | CZ2 - Single Family | New | Space Heating | Natural Gas | Boiler - Direct Fuel
| Residential | CZ2 - Single Family | New | Secondary Heating | Natural Gas | Fireplace
| Residential | CZ2 - Single Family | New | Secondary Heating | Natural Gas | Fireplace
| Residential | CZ2 - Single Family | New | Secondary Heating | Natural Gas | Fireplace
| Residential | CZ2 - Single Family | New | Secondary Heating | Natural Gas | Fireplace
| Residential | CZ2 - Single Family | New | Secondary Heating | Natural Gas | Fireplace
| Residential | CZ2 - Single Family | New | Secondary Heating | Natural Gas | Fireplace
| Residential | CZ2 - Single Family | New | Secondary Heating | Natural Gas | Fireplace
| Residential | CZ2 - Single Family | New | Secondary Heating | Natural Gas | Fireplace
| Residential | CZ2 - Single Family | New | Secondary Heating | Natural Gas | Fireplace
| Residential | CZ2 - Single Family | New | Secondary Heating | Natural Gas | Fireplace
| Residential | CZ2 - Single Family | New | Secondary Heating | Natural Gas | Fireplace
| Residential | CZ2 - Single Family | New | Water Heating | Natural Gas | Water Heater <= 55 gal.
| Residential | CZ2 - Single Family | New | Water Heating | Natural Gas | Water Heater <= 55 gal.
| Residential | CZ2 - Single Family | New | Water Heating | Natural Gas | Water Heater <= 55 gal.
| Residential | CZ2 - Single Family | New | Water Heating | Natural Gas | Water Heater <= 55 gal.
| Residential | CZ2 - Single Family | New | Water Heating | Natural Gas | Water Heater <= 55 gal.
| Residential | CZ2 - Single Family | New | Water Heating | Natural Gas | Water Heater <= 55 gal.
| Residential | CZ2 - Single Family | New | Water Heating | Natural Gas | Water Heater <= 55 gal.
| Residential | CZ2 - Single Family | New | Water Heating | Natural Gas | Water Heater <= 55 gal.
| Residential | CZ2 - Single Family | New | Water Heating | Natural Gas | Water Heater <= 55 gal.
| Residential | CZ2 - Single Family | New | Water Heating | Natural Gas | Water Heater <= 55 gal.
| Residential | CZ2 - Single Family | New | Water Heating | Natural Gas | Water Heater <= 55 gal.
| Residential | CZ2 - Single Family | New | Water Heating | Natural Gas | Water Heater > 55 gal.
| Residential | CZ2 - Single Family | New | Water Heating | Natural Gas | Water Heater > 55 gal.
| Residential | CZ2 - Single Family | New | Water Heating | Natural Gas | Water Heater > 55 gal.
| Residential | CZ2 - Single Family | New | Water Heating | Natural Gas | Water Heater > 55 gal.
| Residential | CZ2 - Single Family | New | Water Heating | Natural Gas | Water Heater > 55 gal.
| Residential | CZ2 - Single Family | New | Water Heating | Natural Gas | Water Heater > 55 gal.
| Residential | CZ2 - Single Family | New | Water Heating | Natural Gas | Water Heater > 55 gal.
| Residential | CZ2 - Single Family | New | Water Heating | Natural Gas | Water Heater > 55 gal.
| Residential | CZ2 - Single Family | New | Water Heating | Natural Gas | Water Heater > 55 gal.
| Residential | CZ2 - Single Family | New | Water Heating | Natural Gas | Water Heater > 55 gal.
| Residential | CZ2 - Single Family | New | Water Heating | Natural Gas | Water Heater > 55 gal.
| Residential | CZ2 - Single Family | New | Appliances | Natural Gas | Clothes Dryer
| Residential | CZ2 - Single Family | New | Appliances | Natural Gas | Clothes Dryer
| Residential | CZ2 - Single Family | New | Appliances | Natural Gas | Clothes Dryer
| Residential | CZ2 - Single Family | New | Appliances | Natural Gas | Clothes Dryer
| Residential | CZ2 - Single Family | New | Appliances | Natural Gas | Clothes Dryer
| Residential | CZ2 - Single Family | New | Appliances | Natural Gas | Clothes Dryer
| Residential | CZ2 - Single Family | New | Appliances | Natural Gas | Clothes Dryer
| Residential | CZ2 - Single Family | New | Appliances | Natural Gas | Clothes Dryer
| Residential | CZ2 - Single Family | New | Appliances | Natural Gas | Clothes Dryer
| Residential | CZ2 - Single Family | New | Appliances | Natural Gas | Clothes Dryer
| Residential | CZ2 - Single Family | New | Appliances | Natural Gas | Clothes Dryer
| Residential | CZ2 - Single Family | New | Appliances | Natural Gas | Stove/Oven
| Residential | CZ2 - Single Family | New | Appliances | Natural Gas | Stove/Oven
| Residential | CZ2 - Single Family | New | Appliances | Natural Gas | Stove/Oven
| Residential | CZ2 - Single Family | New | Appliances | Natural Gas | Stove/Oven
| Residential | CZ2 - Single Family | New | Appliances | Natural Gas | Stove/Oven
| Residential | CZ2 - Single Family | New | Appliances | Natural Gas | Stove/Oven
| Residential | CZ2 - Single Family | New | Appliances | Natural Gas | Stove/Oven
| Residential | CZ2 - Single Family | New | Appliances | Natural Gas | Stove/Oven
| Residential | CZ2 - Single Family | New | Appliances | Natural Gas | Stove/Oven
| Residential | CZ2 - Single Family | New | Appliances | Natural Gas | Stove/Oven
| Residential | CZ2 - Single Family | New | Appliances | Natural Gas | Stove/Oven
| Residential | CZ2 - Single Family | New | Miscellaneous | Natural Gas | Pool Heater
| Residential | CZ2 - Single Family | New | Miscellaneous | Natural Gas | Pool Heater
| Residential | CZ2 - Single Family | New | Miscellaneous | Natural Gas | Pool Heater
| Residential | CZ2 - Single Family | New | Miscellaneous | Natural Gas | Pool Heater
| Residential | CZ2 - Single Family | New | Miscellaneous | Natural Gas | Pool Heater
| Residential | CZ2 - Single Family | New | Miscellaneous | Natural Gas | Pool Heater
| Residential | CZ2 - Single Family | New | Miscellaneous | Natural Gas | Pool Heater
| Residential | CZ2 - Single Family | New | Miscellaneous | Natural Gas | Pool Heater
| Residential | CZ2 - Single Family | New | Miscellaneous | Natural Gas | Pool Heater
| Residential | CZ2 - Single Family | New | Miscellaneous | Natural Gas | Pool Heater
| Residential | CZ2 - Single Family | New | Miscellaneous | Natural Gas | Pool Heater
| Residential | CZ2 - Single Family | New | Miscellaneous | Natural Gas | Miscellaneous
| Residential | CZ2 - Single Family | New | Miscellaneous | Natural Gas | Miscellaneous
| Residential | CZ2 - Single Family | New | Miscellaneous | Natural Gas | Miscellaneous
| Residential | CZ2 - Single Family | New | Miscellaneous | Natural Gas | Miscellaneous
| Residential | CZ2 - Single Family | New | Miscellaneous | Natural Gas | Miscellaneous
| Residential | CZ2 - Single Family | New | Miscellaneous | Natural Gas | Miscellaneous
| Residential | CZ2 - Single Family | New | Miscellaneous | Natural Gas | Miscellaneous
| Residential | CZ2 - Single Family | New | Miscellaneous | Natural Gas | Miscellaneous
| Residential | CZ2 - Single Family | New | Miscellaneous | Natural Gas | Miscellaneous
| Residential | CZ2 - Single Family | New | Miscellaneous | Natural Gas | Miscellaneous
| Residential | CZ2 - Single Family | New | Miscellaneous | Natural Gas | Miscellaneous
| Residential | CZ2 - Multi Family | Existing | Space Heating | Natural Gas | Furnace - Direct Fuel
| Residential | CZ2 - Multi Family | Existing | Space Heating | Natural Gas | Furnace - Direct Fuel
| Residential | CZ2 - Multi Family | Existing | Space Heating | Natural Gas | Furnace - Direct Fuel
| Residential | CZ2 - Multi Family | Existing | Space Heating | Natural Gas | Furnace - Direct Fuel
| Residential | CZ2 - Multi Family | Existing | Space Heating | Natural Gas | Furnace - Direct Fuel
| Residential | CZ2 - Multi Family | Existing | Space Heating | Natural Gas | Furnace - Direct Fuel
| Residential | CZ2 - Multi Family | Existing | Space Heating | Natural Gas | Furnace - Direct Fuel
| Residential | CZ2 - Multi Family | Existing | Space Heating | Natural Gas | Furnace - Direct Fuel
| Residential | CZ2 - Multi Family | Existing | Space Heating | Natural Gas | Furnace - Direct Fuel
| Residential | CZ2 - Multi Family | Existing | Space Heating | Natural Gas | Furnace - Direct Fuel
| Residential | CZ2 - Multi Family | Existing | Space Heating | Natural Gas | Furnace - Direct Fuel
| Residential | CZ2 - Multi Family | Existing | Space Heating | Natural Gas | Boiler - Direct Fuel
| Residential | CZ2 - Multi Family | Existing | Space Heating | Natural Gas | Boiler - Direct Fuel
| Residential | CZ2 - Multi Family | Existing | Space Heating | Natural Gas | Boiler - Direct Fuel
| Residential | CZ2 - Multi Family | Existing | Space Heating | Natural Gas | Boiler - Direct Fuel
| Residential | CZ2 - Multi Family | Existing | Space Heating | Natural Gas | Boiler - Direct Fuel
| Residential | CZ2 - Multi Family | Existing | Space Heating | Natural Gas | Boiler - Direct Fuel
| Residential | CZ2 - Multi Family | Existing | Space Heating | Natural Gas | Boiler - Direct Fuel
| Residential | CZ2 - Multi Family | Existing | Space Heating | Natural Gas | Boiler - Direct Fuel
| Residential | CZ2 - Multi Family | Existing | Space Heating | Natural Gas | Boiler - Direct Fuel
| Residential | CZ2 - Multi Family | Existing | Space Heating | Natural Gas | Boiler - Direct Fuel
| Residential | CZ2 - Multi Family | Existing | Space Heating | Natural Gas | Boiler - Direct Fuel
| Residential | CZ2 - Multi Family | Existing | Secondary Heating | Natural Gas | Fireplace
| Residential | CZ2 - Multi Family | Existing | Secondary Heating | Natural Gas | Fireplace
| Residential | CZ2 - Multi Family | Existing | Secondary Heating | Natural Gas | Fireplace
| Residential | CZ2 - Multi Family | Existing | Secondary Heating | Natural Gas | Fireplace
| Residential | CZ2 - Multi Family | Existing | Secondary Heating | Natural Gas | Fireplace
| Residential | CZ2 - Multi Family | Existing | Secondary Heating | Natural Gas | Fireplace
| Residential | CZ2 - Multi Family | Existing | Secondary Heating | Natural Gas | Fireplace
| Residential | CZ2 - Multi Family | Existing | Secondary Heating | Natural Gas | Fireplace
| Residential | CZ2 - Multi Family | Existing | Secondary Heating | Natural Gas | Fireplace
| Residential | CZ2 - Multi Family | Existing | Secondary Heating | Natural Gas | Fireplace
| Residential | CZ2 - Multi Family | Existing | Secondary Heating | Natural Gas | Fireplace
| Residential | CZ2 - Multi Family | Existing | Water Heating | Natural Gas | Water Heater <= 55 gal.
| Residential | CZ2 - Multi Family | Existing | Water Heating | Natural Gas | Water Heater <= 55 gal.
| Residential | CZ2 - Multi Family | Existing | Water Heating | Natural Gas | Water Heater <= 55 gal.
| Residential | CZ2 - Multi Family | Existing | Water Heating | Natural Gas | Water Heater <= 55 gal.
| Residential | CZ2 - Multi Family | Existing | Water Heating | Natural Gas | Water Heater <= 55 gal.
| Residential | CZ2 - Multi Family | Existing | Water Heating | Natural Gas | Water Heater <= 55 gal.
| Residential | CZ2 - Multi Family | Existing | Water Heating | Natural Gas | Water Heater <= 55 gal.
| Residential | CZ2 - Multi Family | Existing | Water Heating | Natural Gas | Water Heater <= 55 gal.
| Residential | CZ2 - Multi Family | Existing | Water Heating | Natural Gas | Water Heater <= 55 gal.
| Residential | CZ2 - Multi Family | Existing | Water Heating | Natural Gas | Water Heater <= 55 gal.
| Residential | CZ2 - Multi Family | Existing | Water Heating | Natural Gas | Water Heater <= 55 gal.
| Residential | CZ2 - Multi Family | Existing | Water Heating | Natural Gas | Water Heater > 55 gal.
| Residential | CZ2 - Multi Family | Existing | Water Heating | Natural Gas | Water Heater > 55 gal.
| Residential | CZ2 - Multi Family | Existing | Water Heating | Natural Gas | Water Heater > 55 gal.
| Residential | CZ2 - Multi Family | Existing | Water Heating | Natural Gas | Water Heater > 55 gal.
| Residential | CZ2 - Multi Family | Existing | Water Heating | Natural Gas | Water Heater > 55 gal.
| Residential | CZ2 - Multi Family | Existing | Water Heating | Natural Gas | Water Heater > 55 gal.
| Residential | CZ2 - Multi Family | Existing | Water Heating | Natural Gas | Water Heater > 55 gal.
| Residential | CZ2 - Multi Family | Existing | Water Heating | Natural Gas | Water Heater > 55 gal.
| Residential | CZ2 - Multi Family | Existing | Water Heating | Natural Gas | Water Heater > 55 gal.
| Residential | CZ2 - Multi Family | Existing | Water Heating | Natural Gas | Water Heater > 55 gal.
| Residential | CZ2 - Multi Family | Existing | Water Heating | Natural Gas | Water Heater > 55 gal.
| Residential | CZ2 - Multi Family | Existing | Appliances | Natural Gas | Clothes Dryer
| Residential | CZ2 - Multi Family | Existing | Appliances | Natural Gas | Clothes Dryer
| Residential | CZ2 - Multi Family | Existing | Appliances | Natural Gas | Clothes Dryer
| Residential | CZ2 - Multi Family | Existing | Appliances | Natural Gas | Clothes Dryer
| Residential | CZ2 - Multi Family | Existing | Appliances | Natural Gas | Clothes Dryer
| Residential | CZ2 - Multi Family | Existing | Appliances | Natural Gas | Clothes Dryer
| Residential | CZ2 - Multi Family | Existing | Appliances | Natural Gas | Clothes Dryer
| Residential | CZ2 - Multi Family | Existing | Appliances | Natural Gas | Clothes Dryer
| Residential | CZ2 - Multi Family | Existing | Appliances | Natural Gas | Clothes Dryer
| Residential | CZ2 - Multi Family | Existing | Appliances | Natural Gas | Clothes Dryer
| Residential | CZ2 - Multi Family | Existing | Appliances | Natural Gas | Clothes Dryer
| Residential | CZ2 - Multi Family | Existing | Appliances | Natural Gas | Stove/Oven
| Residential | CZ2 - Multi Family | Existing | Appliances | Natural Gas | Stove/Oven
| Residential | CZ2 - Multi Family | Existing | Appliances | Natural Gas | Stove/Oven
| Residential | CZ2 - Multi Family | Existing | Appliances | Natural Gas | Stove/Oven
| Residential | CZ2 - Multi Family | Existing | Appliances | Natural Gas | Stove/Oven
| Residential | CZ2 - Multi Family | Existing | Appliances | Natural Gas | Stove/Oven
| Residential | CZ2 - Multi Family | Existing | Appliances | Natural Gas | Stove/Oven
| Residential | CZ2 - Multi Family | Existing | Appliances | Natural Gas | Stove/Oven
| Residential | CZ2 - Multi Family | Existing | Appliances | Natural Gas | Stove/Oven
| Residential | CZ2 - Multi Family | Existing | Appliances | Natural Gas | Stove/Oven
| Residential | CZ2 - Multi Family | Existing | Appliances | Natural Gas | Stove/Oven
| Residential | CZ2 - Multi Family | Existing | Miscellaneous | Natural Gas | Pool Heater
| Residential | CZ2 - Multi Family | Existing | Miscellaneous | Natural Gas | Pool Heater
| Residential | CZ2 - Multi Family | Existing | Miscellaneous | Natural Gas | Pool Heater
| Residential | CZ2 - Multi Family | Existing | Miscellaneous | Natural Gas | Pool Heater
| Residential | CZ2 - Multi Family | Existing | Miscellaneous | Natural Gas | Pool Heater
| Residential | CZ2 - Multi Family | Existing | Miscellaneous | Natural Gas | Pool Heater
| Residential | CZ2 - Multi Family | Existing | Miscellaneous | Natural Gas | Pool Heater
| Residential | CZ2 - Multi Family | Existing | Miscellaneous | Natural Gas | Pool Heater
| Residential | CZ2 - Multi Family | Existing | Miscellaneous | Natural Gas | Pool Heater
| Residential | CZ2 - Multi Family | Existing | Miscellaneous | Natural Gas | Pool Heater
| Residential | CZ2 - Multi Family | Existing | Miscellaneous | Natural Gas | Pool Heater
| Residential | CZ2 - Multi Family | Existing | Miscellaneous | Natural Gas | Miscellaneous
| Residential | CZ2 - Multi Family | Existing | Miscellaneous | Natural Gas | Miscellaneous
| Residential | CZ2 - Multi Family | Existing | Miscellaneous | Natural Gas | Miscellaneous
| Residential | CZ2 - Multi Family | Existing | Miscellaneous | Natural Gas | Miscellaneous
| Residential | CZ2 - Multi Family | Existing | Miscellaneous | Natural Gas | Miscellaneous
| Residential | CZ2 - Multi Family | Existing | Miscellaneous | Natural Gas | Miscellaneous
| Residential | CZ2 - Multi Family | Existing | Miscellaneous | Natural Gas | Miscellaneous
| Residential | CZ2 - Multi Family | Existing | Miscellaneous | Natural Gas | Miscellaneous
| Residential | CZ2 - Multi Family | Existing | Miscellaneous | Natural Gas | Miscellaneous
| Residential | CZ2 - Multi Family | Existing | Miscellaneous | Natural Gas | Miscellaneous
| Residential | CZ2 - Multi Family | Existing | Miscellaneous | Natural Gas | Miscellaneous
| Residential | CZ2 - Multi Family | New | Space Heating | Natural Gas | Furnace - Direct Fuel
| Residential | CZ2 - Multi Family | New | Space Heating | Natural Gas | Furnace - Direct Fuel
| Residential | CZ2 - Multi Family | New | Space Heating | Natural Gas | Furnace - Direct Fuel
| Residential | CZ2 - Multi Family | New | Space Heating | Natural Gas | Furnace - Direct Fuel
| Residential | CZ2 - Multi Family | New | Space Heating | Natural Gas | Furnace - Direct Fuel
| Residential | CZ2 - Multi Family | New | Space Heating | Natural Gas | Furnace - Direct Fuel
| Residential | CZ2 - Multi Family | New | Space Heating | Natural Gas | Furnace - Direct Fuel
| Residential | CZ2 - Multi Family | New | Space Heating | Natural Gas | Furnace - Direct Fuel
| Residential | CZ2 - Multi Family | New | Space Heating | Natural Gas | Furnace - Direct Fuel
| Residential | CZ2 - Multi Family | New | Space Heating | Natural Gas | Furnace - Direct Fuel
| Residential | CZ2 - Multi Family | New | Space Heating | Natural Gas | Furnace - Direct Fuel
| Residential | CZ2 - Multi Family | New | Space Heating | Natural Gas | Boiler - Direct Fuel
| Residential | CZ2 - Multi Family | New | Space Heating | Natural Gas | Boiler - Direct Fuel
| Residential | CZ2 - Multi Family | New | Space Heating | Natural Gas | Boiler - Direct Fuel
| Residential | CZ2 - Multi Family | New | Space Heating | Natural Gas | Boiler - Direct Fuel
| Residential | CZ2 - Multi Family | New | Space Heating | Natural Gas | Boiler - Direct Fuel
| Residential | CZ2 - Multi Family | New | Space Heating | Natural Gas | Boiler - Direct Fuel
| Residential | CZ2 - Multi Family | New | Space Heating | Natural Gas | Boiler - Direct Fuel
| Residential | CZ2 - Multi Family | New | Space Heating | Natural Gas | Boiler - Direct Fuel
| Residential | CZ2 - Multi Family | New | Space Heating | Natural Gas | Boiler - Direct Fuel
| Residential | CZ2 - Multi Family | New | Space Heating | Natural Gas | Boiler - Direct Fuel
| Residential | CZ2 - Multi Family | New | Space Heating | Natural Gas | Boiler - Direct Fuel
| Residential | CZ2 - Multi Family | New | Secondary Heating | Natural Gas | Fireplace
| Residential | CZ2 - Multi Family | New | Secondary Heating | Natural Gas | Fireplace
| Residential | CZ2 - Multi Family | New | Secondary Heating | Natural Gas | Fireplace
| Residential | CZ2 - Multi Family | New | Secondary Heating | Natural Gas | Fireplace
| Residential | CZ2 - Multi Family | New | Secondary Heating | Natural Gas | Fireplace
| Residential | CZ2 - Multi Family | New | Secondary Heating | Natural Gas | Fireplace
| Residential | CZ2 - Multi Family | New | Secondary Heating | Natural Gas | Fireplace
| Residential | CZ2 - Multi Family | New | Secondary Heating | Natural Gas | Fireplace
| Residential | CZ2 - Multi Family | New | Secondary Heating | Natural Gas | Fireplace
| Residential | CZ2 - Multi Family | New | Secondary Heating | Natural Gas | Fireplace
| Residential | CZ2 - Multi Family | New | Secondary Heating | Natural Gas | Fireplace
| Residential | CZ2 - Multi Family | New | Water Heating | Natural Gas | Water Heater <= 55 gal.
| Residential | CZ2 - Multi Family | New | Water Heating | Natural Gas | Water Heater <= 55 gal.
| Residential | CZ2 - Multi Family | New | Water Heating | Natural Gas | Water Heater <= 55 gal.
| Residential | CZ2 - Multi Family | New | Water Heating | Natural Gas | Water Heater <= 55 gal.
| Residential | CZ2 - Multi Family | New | Water Heating | Natural Gas | Water Heater <= 55 gal.
| Residential | CZ2 - Multi Family | New | Water Heating | Natural Gas | Water Heater <= 55 gal.
| Residential | CZ2 - Multi Family | New | Water Heating | Natural Gas | Water Heater <= 55 gal.
| Residential | CZ2 - Multi Family | New | Water Heating | Natural Gas | Water Heater <= 55 gal.
| Residential | CZ2 - Multi Family | New | Water Heating | Natural Gas | Water Heater <= 55 gal.
| Residential | CZ2 - Multi Family | New | Water Heating | Natural Gas | Water Heater <= 55 gal.
| Residential | CZ2 - Multi Family | New | Water Heating | Natural Gas | Water Heater <= 55 gal.
| Residential | CZ2 - Multi Family | New | Water Heating | Natural Gas | Water Heater > 55 gal.
| Residential | CZ2 - Multi Family | New | Water Heating | Natural Gas | Water Heater > 55 gal.
| Residential | CZ2 - Multi Family | New | Water Heating | Natural Gas | Water Heater > 55 gal.
| Residential | CZ2 - Multi Family | New | Water Heating | Natural Gas | Water Heater > 55 gal.
| Residential | CZ2 - Multi Family | New | Water Heating | Natural Gas | Water Heater > 55 gal.
| Residential | CZ2 - Multi Family | New | Water Heating | Natural Gas | Water Heater > 55 gal.
| Residential | CZ2 - Multi Family | New | Water Heating | Natural Gas | Water Heater > 55 gal.
| Residential | CZ2 - Multi Family | New | Water Heating | Natural Gas | Water Heater > 55 gal.
| Residential | CZ2 - Multi Family | New | Water Heating | Natural Gas | Water Heater > 55 gal.
| Residential | CZ2 - Multi Family | New | Water Heating | Natural Gas | Water Heater > 55 gal.
| Residential | CZ2 - Multi Family | New | Water Heating | Natural Gas | Water Heater > 55 gal.
| Residential | CZ2 - Multi Family | New | Appliances | Natural Gas | Clothes Dryer
| Residential | CZ2 - Multi Family | New | Appliances | Natural Gas | Clothes Dryer
| Residential | CZ2 - Multi Family | New | Appliances | Natural Gas | Clothes Dryer
| Residential | CZ2 - Multi Family | New | Appliances | Natural Gas | Clothes Dryer
| Residential | CZ2 - Multi Family | New | Appliances | Natural Gas | Clothes Dryer
| Residential | CZ2 - Multi Family | New | Appliances | Natural Gas | Clothes Dryer
| Residential | CZ2 - Multi Family | New | Appliances | Natural Gas | Clothes Dryer
| Residential | CZ2 - Multi Family | New | Appliances | Natural Gas | Clothes Dryer
| Residential | CZ2 - Multi Family | New | Appliances | Natural Gas | Clothes Dryer
| Residential | CZ2 - Multi Family | New | Appliances | Natural Gas | Clothes Dryer
| Residential | CZ2 - Multi Family | New | Appliances | Natural Gas | Clothes Dryer
| Residential | CZ2 - Multi Family | New | Appliances | Natural Gas | Stove/Oven
| Residential | CZ2 - Multi Family | New | Appliances | Natural Gas | Stove/Oven
| Residential | CZ2 - Multi Family | New | Appliances | Natural Gas | Stove/Oven
| Residential | CZ2 - Multi Family | New | Appliances | Natural Gas | Stove/Oven
| Residential | CZ2 - Multi Family | New | Appliances | Natural Gas | Stove/Oven
| Residential | CZ2 - Multi Family | New | Appliances | Natural Gas | Stove/Oven
| Residential | CZ2 - Multi Family | New | Appliances | Natural Gas | Stove/Oven
| Residential | CZ2 - Multi Family | New | Appliances | Natural Gas | Stove/Oven
| Residential | CZ2 - Multi Family | New | Appliances | Natural Gas | Stove/Oven
| Residential | CZ2 - Multi Family | New | Appliances | Natural Gas | Stove/Oven
| Residential | CZ2 - Multi Family | New | Appliances | Natural Gas | Stove/Oven
| Residential | CZ2 - Multi Family | New | Miscellaneous | Natural Gas | Pool Heater
| Residential | CZ2 - Multi Family | New | Miscellaneous | Natural Gas | Pool Heater
| Residential | CZ2 - Multi Family | New | Miscellaneous | Natural Gas | Pool Heater
| Residential | CZ2 - Multi Family | New | Miscellaneous | Natural Gas | Pool Heater
| Residential | CZ2 - Multi Family | New | Miscellaneous | Natural Gas | Pool Heater
| Residential | CZ2 - Multi Family | New | Miscellaneous | Natural Gas | Pool Heater
| Residential | CZ2 - Multi Family | New | Miscellaneous | Natural Gas | Pool Heater
| Residential | CZ2 - Multi Family | New | Miscellaneous | Natural Gas | Pool Heater
| Residential | CZ2 - Multi Family | New | Miscellaneous | Natural Gas | Pool Heater
| Residential | CZ2 - Multi Family | New | Miscellaneous | Natural Gas | Pool Heater
| Residential | CZ2 - Multi Family | New | Miscellaneous | Natural Gas | Pool Heater
| Residential | CZ2 - Multi Family | New | Miscellaneous | Natural Gas | Miscellaneous
| Residential | CZ2 - Multi Family | New | Miscellaneous | Natural Gas | Miscellaneous
| Residential | CZ2 - Multi Family | New | Miscellaneous | Natural Gas | Miscellaneous
| Residential | CZ2 - Multi Family | New | Miscellaneous | Natural Gas | Miscellaneous
| Residential | CZ2 - Multi Family | New | Miscellaneous | Natural Gas | Miscellaneous
| Residential | CZ2 - Multi Family | New | Miscellaneous | Natural Gas | Miscellaneous
| Residential | CZ2 - Multi Family | New | Miscellaneous | Natural Gas | Miscellaneous
| Residential | CZ2 - Multi Family | New | Miscellaneous | Natural Gas | Miscellaneous
| Residential | CZ2 - Multi Family | New | Miscellaneous | Natural Gas | Miscellaneous
| Residential | CZ2 - Multi Family | New | Miscellaneous | Natural Gas | Miscellaneous
| Residential | CZ2 - Multi Family | New | Miscellaneous | Natural Gas | Miscellaneous
| Residential | CZ3 - Single Family | Existing | Space Heating | Natural Gas | Furnace - Direct Fuel
| Residential | CZ3 - Single Family | Existing | Space Heating | Natural Gas | Furnace - Direct Fuel
| Residential | CZ3 - Single Family | Existing | Space Heating | Natural Gas | Furnace - Direct Fuel
| Residential | CZ3 - Single Family | Existing | Space Heating | Natural Gas | Furnace - Direct Fuel
| Residential | CZ3 - Single Family | Existing | Space Heating | Natural Gas | Furnace - Direct Fuel
| Residential | CZ3 - Single Family | Existing | Space Heating | Natural Gas | Furnace - Direct Fuel
| Residential | CZ3 - Single Family | Existing | Space Heating | Natural Gas | Furnace - Direct Fuel
| Residential | CZ3 - Single Family | Existing | Space Heating | Natural Gas | Furnace - Direct Fuel
| Residential | CZ3 - Single Family | Existing | Space Heating | Natural Gas | Furnace - Direct Fuel
| Residential | CZ3 - Single Family | Existing | Space Heating | Natural Gas | Furnace - Direct Fuel
| Residential | CZ3 - Single Family | Existing | Space Heating | Natural Gas | Furnace - Direct Fuel
| Residential | CZ3 - Single Family | Existing | Space Heating | Natural Gas | Boiler - Direct Fuel
| Residential | CZ3 - Single Family | Existing | Space Heating | Natural Gas | Boiler - Direct Fuel
| Residential | CZ3 - Single Family | Existing | Space Heating | Natural Gas | Boiler - Direct Fuel
| Residential | CZ3 - Single Family | Existing | Space Heating | Natural Gas | Boiler - Direct Fuel
| Residential | CZ3 - Single Family | Existing | Space Heating | Natural Gas | Boiler - Direct Fuel
| Residential | CZ3 - Single Family | Existing | Space Heating | Natural Gas | Boiler - Direct Fuel
| Residential | CZ3 - Single Family | Existing | Space Heating | Natural Gas | Boiler - Direct Fuel
| Residential | CZ3 - Single Family | Existing | Space Heating | Natural Gas | Boiler - Direct Fuel
| Residential | CZ3 - Single Family | Existing | Space Heating | Natural Gas | Boiler - Direct Fuel
| Residential | CZ3 - Single Family | Existing | Space Heating | Natural Gas | Boiler - Direct Fuel
| Residential | CZ3 - Single Family | Existing | Space Heating | Natural Gas | Boiler - Direct Fuel
| Residential | CZ3 - Single Family | Existing | Secondary Heating | Natural Gas | Fireplace
| Residential | CZ3 - Single Family | Existing | Secondary Heating | Natural Gas | Fireplace
| Residential | CZ3 - Single Family | Existing | Secondary Heating | Natural Gas | Fireplace
| Residential | CZ3 - Single Family | Existing | Secondary Heating | Natural Gas | Fireplace
| Residential | CZ3 - Single Family | Existing | Secondary Heating | Natural Gas | Fireplace
| Residential | CZ3 - Single Family | Existing | Secondary Heating | Natural Gas | Fireplace
| Residential | CZ3 - Single Family | Existing | Secondary Heating | Natural Gas | Fireplace
| Residential | CZ3 - Single Family | Existing | Secondary Heating | Natural Gas | Fireplace
| Residential | CZ3 - Single Family | Existing | Secondary Heating | Natural Gas | Fireplace
| Residential | CZ3 - Single Family | Existing | Secondary Heating | Natural Gas | Fireplace
| Residential | CZ3 - Single Family | Existing | Secondary Heating | Natural Gas | Fireplace
| Residential | CZ3 - Single Family | Existing | Water Heating | Natural Gas | Water Heater <= 55 gal.
| Residential | CZ3 - Single Family | Existing | Water Heating | Natural Gas | Water Heater <= 55 gal.
| Residential | CZ3 - Single Family | Existing | Water Heating | Natural Gas | Water Heater <= 55 gal.
| Residential | CZ3 - Single Family | Existing | Water Heating | Natural Gas | Water Heater <= 55 gal.
| Residential | CZ3 - Single Family | Existing | Water Heating | Natural Gas | Water Heater <= 55 gal.
| Residential | CZ3 - Single Family | Existing | Water Heating | Natural Gas | Water Heater <= 55 gal.
| Residential | CZ3 - Single Family | Existing | Water Heating | Natural Gas | Water Heater <= 55 gal.
| Residential | CZ3 - Single Family | Existing | Water Heating | Natural Gas | Water Heater <= 55 gal.
| Residential | CZ3 - Single Family | Existing | Water Heating | Natural Gas | Water Heater <= 55 gal.
| Residential | CZ3 - Single Family | Existing | Water Heating | Natural Gas | Water Heater <= 55 gal.
| Residential | CZ3 - Single Family | Existing | Water Heating | Natural Gas | Water Heater <= 55 gal.
| Residential | CZ3 - Single Family | Existing | Water Heating | Natural Gas | Water Heater > 55 gal.
| Residential | CZ3 - Single Family | Existing | Water Heating | Natural Gas | Water Heater > 55 gal.
| Residential | CZ3 - Single Family | Existing | Water Heating | Natural Gas | Water Heater > 55 gal.
| Residential | CZ3 - Single Family | Existing | Water Heating | Natural Gas | Water Heater > 55 gal.
| Residential | CZ3 - Single Family | Existing | Water Heating | Natural Gas | Water Heater > 55 gal.
| Residential | CZ3 - Single Family | Existing | Water Heating | Natural Gas | Water Heater > 55 gal.
| Residential | CZ3 - Single Family | Existing | Water Heating | Natural Gas | Water Heater > 55 gal.
| Residential | CZ3 - Single Family | Existing | Water Heating | Natural Gas | Water Heater > 55 gal.
| Residential | CZ3 - Single Family | Existing | Water Heating | Natural Gas | Water Heater > 55 gal.
| Residential | CZ3 - Single Family | Existing | Water Heating | Natural Gas | Water Heater > 55 gal.
| Residential | CZ3 - Single Family | Existing | Water Heating | Natural Gas | Water Heater > 55 gal.
| Residential | CZ3 - Single Family | Existing | Appliances | Natural Gas | Clothes Dryer
| Residential | CZ3 - Single Family | Existing | Appliances | Natural Gas | Clothes Dryer
| Residential | CZ3 - Single Family | Existing | Appliances | Natural Gas | Clothes Dryer
| Residential | CZ3 - Single Family | Existing | Appliances | Natural Gas | Clothes Dryer
| Residential | CZ3 - Single Family | Existing | Appliances | Natural Gas | Clothes Dryer
| Residential | CZ3 - Single Family | Existing | Appliances | Natural Gas | Clothes Dryer
| Residential | CZ3 - Single Family | Existing | Appliances | Natural Gas | Clothes Dryer
| Residential | CZ3 - Single Family | Existing | Appliances | Natural Gas | Clothes Dryer
| Residential | CZ3 - Single Family | Existing | Appliances | Natural Gas | Clothes Dryer
| Residential | CZ3 - Single Family | Existing | Appliances | Natural Gas | Clothes Dryer
| Residential | CZ3 - Single Family | Existing | Appliances | Natural Gas | Clothes Dryer
| Residential | CZ3 - Single Family | Existing | Appliances | Natural Gas | Stove/Oven
| Residential | CZ3 - Single Family | Existing | Appliances | Natural Gas | Stove/Oven
| Residential | CZ3 - Single Family | Existing | Appliances | Natural Gas | Stove/Oven
| Residential | CZ3 - Single Family | Existing | Appliances | Natural Gas | Stove/Oven
| Residential | CZ3 - Single Family | Existing | Appliances | Natural Gas | Stove/Oven
| Residential | CZ3 - Single Family | Existing | Appliances | Natural Gas | Stove/Oven
| Residential | CZ3 - Single Family | Existing | Appliances | Natural Gas | Stove/Oven
| Residential | CZ3 - Single Family | Existing | Appliances | Natural Gas | Stove/Oven
| Residential | CZ3 - Single Family | Existing | Appliances | Natural Gas | Stove/Oven
| Residential | CZ3 - Single Family | Existing | Appliances | Natural Gas | Stove/Oven
| Residential | CZ3 - Single Family | Existing | Appliances | Natural Gas | Stove/Oven
| Residential | CZ3 - Single Family | Existing | Miscellaneous | Natural Gas | Pool Heater
| Residential | CZ3 - Single Family | Existing | Miscellaneous | Natural Gas | Pool Heater
| Residential | CZ3 - Single Family | Existing | Miscellaneous | Natural Gas | Pool Heater
| Residential | CZ3 - Single Family | Existing | Miscellaneous | Natural Gas | Pool Heater
| Residential | CZ3 - Single Family | Existing | Miscellaneous | Natural Gas | Pool Heater
| Residential | CZ3 - Single Family | Existing | Miscellaneous | Natural Gas | Pool Heater
| Residential | CZ3 - Single Family | Existing | Miscellaneous | Natural Gas | Pool Heater
| Residential | CZ3 - Single Family | Existing | Miscellaneous | Natural Gas | Pool Heater
| Residential | CZ3 - Single Family | Existing | Miscellaneous | Natural Gas | Pool Heater
| Residential | CZ3 - Single Family | Existing | Miscellaneous | Natural Gas | Pool Heater
| Residential | CZ3 - Single Family | Existing | Miscellaneous | Natural Gas | Pool Heater
| Residential | CZ3 - Single Family | Existing | Miscellaneous | Natural Gas | Miscellaneous
| Residential | CZ3 - Single Family | Existing | Miscellaneous | Natural Gas | Miscellaneous
| Residential | CZ3 - Single Family | Existing | Miscellaneous | Natural Gas | Miscellaneous
| Residential | CZ3 - Single Family | Existing | Miscellaneous | Natural Gas | Miscellaneous
| Residential | CZ3 - Single Family | Existing | Miscellaneous | Natural Gas | Miscellaneous
| Residential | CZ3 - Single Family | Existing | Miscellaneous | Natural Gas | Miscellaneous
| Residential | CZ3 - Single Family | Existing | Miscellaneous | Natural Gas | Miscellaneous
| Residential | CZ3 - Single Family | Existing | Miscellaneous | Natural Gas | Miscellaneous
| Residential | CZ3 - Single Family | Existing | Miscellaneous | Natural Gas | Miscellaneous
| Residential | CZ3 - Single Family | Existing | Miscellaneous | Natural Gas | Miscellaneous
| Residential | CZ3 - Single Family | Existing | Miscellaneous | Natural Gas | Miscellaneous
| Residential | CZ3 - Single Family | New | Space Heating | Natural Gas | Furnace - Direct Fuel
| Residential | CZ3 - Single Family | New | Space Heating | Natural Gas | Furnace - Direct Fuel
| Residential | CZ3 - Single Family | New | Space Heating | Natural Gas | Furnace - Direct Fuel
| Residential | CZ3 - Single Family | New | Space Heating | Natural Gas | Furnace - Direct Fuel
| Residential | CZ3 - Single Family | New | Space Heating | Natural Gas | Furnace - Direct Fuel
| Residential | CZ3 - Single Family | New | Space Heating | Natural Gas | Furnace - Direct Fuel
| Residential | CZ3 - Single Family | New | Space Heating | Natural Gas | Furnace - Direct Fuel
| Residential | CZ3 - Single Family | New | Space Heating | Natural Gas | Furnace - Direct Fuel
| Residential | CZ3 - Single Family | New | Space Heating | Natural Gas | Furnace - Direct Fuel
| Residential | CZ3 - Single Family | New | Space Heating | Natural Gas | Furnace - Direct Fuel
| Residential | CZ3 - Single Family | New | Space Heating | Natural Gas | Furnace - Direct Fuel
| Residential | CZ3 - Single Family | New | Space Heating | Natural Gas | Boiler - Direct Fuel
| Residential | CZ3 - Single Family | New | Space Heating | Natural Gas | Boiler - Direct Fuel
| Residential | CZ3 - Single Family | New | Space Heating | Natural Gas | Boiler - Direct Fuel
| Residential | CZ3 - Single Family | New | Space Heating | Natural Gas | Boiler - Direct Fuel
| Residential | CZ3 - Single Family | New | Space Heating | Natural Gas | Boiler - Direct Fuel
| Residential | CZ3 - Single Family | New | Space Heating | Natural Gas | Boiler - Direct Fuel
| Residential | CZ3 - Single Family | New | Space Heating | Natural Gas | Boiler - Direct Fuel
| Residential | CZ3 - Single Family | New | Space Heating | Natural Gas | Boiler - Direct Fuel
| Residential | CZ3 - Single Family | New | Space Heating | Natural Gas | Boiler - Direct Fuel
| Residential | CZ3 - Single Family | New | Space Heating | Natural Gas | Boiler - Direct Fuel
| Residential | CZ3 - Single Family | New | Space Heating | Natural Gas | Boiler - Direct Fuel
| Residential | CZ3 - Single Family | New | Secondary Heating | Natural Gas | Fireplace
| Residential | CZ3 - Single Family | New | Secondary Heating | Natural Gas | Fireplace
| Residential | CZ3 - Single Family | New | Secondary Heating | Natural Gas | Fireplace
| Residential | CZ3 - Single Family | New | Secondary Heating | Natural Gas | Fireplace
| Residential | CZ3 - Single Family | New | Secondary Heating | Natural Gas | Fireplace
| Residential | CZ3 - Single Family | New | Secondary Heating | Natural Gas | Fireplace
| Residential | CZ3 - Single Family | New | Secondary Heating | Natural Gas | Fireplace
| Residential | CZ3 - Single Family | New | Secondary Heating | Natural Gas | Fireplace
| Residential | CZ3 - Single Family | New | Secondary Heating | Natural Gas | Fireplace
| Residential | CZ3 - Single Family | New | Secondary Heating | Natural Gas | Fireplace
| Residential | CZ3 - Single Family | New | Secondary Heating | Natural Gas | Fireplace
| Residential | CZ3 - Single Family | New | Water Heating | Natural Gas | Water Heater <= 55 gal.
| Residential | CZ3 - Single Family | New | Water Heating | Natural Gas | Water Heater <= 55 gal.
| Residential | CZ3 - Single Family | New | Water Heating | Natural Gas | Water Heater <= 55 gal.
| Residential | CZ3 - Single Family | New | Water Heating | Natural Gas | Water Heater <= 55 gal.
| Residential | CZ3 - Single Family | New | Water Heating | Natural Gas | Water Heater <= 55 gal.
| Residential | CZ3 - Single Family | New | Water Heating | Natural Gas | Water Heater <= 55 gal.
| Residential | CZ3 - Single Family | New | Water Heating | Natural Gas | Water Heater <= 55 gal.
| Residential | CZ3 - Single Family | New | Water Heating | Natural Gas | Water Heater <= 55 gal.
| Residential | CZ3 - Single Family | New | Water Heating | Natural Gas | Water Heater <= 55 gal.
| Residential | CZ3 - Single Family | New | Water Heating | Natural Gas | Water Heater <= 55 gal.
| Residential | CZ3 - Single Family | New | Water Heating | Natural Gas | Water Heater <= 55 gal.
| Residential | CZ3 - Single Family | New | Water Heating | Natural Gas | Water Heater > 55 gal.
| Residential | CZ3 - Single Family | New | Water Heating | Natural Gas | Water Heater > 55 gal.
| Residential | CZ3 - Single Family | New | Water Heating | Natural Gas | Water Heater > 55 gal.
| Residential | CZ3 - Single Family | New | Water Heating | Natural Gas | Water Heater > 55 gal.
| Residential | CZ3 - Single Family | New | Water Heating | Natural Gas | Water Heater > 55 gal.
| Residential | CZ3 - Single Family | New | Water Heating | Natural Gas | Water Heater > 55 gal.
| Residential | CZ3 - Single Family | New | Water Heating | Natural Gas | Water Heater > 55 gal.
| Residential | CZ3 - Single Family | New | Water Heating | Natural Gas | Water Heater > 55 gal.
| Residential | CZ3 - Single Family | New | Water Heating | Natural Gas | Water Heater > 55 gal.
| Residential | CZ3 - Single Family | New | Water Heating | Natural Gas | Water Heater > 55 gal.
| Residential | CZ3 - Single Family | New | Water Heating | Natural Gas | Water Heater > 55 gal.
| Residential | CZ3 - Single Family | New | Appliances | Natural Gas | Clothes Dryer
| Residential | CZ3 - Single Family | New | Appliances | Natural Gas | Clothes Dryer
| Residential | CZ3 - Single Family | New | Appliances | Natural Gas | Clothes Dryer
| Residential | CZ3 - Single Family | New | Appliances | Natural Gas | Clothes Dryer
| Residential | CZ3 - Single Family | New | Appliances | Natural Gas | Clothes Dryer
| Residential | CZ3 - Single Family | New | Appliances | Natural Gas | Clothes Dryer
| Residential | CZ3 - Single Family | New | Appliances | Natural Gas | Clothes Dryer
| Residential | CZ3 - Single Family | New | Appliances | Natural Gas | Clothes Dryer
| Residential | CZ3 - Single Family | New | Appliances | Natural Gas | Clothes Dryer
| Residential | CZ3 - Single Family | New | Appliances | Natural Gas | Clothes Dryer
| Residential | CZ3 - Single Family | New | Appliances | Natural Gas | Clothes Dryer
| Residential | CZ3 - Single Family | New | Appliances | Natural Gas | Stove/Oven
| Residential | CZ3 - Single Family | New | Appliances | Natural Gas | Stove/Oven
| Residential | CZ3 - Single Family | New | Appliances | Natural Gas | Stove/Oven
| Residential | CZ3 - Single Family | New | Appliances | Natural Gas | Stove/Oven
| Residential | CZ3 - Single Family | New | Appliances | Natural Gas | Stove/Oven
| Residential | CZ3 - Single Family | New | Appliances | Natural Gas | Stove/Oven
| Residential | CZ3 - Single Family | New | Appliances | Natural Gas | Stove/Oven
| Residential | CZ3 - Single Family | New | Appliances | Natural Gas | Stove/Oven
| Residential | CZ3 - Single Family | New | Appliances | Natural Gas | Stove/Oven
| Residential | CZ3 - Single Family | New | Appliances | Natural Gas | Stove/Oven
| Residential | CZ3 - Single Family | New | Appliances | Natural Gas | Stove/Oven
| Residential | CZ3 - Single Family | New | Miscellaneous | Natural Gas | Pool Heater
| Residential | CZ3 - Single Family | New | Miscellaneous | Natural Gas | Pool Heater
| Residential | CZ3 - Single Family | New | Miscellaneous | Natural Gas | Pool Heater
| Residential | CZ3 - Single Family | New | Miscellaneous | Natural Gas | Pool Heater
| Residential | CZ3 - Single Family | New | Miscellaneous | Natural Gas | Pool Heater
| Residential | CZ3 - Single Family | New | Miscellaneous | Natural Gas | Pool Heater
| Residential | CZ3 - Single Family | New | Miscellaneous | Natural Gas | Pool Heater
| Residential | CZ3 - Single Family | New | Miscellaneous | Natural Gas | Pool Heater
| Residential | CZ3 - Single Family | New | Miscellaneous | Natural Gas | Pool Heater
| Residential | CZ3 - Single Family | New | Miscellaneous | Natural Gas | Pool Heater
| Residential | CZ3 - Single Family | New | Miscellaneous | Natural Gas | Pool Heater
| Residential | CZ3 - Single Family | New | Miscellaneous | Natural Gas | Miscellaneous
| Residential | CZ3 - Single Family | New | Miscellaneous | Natural Gas | Miscellaneous
| Residential | CZ3 - Single Family | New | Miscellaneous | Natural Gas | Miscellaneous
| Residential | CZ3 - Single Family | New | Miscellaneous | Natural Gas | Miscellaneous
| Residential | CZ3 - Single Family | New | Miscellaneous | Natural Gas | Miscellaneous
| Residential | CZ3 - Single Family | New | Miscellaneous | Natural Gas | Miscellaneous
| Residential | CZ3 - Single Family | New | Miscellaneous | Natural Gas | Miscellaneous
| Residential | CZ3 - Single Family | New | Miscellaneous | Natural Gas | Miscellaneous
| Residential | CZ3 - Single Family | New | Miscellaneous | Natural Gas | Miscellaneous
| Residential | CZ3 - Single Family | New | Miscellaneous | Natural Gas | Miscellaneous
| Residential | CZ3 - Single Family | New | Miscellaneous | Natural Gas | Miscellaneous
| Residential | CZ3 - Multi Family | Existing | Space Heating | Natural Gas | Furnace - Direct Fuel
| Residential | CZ3 - Multi Family | Existing | Space Heating | Natural Gas | Furnace - Direct Fuel
| Residential | CZ3 - Multi Family | Existing | Space Heating | Natural Gas | Furnace - Direct Fuel
| Residential | CZ3 - Multi Family | Existing | Space Heating | Natural Gas | Furnace - Direct Fuel
| Residential | CZ3 - Multi Family | Existing | Space Heating | Natural Gas | Furnace - Direct Fuel
| Residential | CZ3 - Multi Family | Existing | Space Heating | Natural Gas | Furnace - Direct Fuel
| Residential | CZ3 - Multi Family | Existing | Space Heating | Natural Gas | Furnace - Direct Fuel
| Residential | CZ3 - Multi Family | Existing | Space Heating | Natural Gas | Furnace - Direct Fuel
| Residential | CZ3 - Multi Family | Existing | Space Heating | Natural Gas | Furnace - Direct Fuel
| Residential | CZ3 - Multi Family | Existing | Space Heating | Natural Gas | Furnace - Direct Fuel
| Residential | CZ3 - Multi Family | Existing | Space Heating | Natural Gas | Furnace - Direct Fuel
| Residential | CZ3 - Multi Family | Existing | Space Heating | Natural Gas | Boiler - Direct Fuel
| Residential | CZ3 - Multi Family | Existing | Space Heating | Natural Gas | Boiler - Direct Fuel
| Residential | CZ3 - Multi Family | Existing | Space Heating | Natural Gas | Boiler - Direct Fuel
| Residential | CZ3 - Multi Family | Existing | Space Heating | Natural Gas | Boiler - Direct Fuel
| Residential | CZ3 - Multi Family | Existing | Space Heating | Natural Gas | Boiler - Direct Fuel
| Residential | CZ3 - Multi Family | Existing | Space Heating | Natural Gas | Boiler - Direct Fuel
| Residential | CZ3 - Multi Family | Existing | Space Heating | Natural Gas | Boiler - Direct Fuel
| Residential | CZ3 - Multi Family | Existing | Space Heating | Natural Gas | Boiler - Direct Fuel
| Residential | CZ3 - Multi Family | Existing | Space Heating | Natural Gas | Boiler - Direct Fuel
| Residential | CZ3 - Multi Family | Existing | Space Heating | Natural Gas | Boiler - Direct Fuel
| Residential | CZ3 - Multi Family | Existing | Space Heating | Natural Gas | Boiler - Direct Fuel
| Residential | CZ3 - Multi Family | Existing | Secondary Heating | Natural Gas | Fireplace
| Residential | CZ3 - Multi Family | Existing | Secondary Heating | Natural Gas | Fireplace
| Residential | CZ3 - Multi Family | Existing | Secondary Heating | Natural Gas | Fireplace
| Residential | CZ3 - Multi Family | Existing | Secondary Heating | Natural Gas | Fireplace
| Residential | CZ3 - Multi Family | Existing | Secondary Heating | Natural Gas | Fireplace
| Residential | CZ3 - Multi Family | Existing | Secondary Heating | Natural Gas | Fireplace
| Residential | CZ3 - Multi Family | Existing | Secondary Heating | Natural Gas | Fireplace
| Residential | CZ3 - Multi Family | Existing | Secondary Heating | Natural Gas | Fireplace
| Residential | CZ3 - Multi Family | Existing | Secondary Heating | Natural Gas | Fireplace
| Residential | CZ3 - Multi Family | Existing | Secondary Heating | Natural Gas | Fireplace
| Residential | CZ3 - Multi Family | Existing | Secondary Heating | Natural Gas | Fireplace
| Residential | CZ3 - Multi Family | Existing | Water Heating | Natural Gas | Water Heater <= 55 gal.
| Residential | CZ3 - Multi Family | Existing | Water Heating | Natural Gas | Water Heater <= 55 gal.
| Residential | CZ3 - Multi Family | Existing | Water Heating | Natural Gas | Water Heater <= 55 gal.
| Residential | CZ3 - Multi Family | Existing | Water Heating | Natural Gas | Water Heater <= 55 gal.
| Residential | CZ3 - Multi Family | Existing | Water Heating | Natural Gas | Water Heater <= 55 gal.
| Residential | CZ3 - Multi Family | Existing | Water Heating | Natural Gas | Water Heater <= 55 gal.
| Residential | CZ3 - Multi Family | Existing | Water Heating | Natural Gas | Water Heater <= 55 gal.
| Residential | CZ3 - Multi Family | Existing | Water Heating | Natural Gas | Water Heater <= 55 gal.
| Residential | CZ3 - Multi Family | Existing | Water Heating | Natural Gas | Water Heater <= 55 gal.
| Residential | CZ3 - Multi Family | Existing | Water Heating | Natural Gas | Water Heater <= 55 gal.
| Residential | CZ3 - Multi Family | Existing | Water Heating | Natural Gas | Water Heater <= 55 gal.
| Residential | CZ3 - Multi Family | Existing | Water Heating | Natural Gas | Water Heater > 55 gal.
| Residential | CZ3 - Multi Family | Existing | Water Heating | Natural Gas | Water Heater > 55 gal.
| Residential | CZ3 - Multi Family | Existing | Water Heating | Natural Gas | Water Heater > 55 gal.
| Residential | CZ3 - Multi Family | Existing | Water Heating | Natural Gas | Water Heater > 55 gal.
| Residential | CZ3 - Multi Family | Existing | Water Heating | Natural Gas | Water Heater > 55 gal.
| Residential | CZ3 - Multi Family | Existing | Water Heating | Natural Gas | Water Heater > 55 gal.
| Residential | CZ3 - Multi Family | Existing | Water Heating | Natural Gas | Water Heater > 55 gal.
| Residential | CZ3 - Multi Family | Existing | Water Heating | Natural Gas | Water Heater > 55 gal.
| Residential | CZ3 - Multi Family | Existing | Water Heating | Natural Gas | Water Heater > 55 gal.
| Residential | CZ3 - Multi Family | Existing | Water Heating | Natural Gas | Water Heater > 55 gal.
| Residential | CZ3 - Multi Family | Existing | Water Heating | Natural Gas | Water Heater > 55 gal.
| Residential | CZ3 - Multi Family | Existing | Appliances | Natural Gas | Clothes Dryer
| Residential | CZ3 - Multi Family | Existing | Appliances | Natural Gas | Clothes Dryer
| Residential | CZ3 - Multi Family | Existing | Appliances | Natural Gas | Clothes Dryer
| Residential | CZ3 - Multi Family | Existing | Appliances | Natural Gas | Clothes Dryer
| Residential | CZ3 - Multi Family | Existing | Appliances | Natural Gas | Clothes Dryer
| Residential | CZ3 - Multi Family | Existing | Appliances | Natural Gas | Clothes Dryer
| Residential | CZ3 - Multi Family | Existing | Appliances | Natural Gas | Clothes Dryer
| Residential | CZ3 - Multi Family | Existing | Appliances | Natural Gas | Clothes Dryer
| Residential | CZ3 - Multi Family | Existing | Appliances | Natural Gas | Clothes Dryer
| Residential | CZ3 - Multi Family | Existing | Appliances | Natural Gas | Clothes Dryer
| Residential | CZ3 - Multi Family | Existing | Appliances | Natural Gas | Clothes Dryer
| Residential | CZ3 - Multi Family | Existing | Appliances | Natural Gas | Stove/Oven
| Residential | CZ3 - Multi Family | Existing | Appliances | Natural Gas | Stove/Oven
| Residential | CZ3 - Multi Family | Existing | Appliances | Natural Gas | Stove/Oven
| Residential | CZ3 - Multi Family | Existing | Appliances | Natural Gas | Stove/Oven
| Residential | CZ3 - Multi Family | Existing | Appliances | Natural Gas | Stove/Oven
| Residential | CZ3 - Multi Family | Existing | Appliances | Natural Gas | Stove/Oven
| Residential | CZ3 - Multi Family | Existing | Appliances | Natural Gas | Stove/Oven
| Residential | CZ3 - Multi Family | Existing | Appliances | Natural Gas | Stove/Oven
| Residential | CZ3 - Multi Family | Existing | Appliances | Natural Gas | Stove/Oven
| Residential | CZ3 - Multi Family | Existing | Appliances | Natural Gas | Stove/Oven
| Residential | CZ3 - Multi Family | Existing | Appliances | Natural Gas | Stove/Oven
| Residential | CZ3 - Multi Family | Existing | Miscellaneous | Natural Gas | Pool Heater
| Residential | CZ3 - Multi Family | Existing | Miscellaneous | Natural Gas | Pool Heater
| Residential | CZ3 - Multi Family | Existing | Miscellaneous | Natural Gas | Pool Heater
| Residential | CZ3 - Multi Family | Existing | Miscellaneous | Natural Gas | Pool Heater
| Residential | CZ3 - Multi Family | Existing | Miscellaneous | Natural Gas | Pool Heater
| Residential | CZ3 - Multi Family | Existing | Miscellaneous | Natural Gas | Pool Heater
| Residential | CZ3 - Multi Family | Existing | Miscellaneous | Natural Gas | Pool Heater
| Residential | CZ3 - Multi Family | Existing | Miscellaneous | Natural Gas | Pool Heater
| Residential | CZ3 - Multi Family | Existing | Miscellaneous | Natural Gas | Pool Heater
| Residential | CZ3 - Multi Family | Existing | Miscellaneous | Natural Gas | Pool Heater
| Residential | CZ3 - Multi Family | Existing | Miscellaneous | Natural Gas | Pool Heater
| Residential | CZ3 - Multi Family | Existing | Miscellaneous | Natural Gas | Miscellaneous
| Residential | CZ3 - Multi Family | Existing | Miscellaneous | Natural Gas | Miscellaneous
| Residential | CZ3 - Multi Family | Existing | Miscellaneous | Natural Gas | Miscellaneous
| Residential | CZ3 - Multi Family | Existing | Miscellaneous | Natural Gas | Miscellaneous
| Residential | CZ3 - Multi Family | Existing | Miscellaneous | Natural Gas | Miscellaneous
| Residential | CZ3 - Multi Family | Existing | Miscellaneous | Natural Gas | Miscellaneous
| Residential | CZ3 - Multi Family | Existing | Miscellaneous | Natural Gas | Miscellaneous
| Residential | CZ3 - Multi Family | Existing | Miscellaneous | Natural Gas | Miscellaneous
| Residential | CZ3 - Multi Family | Existing | Miscellaneous | Natural Gas | Miscellaneous
| Residential | CZ3 - Multi Family | Existing | Miscellaneous | Natural Gas | Miscellaneous
| Residential | CZ3 - Multi Family | Existing | Miscellaneous | Natural Gas | Miscellaneous
| Residential | CZ3 - Multi Family | New | Space Heating | Natural Gas | Furnace - Direct Fuel
| Residential | CZ3 - Multi Family | New | Space Heating | Natural Gas | Furnace - Direct Fuel
| Residential | CZ3 - Multi Family | New | Space Heating | Natural Gas | Furnace - Direct Fuel
| Residential | CZ3 - Multi Family | New | Space Heating | Natural Gas | Furnace - Direct Fuel
| Residential | CZ3 - Multi Family | New | Space Heating | Natural Gas | Furnace - Direct Fuel
| Residential | CZ3 - Multi Family | New | Space Heating | Natural Gas | Furnace - Direct Fuel
| Residential | CZ3 - Multi Family | New | Space Heating | Natural Gas | Furnace - Direct Fuel
| Residential | CZ3 - Multi Family | New | Space Heating | Natural Gas | Furnace - Direct Fuel
| Residential | CZ3 - Multi Family | New | Space Heating | Natural Gas | Furnace - Direct Fuel
| Residential | CZ3 - Multi Family | New | Space Heating | Natural Gas | Furnace - Direct Fuel
| Residential | CZ3 - Multi Family | New | Space Heating | Natural Gas | Furnace - Direct Fuel
| Residential | CZ3 - Multi Family | New | Space Heating | Natural Gas | Boiler - Direct Fuel
| Residential | CZ3 - Multi Family | New | Space Heating | Natural Gas | Boiler - Direct Fuel
| Residential | CZ3 - Multi Family | New | Space Heating | Natural Gas | Boiler - Direct Fuel
| Residential | CZ3 - Multi Family | New | Space Heating | Natural Gas | Boiler - Direct Fuel
| Residential | CZ3 - Multi Family | New | Space Heating | Natural Gas | Boiler - Direct Fuel
| Residential | CZ3 - Multi Family | New | Space Heating | Natural Gas | Boiler - Direct Fuel
| Residential | CZ3 - Multi Family | New | Space Heating | Natural Gas | Boiler - Direct Fuel
| Residential | CZ3 - Multi Family | New | Space Heating | Natural Gas | Boiler - Direct Fuel
| Residential | CZ3 - Multi Family | New | Space Heating | Natural Gas | Boiler - Direct Fuel
| Residential | CZ3 - Multi Family | New | Space Heating | Natural Gas | Boiler - Direct Fuel
| Residential | CZ3 - Multi Family | New | Space Heating | Natural Gas | Boiler - Direct Fuel
| Residential | CZ3 - Multi Family | New | Secondary Heating | Natural Gas | Fireplace
| Residential | CZ3 - Multi Family | New | Secondary Heating | Natural Gas | Fireplace
| Residential | CZ3 - Multi Family | New | Secondary Heating | Natural Gas | Fireplace
| Residential | CZ3 - Multi Family | New | Secondary Heating | Natural Gas | Fireplace
| Residential | CZ3 - Multi Family | New | Secondary Heating | Natural Gas | Fireplace
| Residential | CZ3 - Multi Family | New | Secondary Heating | Natural Gas | Fireplace
| Residential | CZ3 - Multi Family | New | Secondary Heating | Natural Gas | Fireplace
| Residential | CZ3 - Multi Family | New | Secondary Heating | Natural Gas | Fireplace
| Residential | CZ3 - Multi Family | New | Secondary Heating | Natural Gas | Fireplace
| Residential | CZ3 - Multi Family | New | Secondary Heating | Natural Gas | Fireplace
| Residential | CZ3 - Multi Family | New | Secondary Heating | Natural Gas | Fireplace
| Residential | CZ3 - Multi Family | New | Water Heating | Natural Gas | Water Heater <= 55 gal.
| Residential | CZ3 - Multi Family | New | Water Heating | Natural Gas | Water Heater <= 55 gal.
| Residential | CZ3 - Multi Family | New | Water Heating | Natural Gas | Water Heater <= 55 gal.
| Residential | CZ3 - Multi Family | New | Water Heating | Natural Gas | Water Heater <= 55 gal.
| Residential | CZ3 - Multi Family | New | Water Heating | Natural Gas | Water Heater <= 55 gal.
| Residential | CZ3 - Multi Family | New | Water Heating | Natural Gas | Water Heater <= 55 gal.
| Residential | CZ3 - Multi Family | New | Water Heating | Natural Gas | Water Heater <= 55 gal.
| Residential | CZ3 - Multi Family | New | Water Heating | Natural Gas | Water Heater <= 55 gal.
| Residential | CZ3 - Multi Family | New | Water Heating | Natural Gas | Water Heater <= 55 gal.
| Residential | CZ3 - Multi Family | New | Water Heating | Natural Gas | Water Heater <= 55 gal.
| Residential | CZ3 - Multi Family | New | Water Heating | Natural Gas | Water Heater <= 55 gal.
| Residential | CZ3 - Multi Family | New | Water Heating | Natural Gas | Water Heater > 55 gal.
| Residential | CZ3 - Multi Family | New | Water Heating | Natural Gas | Water Heater > 55 gal.
| Residential | CZ3 - Multi Family | New | Water Heating | Natural Gas | Water Heater > 55 gal.
| Residential | CZ3 - Multi Family | New | Water Heating | Natural Gas | Water Heater > 55 gal.
| Residential | CZ3 - Multi Family | New | Water Heating | Natural Gas | Water Heater > 55 gal.
| Residential | CZ3 - Multi Family | New | Water Heating | Natural Gas | Water Heater > 55 gal.
| Residential | CZ3 - Multi Family | New | Water Heating | Natural Gas | Water Heater > 55 gal.
| Residential | CZ3 - Multi Family | New | Water Heating | Natural Gas | Water Heater > 55 gal.
| Residential | CZ3 - Multi Family | New | Water Heating | Natural Gas | Water Heater > 55 gal.
| Residential | CZ3 - Multi Family | New | Water Heating | Natural Gas | Water Heater > 55 gal.
| Residential | CZ3 - Multi Family | New | Water Heating | Natural Gas | Water Heater > 55 gal.
| Residential | CZ3 - Multi Family | New | Appliances | Natural Gas | Clothes Dryer
| Residential | CZ3 - Multi Family | New | Appliances | Natural Gas | Clothes Dryer
| Residential | CZ3 - Multi Family | New | Appliances | Natural Gas | Clothes Dryer
| Residential | CZ3 - Multi Family | New | Appliances | Natural Gas | Clothes Dryer
| Residential | CZ3 - Multi Family | New | Appliances | Natural Gas | Clothes Dryer
| Residential | CZ3 - Multi Family | New | Appliances | Natural Gas | Clothes Dryer
| Residential | CZ3 - Multi Family | New | Appliances | Natural Gas | Clothes Dryer
| Residential | CZ3 - Multi Family | New | Appliances | Natural Gas | Clothes Dryer
| Residential | CZ3 - Multi Family | New | Appliances | Natural Gas | Clothes Dryer
| Residential | CZ3 - Multi Family | New | Appliances | Natural Gas | Clothes Dryer
| Residential | CZ3 - Multi Family | New | Appliances | Natural Gas | Clothes Dryer
| Residential | CZ3 - Multi Family | New | Appliances | Natural Gas | Stove/Oven
| Residential | CZ3 - Multi Family | New | Appliances | Natural Gas | Stove/Oven
| Residential | CZ3 - Multi Family | New | Appliances | Natural Gas | Stove/Oven
| Residential | CZ3 - Multi Family | New | Appliances | Natural Gas | Stove/Oven
| Residential | CZ3 - Multi Family | New | Appliances | Natural Gas | Stove/Oven
| Residential | CZ3 - Multi Family | New | Appliances | Natural Gas | Stove/Oven
| Residential | CZ3 - Multi Family | New | Appliances | Natural Gas | Stove/Oven
| Residential | CZ3 - Multi Family | New | Appliances | Natural Gas | Stove/Oven
| Residential | CZ3 - Multi Family | New | Appliances | Natural Gas | Stove/Oven
| Residential | CZ3 - Multi Family | New | Appliances | Natural Gas | Stove/Oven
| Residential | CZ3 - Multi Family | New | Appliances | Natural Gas | Stove/Oven
| Residential | CZ3 - Multi Family | New | Miscellaneous | Natural Gas | Pool Heater
| Residential | CZ3 - Multi Family | New | Miscellaneous | Natural Gas | Pool Heater
| Residential | CZ3 - Multi Family | New | Miscellaneous | Natural Gas | Pool Heater
| Residential | CZ3 - Multi Family | New | Miscellaneous | Natural Gas | Pool Heater
| Residential | CZ3 - Multi Family | New | Miscellaneous | Natural Gas | Pool Heater
| Residential | CZ3 - Multi Family | New | Miscellaneous | Natural Gas | Pool Heater
| Residential | CZ3 - Multi Family | New | Miscellaneous | Natural Gas | Pool Heater
| Residential | CZ3 - Multi Family | New | Miscellaneous | Natural Gas | Pool Heater
| Residential | CZ3 - Multi Family | New | Miscellaneous | Natural Gas | Pool Heater
| Residential | CZ3 - Multi Family | New | Miscellaneous | Natural Gas | Pool Heater
| Residential | CZ3 - Multi Family | New | Miscellaneous | Natural Gas | Pool Heater
| Residential | CZ3 - Multi Family | New | Miscellaneous | Natural Gas | Miscellaneous
| Residential | CZ3 - Multi Family | New | Miscellaneous | Natural Gas | Miscellaneous
| Residential | CZ3 - Multi Family | New | Miscellaneous | Natural Gas | Miscellaneous
| Residential | CZ3 - Multi Family | New | Miscellaneous | Natural Gas | Miscellaneous
| Residential | CZ3 - Multi Family | New | Miscellaneous | Natural Gas | Miscellaneous
| Residential | CZ3 - Multi Family | New | Miscellaneous | Natural Gas | Miscellaneous
| Residential | CZ3 - Multi Family | New | Miscellaneous | Natural Gas | Miscellaneous
| Residential | CZ3 - Multi Family | New | Miscellaneous | Natural Gas | Miscellaneous
| Residential | CZ3 - Multi Family | New | Miscellaneous | Natural Gas | Miscellaneous
| Residential | CZ3 - Multi Family | New | Miscellaneous | Natural Gas | Miscellaneous
| Residential | CZ3 - Multi Family | New | Miscellaneous | Natural Gas | Miscellaneous

## Raw Equipment Savings (hidden)
Key | Field | Sector | Segment | Vintage | End Use | Fuel | Technology | Case | Label | 2016 | 2017 | 2018 | 2019 | 2020 | 2021 | 2022 | 2023 | 2024 | 2025 | 2026 | 2027 | 2028 | 2029 | 2030 | 2031 | 2032 | 2033 | 2034 | 2035 | 2036 | 2037 | 2038 | 2039 | 2040 | 2041 | 2042 | 2043 | 2044 | 2045 | 2046 | 2047 | 2048 | 2049 | 2050 | 2051 | 2052 | 2053 | 2054 | 2055 | 2056 | 2057 | 2058 | 2059 | 2060 | 2061 | 2062 | 2063 | 2064 | 2065 | 2066 | 2058
F1_Residential_CZ1 - Single Family_Existing_Space Heating_Natural Gas_Furnace - Direct Fuel_Baseline Forecast | F1 | Residential | CZ1 - Single Family | Existing | Space Heating | Natural Gas | Furnace - Direct Fuel | Baseline Forecast | Consumption Savings (GWh) | 0 | 0 | 0 | 0 | 0 | 0 | 0 | 0 | 0 | 0 | 0 | 0 | 0 | 0 | 0 | 0 | 0 | 0 | 0 | 0 | 0 | 0 | 0 | 0 | 0 | 0 | 0 | 0 | 0 | 0 | 0 | 0 | 0 | 0 | 0 | 0
F2_Residential_CZ1 - Single Family_Existing_Space Heating_Natural Gas_Furnace - Direct Fuel_Baseline Forecast | F2 | Residential | CZ1 - Single Family | Existing | Space Heating | Natural Gas | Furnace - Direct Fuel | Baseline Forecast | Summer Demand Savings (MW) | 0 | 0 | 0 | 0 | 0 | 0 | 0 | 0 | 0 | 0 | 0 | 0 | 0 | 0 | 0 | 0 | 0 | 0 | 0 | 0 | 0 | 0 | 0 | 0 | 0 | 0 | 0 | 0 | 0 | 0 | 0 | 0 | 0 | 0 | 0 | 0
F3_Residential_CZ1 - Single Family_Existing_Space Heating_Natural Gas_Furnace - Direct Fuel_Baseline Forecast | F3 | Residential | CZ1 - Single Family | Existing | Space Heating | Natural Gas | Furnace - Direct Fuel | Baseline Forecast | Winter Demand Savings (MW) | 0 | 0 | 0 | 0 | 0 | 0 | 0 | 0 | 0 | 0 | 0 | 0 | 0 | 0 | 0 | 0 | 0 | 0 | 0 | 0 | 0 | 0 | 0 | 0 | 0 | 0 | 0 | 0 | 0 | 0 | 0 | 0 | 0 | 0 | 0 | 0
F4_Residential_CZ1 - Single Family_Existing_Space Heating_Natural Gas_Furnace - Direct Fuel_Baseline Forecast | F4 | Residential | CZ1 - Single Family | Existing | Space Heating | Natural Gas | Furnace - Direct Fuel | Baseline Forecast | Incremental Savings (GWh) | 0 | 0 | 0 | 0 | 0 | 0 | 0 | 0 | 0 | 0 | 0 | 0 | 0 | 0 | 0 | 0 | 0 | 0 | 0 | 0 | 0 | 0 | 0 | 0 | 0 | 0 | 0 | 0 | 0 | 0 | 0 | 0 | 0 | 0 | 0 | 0
F1_Residential_CZ1 - Single Family_Existing_Space Heating_Natural Gas_Boiler - Direct Fuel_Baseline Forecast | F1 | Residential | CZ1 - Single Family | Existing | Space Heating | Natural Gas | Boiler - Direct Fuel | Baseline Forecast | Consumption Savings (GWh) | 0 | 0 | 0 | 0 | 0 | 0 | 0 | 0 | 0 | 0 | 0 | 0 | 0 | 0 | 0 | 0 | 0 | 0 | 0 | 0 | 0 | 0 | 0 | 0 | 0 | 0 | 0 | 0 | 0 | 0 | 0 | 0 | 0 | 0 | 0 | 0
F2_Residential_CZ1 - Single Family_Existing_Space Heating_Natural Gas_Boiler - Direct Fuel_Baseline Forecast | F2 | Residential | CZ1 - Single Family | Existing | Space Heating | Natural Gas | Boiler - Direct Fuel | Baseline Forecast | Summer Demand Savings (MW) | 0 | 0 | 0 | 0 | 0 | 0 | 0 | 0 | 0 | 0 | 0 | 0 | 0 | 0 | 0 | 0 | 0 | 0 | 0 | 0 | 0 | 0 | 0 | 0 | 0 | 0 | 0 | 0 | 0 | 0 | 0 | 0 | 0 | 0 | 0 | 0
F3_Residential_CZ1 - Single Family_Existing_Space Heating_Natural Gas_Boiler - Direct Fuel_Baseline Forecast | F3 | Residential | CZ1 - Single Family | Existing | Space Heating | Natural Gas | Boiler - Direct Fuel | Baseline Forecast | Winter Demand Savings (MW) | 0 | 0 | 0 | 0 | 0 | 0 | 0 | 0 | 0 | 0 | 0 | 0 | 0 | 0 | 0 | 0 | 0 | 0 | 0 | 0 | 0 | 0 | 0 | 0 | 0 | 0 | 0 | 0 | 0 | 0 | 0 | 0 | 0 | 0 | 0 | 0
F4_Residential_CZ1 - Single Family_Existing_Space Heating_Natural Gas_Boiler - Direct Fuel_Baseline Forecast | F4 | Residential | CZ1 - Single Family | Existing | Space Heating | Natural Gas | Boiler - Direct Fuel | Baseline Forecast | Incremental Savings (GWh) | 0 | 0 | 0 | 0 | 0 | 0 | 0 | 0 | 0 | 0 | 0 | 0 | 0 | 0 | 0 | 0 | 0 | 0 | 0 | 0 | 0 | 0 | 0 | 0 | 0 | 0 | 0 | 0 | 0 | 0 | 0 | 0 | 0 | 0 | 0 | 0
F1_Residential_CZ1 - Single Family_Existing_Secondary Heating_Natural Gas_Fireplace_Baseline Forecast | F1 | Residential | CZ1 - Single Family | Existing | Secondary Heating | Natural Gas | Fireplace | Baseline Forecast | Consumption Savings (GWh) | 0 | 0 | 0 | 0 | 0 | 0 | 0 | 0 | 0 | 0 | 0 | 0 | 0 | 0 | 0 | 0 | 0 | 0 | 0 | 0 | 0 | 0 | 0 | 0 | 0 | 0 | 0 | 0 | 0 | 0 | 0 | 0 | 0 | 0 | 0 | 0
F2_Residential_CZ1 - Single Family_Existing_Secondary Heating_Natural Gas_Fireplace_Baseline Forecast | F2 | Residential | CZ1 - Single Family | Existing | Secondary Heating | Natural Gas | Fireplace | Baseline Forecast | Summer Demand Savings (MW) | 0 | 0 | 0 | 0 | 0 | 0 | 0 | 0 | 0 | 0 | 0 | 0 | 0 | 0 | 0 | 0 | 0 | 0 | 0 | 0 | 0 | 0 | 0 | 0 | 0 | 0 | 0 | 0 | 0 | 0 | 0 | 0 | 0 | 0 | 0 | 0
F3_Residential_CZ1 - Single Family_Existing_Secondary Heating_Natural Gas_Fireplace_Baseline Forecast | F3 | Residential | CZ1 - Single Family | Existing | Secondary Heating | Natural Gas | Fireplace | Baseline Forecast | Winter Demand Savings (MW) | 0 | 0 | 0 | 0 | 0 | 0 | 0 | 0 | 0 | 0 | 0 | 0 | 0 | 0 | 0 | 0 | 0 | 0 | 0 | 0 | 0 | 0 | 0 | 0 | 0 | 0 | 0 | 0 | 0 | 0 | 0 | 0 | 0 | 0 | 0 | 0
F4_Residential_CZ1 - Single Family_Existing_Secondary Heating_Natural Gas_Fireplace_Baseline Forecast | F4 | Residential | CZ1 - Single Family | Existing | Secondary Heating | Natural Gas | Fireplace | Baseline Forecast | Incremental Savings (GWh) | 0 | 0 | 0 | 0 | 0 | 0 | 0 | 0 | 0 | 0 | 0 | 0 | 0 | 0 | 0 | 0 | 0 | 0 | 0 | 0 | 0 | 0 | 0 | 0 | 0 | 0 | 0 | 0 | 0 | 0 | 0 | 0 | 0 | 0 | 0 | 0
F1_Residential_CZ1 - Single Family_Existing_Water Heating_Natural Gas_Water Heater <= 55 gal._Baseline Forecast | F1 | Residential | CZ1 - Single Family | Existing | Water Heating | Natural Gas | Water Heater <= 55 gal. | Baseline Forecast | Consumption Savings (GWh) | 0 | 0 | 0 | 0 | 0 | 0 | 0 | 0 | 0 | 0 | 0 | 0 | 0 | 0 | 0 | 0 | 0 | 0 | 0 | 0 | 0 | 0 | 0 | 0 | 0 | 0 | 0 | 0 | 0 | 0 | 0 | 0 | 0 | 0 | 0 | 0
F2_Residential_CZ1 - Single Family_Existing_Water Heating_Natural Gas_Water Heater <= 55 gal._Baseline Forecast | F2 | Residential | CZ1 - Single Family | Existing | Water Heating | Natural Gas | Water Heater <= 55 gal. | Baseline Forecast | Summer Demand Savings (MW) | 0 | 0 | 0 | 0 | 0 | 0 | 0 | 0 | 0 | 0 | 0 | 0 | 0 | 0 | 0 | 0 | 0 | 0 | 0 | 0 | 0 | 0 | 0 | 0 | 0 | 0 | 0 | 0 | 0 | 0 | 0 | 0 | 0 | 0 | 0 | 0
F3_Residential_CZ1 - Single Family_Existing_Water Heating_Natural Gas_Water Heater <= 55 gal._Baseline Forecast | F3 | Residential | CZ1 - Single Family | Existing | Water Heating | Natural Gas | Water Heater <= 55 gal. | Baseline Forecast | Winter Demand Savings (MW) | 0 | 0 | 0 | 0 | 0 | 0 | 0 | 0 | 0 | 0 | 0 | 0 | 0 | 0 | 0 | 0 | 0 | 0 | 0 | 0 | 0 | 0 | 0 | 0 | 0 | 0 | 0 | 0 | 0 | 0 | 0 | 0 | 0 | 0 | 0 | 0
F4_Residential_CZ1 - Single Family_Existing_Water Heating_Natural Gas_Water Heater <= 55 gal._Baseline Forecast | F4 | Residential | CZ1 - Single Family | Existing | Water Heating | Natural Gas | Water Heater <= 55 gal. | Baseline Forecast | Incremental Savings (GWh) | 0 | 0 | 0 | 0 | 0 | 0 | 0 | 0 | 0 | 0 | 0 | 0 | 0 | 0 | 0 | 0 | 0 | 0 | 0 | 0 | 0 | 0 | 0 | 0 | 0 | 0 | 0 | 0 | 0 | 0 | 0 | 0 | 0 | 0 | 0 | 0
F1_Residential_CZ1 - Single Family_Existing_Water Heating_Natural Gas_Water Heater > 55 gal._Baseline Forecast | F1 | Residential | CZ1 - Single Family | Existing | Water Heating | Natural Gas | Water Heater > 55 gal. | Baseline Forecast | Consumption Savings (GWh) | 0 | 0 | 0 | 0 | 0 | 0 | 0 | 0 | 0 | 0 | 0 | 0 | 0 | 0 | 0 | 0 | 0 | 0 | 0 | 0 | 0 | 0 | 0 | 0 | 0 | 0 | 0 | 0 | 0 | 0 | 0 | 0 | 0 | 0 | 0 | 0
F2_Residential_CZ1 - Single Family_Existing_Water Heating_Natural Gas_Water Heater > 55 gal._Baseline Forecast | F2 | Residential | CZ1 - Single Family | Existing | Water Heating | Natural Gas | Water Heater > 55 gal. | Baseline Forecast | Summer Demand Savings (MW) | 0 | 0 | 0 | 0 | 0 | 0 | 0 | 0 | 0 | 0 | 0 | 0 | 0 | 0 | 0 | 0 | 0 | 0 | 0 | 0 | 0 | 0 | 0 | 0 | 0 | 0 | 0 | 0 | 0 | 0 | 0 | 0 | 0 | 0 | 0 | 0
F3_Residential_CZ1 - Single Family_Existing_Water Heating_Natural Gas_Water Heater > 55 gal._Baseline Forecast | F3 | Residential | CZ1 - Single Family | Existing | Water Heating | Natural Gas | Water Heater > 55 gal. | Baseline Forecast | Winter Demand Savings (MW) | 0 | 0 | 0 | 0 | 0 | 0 | 0 | 0 | 0 | 0 | 0 | 0 | 0 | 0 | 0 | 0 | 0 | 0 | 0 | 0 | 0 | 0 | 0 | 0 | 0 | 0 | 0 | 0 | 0 | 0 | 0 | 0 | 0 | 0 | 0 | 0
F4_Residential_CZ1 - Single Family_Existing_Water Heating_Natural Gas_Water Heater > 55 gal._Baseline Forecast | F4 | Residential | CZ1 - Single Family | Existing | Water Heating | Natural Gas | Water Heater > 55 gal. | Baseline Forecast | Incremental Savings (GWh) | 0 | 0 | 0 | 0 | 0 | 0 | 0 | 0 | 0 | 0 | 0 | 0 | 0 | 0 | 0 | 0 | 0 | 0 | 0 | 0 | 0 | 0 | 0 | 0 | 0 | 0 | 0 | 0 | 0 | 0 | 0 | 0 | 0 | 0 | 0 | 0
F1_Residential_CZ1 - Single Family_Existing_Appliances_Natural Gas_Clothes Dryer_Baseline Forecast | F1 | Residential | CZ1 - Single Family | Existing | Appliances | Natural Gas | Clothes Dryer | Baseline Forecast | Consumption Savings (GWh) | 0 | 0 | 0 | 0 | 0 | 0 | 0 | 0 | 0 | 0 | 0 | 0 | 0 | 0 | 0 | 0 | 0 | 0 | 0 | 0 | 0 | 0 | 0 | 0 | 0 | 0 | 0 | 0 | 0 | 0 | 0 | 0 | 0 | 0 | 0 | 0
F2_Residential_CZ1 - Single Family_Existing_Appliances_Natural Gas_Clothes Dryer_Baseline Forecast | F2 | Residential | CZ1 - Single Family | Existing | Appliances | Natural Gas | Clothes Dryer | Baseline Forecast | Summer Demand Savings (MW) | 0 | 0 | 0 | 0 | 0 | 0 | 0 | 0 | 0 | 0 | 0 | 0 | 0 | 0 | 0 | 0 | 0 | 0 | 0 | 0 | 0 | 0 | 0 | 0 | 0 | 0 | 0 | 0 | 0 | 0 | 0 | 0 | 0 | 0 | 0 | 0
F3_Residential_CZ1 - Single Family_Existing_Appliances_Natural Gas_Clothes Dryer_Baseline Forecast | F3 | Residential | CZ1 - Single Family | Existing | Appliances | Natural Gas | Clothes Dryer | Baseline Forecast | Winter Demand Savings (MW) | 0 | 0 | 0 | 0 | 0 | 0 | 0 | 0 | 0 | 0 | 0 | 0 | 0 | 0 | 0 | 0 | 0 | 0 | 0 | 0 | 0 | 0 | 0 | 0 | 0 | 0 | 0 | 0 | 0 | 0 | 0 | 0 | 0 | 0 | 0 | 0
F4_Residential_CZ1 - Single Family_Existing_Appliances_Natural Gas_Clothes Dryer_Baseline Forecast | F4 | Residential | CZ1 - Single Family | Existing | Appliances | Natural Gas | Clothes Dryer | Baseline Forecast | Incremental Savings (GWh) | 0 | 0 | 0 | 0 | 0 | 0 | 0 | 0 | 0 | 0 | 0 | 0 | 0 | 0 | 0 | 0 | 0 | 0 | 0 | 0 | 0 | 0 | 0 | 0 | 0 | 0 | 0 | 0 | 0 | 0 | 0 | 0 | 0 | 0 | 0 | 0
F1_Residential_CZ1 - Single Family_Existing_Appliances_Natural Gas_Stove/Oven_Baseline Forecast | F1 | Residential | CZ1 - Single Family | Existing | Appliances | Natural Gas | Stove/Oven | Baseline Forecast | Consumption Savings (GWh) | 0 | 0 | 0 | 0 | 0 | 0 | 0 | 0 | 0 | 0 | 0 | 0 | 0 | 0 | 0 | 0 | 0 | 0 | 0 | 0 | 0 | 0 | 0 | 0 | 0 | 0 | 0 | 0 | 0 | 0 | 0 | 0 | 0 | 0 | 0 | 0
F2_Residential_CZ1 - Single Family_Existing_Appliances_Natural Gas_Stove/Oven_Baseline Forecast | F2 | Residential | CZ1 - Single Family | Existing | Appliances | Natural Gas | Stove/Oven | Baseline Forecast | Summer Demand Savings (MW) | 0 | 0 | 0 | 0 | 0 | 0 | 0 | 0 | 0 | 0 | 0 | 0 | 0 | 0 | 0 | 0 | 0 | 0 | 0 | 0 | 0 | 0 | 0 | 0 | 0 | 0 | 0 | 0 | 0 | 0 | 0 | 0 | 0 | 0 | 0 | 0
F3_Residential_CZ1 - Single Family_Existing_Appliances_Natural Gas_Stove/Oven_Baseline Forecast | F3 | Residential | CZ1 - Single Family | Existing | Appliances | Natural Gas | Stove/Oven | Baseline Forecast | Winter Demand Savings (MW) | 0 | 0 | 0 | 0 | 0 | 0 | 0 | 0 | 0 | 0 | 0 | 0 | 0 | 0 | 0 | 0 | 0 | 0 | 0 | 0 | 0 | 0 | 0 | 0 | 0 | 0 | 0 | 0 | 0 | 0 | 0 | 0 | 0 | 0 | 0 | 0
F4_Residential_CZ1 - Single Family_Existing_Appliances_Natural Gas_Stove/Oven_Baseline Forecast | F4 | Residential | CZ1 - Single Family | Existing | Appliances | Natural Gas | Stove/Oven | Baseline Forecast | Incremental Savings (GWh) | 0 | 0 | 0 | 0 | 0 | 0 | 0 | 0 | 0 | 0 | 0 | 0 | 0 | 0 | 0 | 0 | 0 | 0 | 0 | 0 | 0 | 0 | 0 | 0 | 0 | 0 | 0 | 0 | 0 | 0 | 0 | 0 | 0 | 0 | 0 | 0
F1_Residential_CZ1 - Single Family_Existing_Miscellaneous_Natural Gas_Pool Heater_Baseline Forecast | F1 | Residential | CZ1 - Single Family | Existing | Miscellaneous | Natural Gas | Pool Heater | Baseline Forecast | Consumption Savings (GWh) | 0 | 0 | 0 | 0 | 0 | 0 | 0 | 0 | 0 | 0 | 0 | 0 | 0 | 0 | 0 | 0 | 0 | 0 | 0 | 0 | 0 | 0 | 0 | 0 | 0 | 0 | 0 | 0 | 0 | 0 | 0 | 0 | 0 | 0 | 0 | 0
F2_Residential_CZ1 - Single Family_Existing_Miscellaneous_Natural Gas_Pool Heater_Baseline Forecast | F2 | Residential | CZ1 - Single Family | Existing | Miscellaneous | Natural Gas | Pool Heater | Baseline Forecast | Summer Demand Savings (MW) | 0 | 0 | 0 | 0 | 0 | 0 | 0 | 0 | 0 | 0 | 0 | 0 | 0 | 0 | 0 | 0 | 0 | 0 | 0 | 0 | 0 | 0 | 0 | 0 | 0 | 0 | 0 | 0 | 0 | 0 | 0 | 0 | 0 | 0 | 0 | 0
F3_Residential_CZ1 - Single Family_Existing_Miscellaneous_Natural Gas_Pool Heater_Baseline Forecast | F3 | Residential | CZ1 - Single Family | Existing | Miscellaneous | Natural Gas | Pool Heater | Baseline Forecast | Winter Demand Savings (MW) | 0 | 0 | 0 | 0 | 0 | 0 | 0 | 0 | 0 | 0 | 0 | 0 | 0 | 0 | 0 | 0 | 0 | 0 | 0 | 0 | 0 | 0 | 0 | 0 | 0 | 0 | 0 | 0 | 0 | 0 | 0 | 0 | 0 | 0 | 0 | 0
F4_Residential_CZ1 - Single Family_Existing_Miscellaneous_Natural Gas_Pool Heater_Baseline Forecast | F4 | Residential | CZ1 - Single Family | Existing | Miscellaneous | Natural Gas | Pool Heater | Baseline Forecast | Incremental Savings (GWh) | 0 | 0 | 0 | 0 | 0 | 0 | 0 | 0 | 0 | 0 | 0 | 0 | 0 | 0 | 0 | 0 | 0 | 0 | 0 | 0 | 0 | 0 | 0 | 0 | 0 | 0 | 0 | 0 | 0 | 0 | 0 | 0 | 0 | 0 | 0 | 0
F1_Residential_CZ1 - Single Family_Existing_Miscellaneous_Natural Gas_Miscellaneous_Baseline Forecast | F1 | Residential | CZ1 - Single Family | Existing | Miscellaneous | Natural Gas | Miscellaneous | Baseline Forecast | Consumption Savings (GWh) | 0 | 0 | 0 | 0 | 0 | 0 | 0 | 0 | 0 | 0 | 0 | 0 | 0 | 0 | 0 | 0 | 0 | 0 | 0 | 0 | 0 | 0 | 0 | 0 | 0 | 0 | 0 | 0 | 0 | 0 | 0 | 0 | 0 | 0 | 0 | 0
F2_Residential_CZ1 - Single Family_Existing_Miscellaneous_Natural Gas_Miscellaneous_Baseline Forecast | F2 | Residential | CZ1 - Single Family | Existing | Miscellaneous | Natural Gas | Miscellaneous | Baseline Forecast | Summer Demand Savings (MW) | 0 | 0 | 0 | 0 | 0 | 0 | 0 | 0 | 0 | 0 | 0 | 0 | 0 | 0 | 0 | 0 | 0 | 0 | 0 | 0 | 0 | 0 | 0 | 0 | 0 | 0 | 0 | 0 | 0 | 0 | 0 | 0 | 0 | 0 | 0 | 0
F3_Residential_CZ1 - Single Family_Existing_Miscellaneous_Natural Gas_Miscellaneous_Baseline Forecast | F3 | Residential | CZ1 - Single Family | Existing | Miscellaneous | Natural Gas | Miscellaneous | Baseline Forecast | Winter Demand Savings (MW) | 0 | 0 | 0 | 0 | 0 | 0 | 0 | 0 | 0 | 0 | 0 | 0 | 0 | 0 | 0 | 0 | 0 | 0 | 0 | 0 | 0 | 0 | 0 | 0 | 0 | 0 | 0 | 0 | 0 | 0 | 0 | 0 | 0 | 0 | 0 | 0
F4_Residential_CZ1 - Single Family_Existing_Miscellaneous_Natural Gas_Miscellaneous_Baseline Forecast | F4 | Residential | CZ1 - Single Family | Existing | Miscellaneous | Natural Gas | Miscellaneous | Baseline Forecast | Incremental Savings (GWh) | 0 | 0 | 0 | 0 | 0 | 0 | 0 | 0 | 0 | 0 | 0 | 0 | 0 | 0 | 0 | 0 | 0 | 0 | 0 | 0 | 0 | 0 | 0 | 0 | 0 | 0 | 0 | 0 | 0 | 0 | 0 | 0 | 0 | 0 | 0 | 0
F1_Residential_CZ1 - Single Family_New_Space Heating_Natural Gas_Furnace - Direct Fuel_Baseline Forecast | F1 | Residential | CZ1 - Single Family | New | Space Heating | Natural Gas | Furnace - Direct Fuel | Baseline Forecast | Consumption Savings (GWh) | 0 | 0 | 0 | 0 | 0 | 0 | 0 | 0 | 0 | 0 | 0 | 0 | 0 | 0 | 0 | 0 | 0 | 0 | 0 | 0 | 0 | 0 | 0 | 0 | 0 | 0 | 0 | 0 | 0 | 0 | 0 | 0 | 0 | 0 | 0 | 0
F2_Residential_CZ1 - Single Family_New_Space Heating_Natural Gas_Furnace - Direct Fuel_Baseline Forecast | F2 | Residential | CZ1 - Single Family | New | Space Heating | Natural Gas | Furnace - Direct Fuel | Baseline Forecast | Summer Demand Savings (MW) | 0 | 0 | 0 | 0 | 0 | 0 | 0 | 0 | 0 | 0 | 0 | 0 | 0 | 0 | 0 | 0 | 0 | 0 | 0 | 0 | 0 | 0 | 0 | 0 | 0 | 0 | 0 | 0 | 0 | 0 | 0 | 0 | 0 | 0 | 0 | 0
F3_Residential_CZ1 - Single Family_New_Space Heating_Natural Gas_Furnace - Direct Fuel_Baseline Forecast | F3 | Residential | CZ1 - Single Family | New | Space Heating | Natural Gas | Furnace - Direct Fuel | Baseline Forecast | Winter Demand Savings (MW) | 0 | 0 | 0 | 0 | 0 | 0 | 0 | 0 | 0 | 0 | 0 | 0 | 0 | 0 | 0 | 0 | 0 | 0 | 0 | 0 | 0 | 0 | 0 | 0 | 0 | 0 | 0 | 0 | 0 | 0 | 0 | 0 | 0 | 0 | 0 | 0
F4_Residential_CZ1 - Single Family_New_Space Heating_Natural Gas_Furnace - Direct Fuel_Baseline Forecast | F4 | Residential | CZ1 - Single Family | New | Space Heating | Natural Gas | Furnace - Direct Fuel | Baseline Forecast | Incremental Savings (GWh) | 0 | 0 | 0 | 0 | 0 | 0 | 0 | 0 | 0 | 0 | 0 | 0 | 0 | 0 | 0 | 0 | 0 | 0 | 0 | 0 | 0 | 0 | 0 | 0 | 0 | 0 | 0 | 0 | 0 | 0 | 0 | 0 | 0 | 0 | 0 | 0
F1_Residential_CZ1 - Single Family_New_Space Heating_Natural Gas_Boiler - Direct Fuel_Baseline Forecast | F1 | Residential | CZ1 - Single Family | New | Space Heating | Natural Gas | Boiler - Direct Fuel | Baseline Forecast | Consumption Savings (GWh) | 0 | 0 | 0 | 0 | 0 | 0 | 0 | 0 | 0 | 0 | 0 | 0 | 0 | 0 | 0 | 0 | 0 | 0 | 0 | 0 | 0 | 0 | 0 | 0 | 0 | 0 | 0 | 0 | 0 | 0 | 0 | 0 | 0 | 0 | 0 | 0
F2_Residential_CZ1 - Single Family_New_Space Heating_Natural Gas_Boiler - Direct Fuel_Baseline Forecast | F2 | Residential | CZ1 - Single Family | New | Space Heating | Natural Gas | Boiler - Direct Fuel | Baseline Forecast | Summer Demand Savings (MW) | 0 | 0 | 0 | 0 | 0 | 0 | 0 | 0 | 0 | 0 | 0 | 0 | 0 | 0 | 0 | 0 | 0 | 0 | 0 | 0 | 0 | 0 | 0 | 0 | 0 | 0 | 0 | 0 | 0 | 0 | 0 | 0 | 0 | 0 | 0 | 0
F3_Residential_CZ1 - Single Family_New_Space Heating_Natural Gas_Boiler - Direct Fuel_Baseline Forecast | F3 | Residential | CZ1 - Single Family | New | Space Heating | Natural Gas | Boiler - Direct Fuel | Baseline Forecast | Winter Demand Savings (MW) | 0 | 0 | 0 | 0 | 0 | 0 | 0 | 0 | 0 | 0 | 0 | 0 | 0 | 0 | 0 | 0 | 0 | 0 | 0 | 0 | 0 | 0 | 0 | 0 | 0 | 0 | 0 | 0 | 0 | 0 | 0 | 0 | 0 | 0 | 0 | 0
F4_Residential_CZ1 - Single Family_New_Space Heating_Natural Gas_Boiler - Direct Fuel_Baseline Forecast | F4 | Residential | CZ1 - Single Family | New | Space Heating | Natural Gas | Boiler - Direct Fuel | Baseline Forecast | Incremental Savings (GWh) | 0 | 0 | 0 | 0 | 0 | 0 | 0 | 0 | 0 | 0 | 0 | 0 | 0 | 0 | 0 | 0 | 0 | 0 | 0 | 0 | 0 | 0 | 0 | 0 | 0 | 0 | 0 | 0 | 0 | 0 | 0 | 0 | 0 | 0 | 0 | 0
F1_Residential_CZ1 - Single Family_New_Secondary Heating_Natural Gas_Fireplace_Baseline Forecast | F1 | Residential | CZ1 - Single Family | New | Secondary Heating | Natural Gas | Fireplace | Baseline Forecast | Consumption Savings (GWh) | 0 | 0 | 0 | 0 | 0 | 0 | 0 | 0 | 0 | 0 | 0 | 0 | 0 | 0 | 0 | 0 | 0 | 0 | 0 | 0 | 0 | 0 | 0 | 0 | 0 | 0 | 0 | 0 | 0 | 0 | 0 | 0 | 0 | 0 | 0 | 0
F2_Residential_CZ1 - Single Family_New_Secondary Heating_Natural Gas_Fireplace_Baseline Forecast | F2 | Residential | CZ1 - Single Family | New | Secondary Heating | Natural Gas | Fireplace | Baseline Forecast | Summer Demand Savings (MW) | 0 | 0 | 0 | 0 | 0 | 0 | 0 | 0 | 0 | 0 | 0 | 0 | 0 | 0 | 0 | 0 | 0 | 0 | 0 | 0 | 0 | 0 | 0 | 0 | 0 | 0 | 0 | 0 | 0 | 0 | 0 | 0 | 0 | 0 | 0 | 0
F3_Residential_CZ1 - Single Family_New_Secondary Heating_Natural Gas_Fireplace_Baseline Forecast | F3 | Residential | CZ1 - Single Family | New | Secondary Heating | Natural Gas | Fireplace | Baseline Forecast | Winter Demand Savings (MW) | 0 | 0 | 0 | 0 | 0 | 0 | 0 | 0 | 0 | 0 | 0 | 0 | 0 | 0 | 0 | 0 | 0 | 0 | 0 | 0 | 0 | 0 | 0 | 0 | 0 | 0 | 0 | 0 | 0 | 0 | 0 | 0 | 0 | 0 | 0 | 0
F4_Residential_CZ1 - Single Family_New_Secondary Heating_Natural Gas_Fireplace_Baseline Forecast | F4 | Residential | CZ1 - Single Family | New | Secondary Heating | Natural Gas | Fireplace | Baseline Forecast | Incremental Savings (GWh) | 0 | 0 | 0 | 0 | 0 | 0 | 0 | 0 | 0 | 0 | 0 | 0 | 0 | 0 | 0 | 0 | 0 | 0 | 0 | 0 | 0 | 0 | 0 | 0 | 0 | 0 | 0 | 0 | 0 | 0 | 0 | 0 | 0 | 0 | 0 | 0
F1_Residential_CZ1 - Single Family_New_Water Heating_Natural Gas_Water Heater <= 55 gal._Baseline Forecast | F1 | Residential | CZ1 - Single Family | New | Water Heating | Natural Gas | Water Heater <= 55 gal. | Baseline Forecast | Consumption Savings (GWh) | 0 | 0 | 0 | 0 | 0 | 0 | 0 | 0 | 0 | 0 | 0 | 0 | 0 | 0 | 0 | 0 | 0 | 0 | 0 | 0 | 0 | 0 | 0 | 0 | 0 | 0 | 0 | 0 | 0 | 0 | 0 | 0 | 0 | 0 | 0 | 0
F2_Residential_CZ1 - Single Family_New_Water Heating_Natural Gas_Water Heater <= 55 gal._Baseline Forecast | F2 | Residential | CZ1 - Single Family | New | Water Heating | Natural Gas | Water Heater <= 55 gal. | Baseline Forecast | Summer Demand Savings (MW) | 0 | 0 | 0 | 0 | 0 | 0 | 0 | 0 | 0 | 0 | 0 | 0 | 0 | 0 | 0 | 0 | 0 | 0 | 0 | 0 | 0 | 0 | 0 | 0 | 0 | 0 | 0 | 0 | 0 | 0 | 0 | 0 | 0 | 0 | 0 | 0
F3_Residential_CZ1 - Single Family_New_Water Heating_Natural Gas_Water Heater <= 55 gal._Baseline Forecast | F3 | Residential | CZ1 - Single Family | New | Water Heating | Natural Gas | Water Heater <= 55 gal. | Baseline Forecast | Winter Demand Savings (MW) | 0 | 0 | 0 | 0 | 0 | 0 | 0 | 0 | 0 | 0 | 0 | 0 | 0 | 0 | 0 | 0 | 0 | 0 | 0 | 0 | 0 | 0 | 0 | 0 | 0 | 0 | 0 | 0 | 0 | 0 | 0 | 0 | 0 | 0 | 0 | 0
F4_Residential_CZ1 - Single Family_New_Water Heating_Natural Gas_Water Heater <= 55 gal._Baseline Forecast | F4 | Residential | CZ1 - Single Family | New | Water Heating | Natural Gas | Water Heater <= 55 gal. | Baseline Forecast | Incremental Savings (GWh) | 0 | 0 | 0 | 0 | 0 | 0 | 0 | 0 | 0 | 0 | 0 | 0 | 0 | 0 | 0 | 0 | 0 | 0 | 0 | 0 | 0 | 0 | 0 | 0 | 0 | 0 | 0 | 0 | 0 | 0 | 0 | 0 | 0 | 0 | 0 | 0
F1_Residential_CZ1 - Single Family_New_Water Heating_Natural Gas_Water Heater > 55 gal._Baseline Forecast | F1 | Residential | CZ1 - Single Family | New | Water Heating | Natural Gas | Water Heater > 55 gal. | Baseline Forecast | Consumption Savings (GWh) | 0 | 0 | 0 | 0 | 0 | 0 | 0 | 0 | 0 | 0 | 0 | 0 | 0 | 0 | 0 | 0 | 0 | 0 | 0 | 0 | 0 | 0 | 0 | 0 | 0 | 0 | 0 | 0 | 0 | 0 | 0 | 0 | 0 | 0 | 0 | 0
F2_Residential_CZ1 - Single Family_New_Water Heating_Natural Gas_Water Heater > 55 gal._Baseline Forecast | F2 | Residential | CZ1 - Single Family | New | Water Heating | Natural Gas | Water Heater > 55 gal. | Baseline Forecast | Summer Demand Savings (MW) | 0 | 0 | 0 | 0 | 0 | 0 | 0 | 0 | 0 | 0 | 0 | 0 | 0 | 0 | 0 | 0 | 0 | 0 | 0 | 0 | 0 | 0 | 0 | 0 | 0 | 0 | 0 | 0 | 0 | 0 | 0 | 0 | 0 | 0 | 0 | 0
F3_Residential_CZ1 - Single Family_New_Water Heating_Natural Gas_Water Heater > 55 gal._Baseline Forecast | F3 | Residential | CZ1 - Single Family | New | Water Heating | Natural Gas | Water Heater > 55 gal. | Baseline Forecast | Winter Demand Savings (MW) | 0 | 0 | 0 | 0 | 0 | 0 | 0 | 0 | 0 | 0 | 0 | 0 | 0 | 0 | 0 | 0 | 0 | 0 | 0 | 0 | 0 | 0 | 0 | 0 | 0 | 0 | 0 | 0 | 0 | 0 | 0 | 0 | 0 | 0 | 0 | 0
F4_Residential_CZ1 - Single Family_New_Water Heating_Natural Gas_Water Heater > 55 gal._Baseline Forecast | F4 | Residential | CZ1 - Single Family | New | Water Heating | Natural Gas | Water Heater > 55 gal. | Baseline Forecast | Incremental Savings (GWh) | 0 | 0 | 0 | 0 | 0 | 0 | 0 | 0 | 0 | 0 | 0 | 0 | 0 | 0 | 0 | 0 | 0 | 0 | 0 | 0 | 0 | 0 | 0 | 0 | 0 | 0 | 0 | 0 | 0 | 0 | 0 | 0 | 0 | 0 | 0 | 0
F1_Residential_CZ1 - Single Family_New_Appliances_Natural Gas_Clothes Dryer_Baseline Forecast | F1 | Residential | CZ1 - Single Family | New | Appliances | Natural Gas | Clothes Dryer | Baseline Forecast | Consumption Savings (GWh) | 0 | 0 | 0 | 0 | 0 | 0 | 0 | 0 | 0 | 0 | 0 | 0 | 0 | 0 | 0 | 0 | 0 | 0 | 0 | 0 | 0 | 0 | 0 | 0 | 0 | 0 | 0 | 0 | 0 | 0 | 0 | 0 | 0 | 0 | 0 | 0
F2_Residential_CZ1 - Single Family_New_Appliances_Natural Gas_Clothes Dryer_Baseline Forecast | F2 | Residential | CZ1 - Single Family | New | Appliances | Natural Gas | Clothes Dryer | Baseline Forecast | Summer Demand Savings (MW) | 0 | 0 | 0 | 0 | 0 | 0 | 0 | 0 | 0 | 0 | 0 | 0 | 0 | 0 | 0 | 0 | 0 | 0 | 0 | 0 | 0 | 0 | 0 | 0 | 0 | 0 | 0 | 0 | 0 | 0 | 0 | 0 | 0 | 0 | 0 | 0
F3_Residential_CZ1 - Single Family_New_Appliances_Natural Gas_Clothes Dryer_Baseline Forecast | F3 | Residential | CZ1 - Single Family | New | Appliances | Natural Gas | Clothes Dryer | Baseline Forecast | Winter Demand Savings (MW) | 0 | 0 | 0 | 0 | 0 | 0 | 0 | 0 | 0 | 0 | 0 | 0 | 0 | 0 | 0 | 0 | 0 | 0 | 0 | 0 | 0 | 0 | 0 | 0 | 0 | 0 | 0 | 0 | 0 | 0 | 0 | 0 | 0 | 0 | 0 | 0
F4_Residential_CZ1 - Single Family_New_Appliances_Natural Gas_Clothes Dryer_Baseline Forecast | F4 | Residential | CZ1 - Single Family | New | Appliances | Natural Gas | Clothes Dryer | Baseline Forecast | Incremental Savings (GWh) | 0 | 0 | 0 | 0 | 0 | 0 | 0 | 0 | 0 | 0 | 0 | 0 | 0 | 0 | 0 | 0 | 0 | 0 | 0 | 0 | 0 | 0 | 0 | 0 | 0 | 0 | 0 | 0 | 0 | 0 | 0 | 0 | 0 | 0 | 0 | 0
F1_Residential_CZ1 - Single Family_New_Appliances_Natural Gas_Stove/Oven_Baseline Forecast | F1 | Residential | CZ1 - Single Family | New | Appliances | Natural Gas | Stove/Oven | Baseline Forecast | Consumption Savings (GWh) | 0 | 0 | 0 | 0 | 0 | 0 | 0 | 0 | 0 | 0 | 0 | 0 | 0 | 0 | 0 | 0 | 0 | 0 | 0 | 0 | 0 | 0 | 0 | 0 | 0 | 0 | 0 | 0 | 0 | 0 | 0 | 0 | 0 | 0 | 0 | 0
F2_Residential_CZ1 - Single Family_New_Appliances_Natural Gas_Stove/Oven_Baseline Forecast | F2 | Residential | CZ1 - Single Family | New | Appliances | Natural Gas | Stove/Oven | Baseline Forecast | Summer Demand Savings (MW) | 0 | 0 | 0 | 0 | 0 | 0 | 0 | 0 | 0 | 0 | 0 | 0 | 0 | 0 | 0 | 0 | 0 | 0 | 0 | 0 | 0 | 0 | 0 | 0 | 0 | 0 | 0 | 0 | 0 | 0 | 0 | 0 | 0 | 0 | 0 | 0
F3_Residential_CZ1 - Single Family_New_Appliances_Natural Gas_Stove/Oven_Baseline Forecast | F3 | Residential | CZ1 - Single Family | New | Appliances | Natural Gas | Stove/Oven | Baseline Forecast | Winter Demand Savings (MW) | 0 | 0 | 0 | 0 | 0 | 0 | 0 | 0 | 0 | 0 | 0 | 0 | 0 | 0 | 0 | 0 | 0 | 0 | 0 | 0 | 0 | 0 | 0 | 0 | 0 | 0 | 0 | 0 | 0 | 0 | 0 | 0 | 0 | 0 | 0 | 0
F4_Residential_CZ1 - Single Family_New_Appliances_Natural Gas_Stove/Oven_Baseline Forecast | F4 | Residential | CZ1 - Single Family | New | Appliances | Natural Gas | Stove/Oven | Baseline Forecast | Incremental Savings (GWh) | 0 | 0 | 0 | 0 | 0 | 0 | 0 | 0 | 0 | 0 | 0 | 0 | 0 | 0 | 0 | 0 | 0 | 0 | 0 | 0 | 0 | 0 | 0 | 0 | 0 | 0 | 0 | 0 | 0 | 0 | 0 | 0 | 0 | 0 | 0 | 0
F1_Residential_CZ1 - Single Family_New_Miscellaneous_Natural Gas_Pool Heater_Baseline Forecast | F1 | Residential | CZ1 - Single Family | New | Miscellaneous | Natural Gas | Pool Heater | Baseline Forecast | Consumption Savings (GWh) | 0 | 0 | 0 | 0 | 0 | 0 | 0 | 0 | 0 | 0 | 0 | 0 | 0 | 0 | 0 | 0 | 0 | 0 | 0 | 0 | 0 | 0 | 0 | 0 | 0 | 0 | 0 | 0 | 0 | 0 | 0 | 0 | 0 | 0 | 0 | 0
F2_Residential_CZ1 - Single Family_New_Miscellaneous_Natural Gas_Pool Heater_Baseline Forecast | F2 | Residential | CZ1 - Single Family | New | Miscellaneous | Natural Gas | Pool Heater | Baseline Forecast | Summer Demand Savings (MW) | 0 | 0 | 0 | 0 | 0 | 0 | 0 | 0 | 0 | 0 | 0 | 0 | 0 | 0 | 0 | 0 | 0 | 0 | 0 | 0 | 0 | 0 | 0 | 0 | 0 | 0 | 0 | 0 | 0 | 0 | 0 | 0 | 0 | 0 | 0 | 0
F3_Residential_CZ1 - Single Family_New_Miscellaneous_Natural Gas_Pool Heater_Baseline Forecast | F3 | Residential | CZ1 - Single Family | New | Miscellaneous | Natural Gas | Pool Heater | Baseline Forecast | Winter Demand Savings (MW) | 0 | 0 | 0 | 0 | 0 | 0 | 0 | 0 | 0 | 0 | 0 | 0 | 0 | 0 | 0 | 0 | 0 | 0 | 0 | 0 | 0 | 0 | 0 | 0 | 0 | 0 | 0 | 0 | 0 | 0 | 0 | 0 | 0 | 0 | 0 | 0
F4_Residential_CZ1 - Single Family_New_Miscellaneous_Natural Gas_Pool Heater_Baseline Forecast | F4 | Residential | CZ1 - Single Family | New | Miscellaneous | Natural Gas | Pool Heater | Baseline Forecast | Incremental Savings (GWh) | 0 | 0 | 0 | 0 | 0 | 0 | 0 | 0 | 0 | 0 | 0 | 0 | 0 | 0 | 0 | 0 | 0 | 0 | 0 | 0 | 0 | 0 | 0 | 0 | 0 | 0 | 0 | 0 | 0 | 0 | 0 | 0 | 0 | 0 | 0 | 0
F1_Residential_CZ1 - Single Family_New_Miscellaneous_Natural Gas_Miscellaneous_Baseline Forecast | F1 | Residential | CZ1 - Single Family | New | Miscellaneous | Natural Gas | Miscellaneous | Baseline Forecast | Consumption Savings (GWh) | 0 | 0 | 0 | 0 | 0 | 0 | 0 | 0 | 0 | 0 | 0 | 0 | 0 | 0 | 0 | 0 | 0 | 0 | 0 | 0 | 0 | 0 | 0 | 0 | 0 | 0 | 0 | 0 | 0 | 0 | 0 | 0 | 0 | 0 | 0 | 0
F2_Residential_CZ1 - Single Family_New_Miscellaneous_Natural Gas_Miscellaneous_Baseline Forecast | F2 | Residential | CZ1 - Single Family | New | Miscellaneous | Natural Gas | Miscellaneous | Baseline Forecast | Summer Demand Savings (MW) | 0 | 0 | 0 | 0 | 0 | 0 | 0 | 0 | 0 | 0 | 0 | 0 | 0 | 0 | 0 | 0 | 0 | 0 | 0 | 0 | 0 | 0 | 0 | 0 | 0 | 0 | 0 | 0 | 0 | 0 | 0 | 0 | 0 | 0 | 0 | 0
F3_Residential_CZ1 - Single Family_New_Miscellaneous_Natural Gas_Miscellaneous_Baseline Forecast | F3 | Residential | CZ1 - Single Family | New | Miscellaneous | Natural Gas | Miscellaneous | Baseline Forecast | Winter Demand Savings (MW) | 0 | 0 | 0 | 0 | 0 | 0 | 0 | 0 | 0 | 0 | 0 | 0 | 0 | 0 | 0 | 0 | 0 | 0 | 0 | 0 | 0 | 0 | 0 | 0 | 0 | 0 | 0 | 0 | 0 | 0 | 0 | 0 | 0 | 0 | 0 | 0
F4_Residential_CZ1 - Single Family_New_Miscellaneous_Natural Gas_Miscellaneous_Baseline Forecast | F4 | Residential | CZ1 - Single Family | New | Miscellaneous | Natural Gas | Miscellaneous | Baseline Forecast | Incremental Savings (GWh) | 0 | 0 | 0 | 0 | 0 | 0 | 0 | 0 | 0 | 0 | 0 | 0 | 0 | 0 | 0 | 0 | 0 | 0 | 0 | 0 | 0 | 0 | 0 | 0 | 0 | 0 | 0 | 0 | 0 | 0 | 0 | 0 | 0 | 0 | 0 | 0
F1_Residential_CZ1 - Multi Family_Existing_Space Heating_Natural Gas_Furnace - Direct Fuel_Baseline Forecast | F1 | Residential | CZ1 - Multi Family | Existing | Space Heating | Natural Gas | Furnace - Direct Fuel | Baseline Forecast | Consumption Savings (GWh) | 0 | 0 | 0 | 0 | 0 | 0 | 0 | 0 | 0 | 0 | 0 | 0 | 0 | 0 | 0 | 0 | 0 | 0 | 0 | 0 | 0 | 0 | 0 | 0 | 0 | 0 | 0 | 0 | 0 | 0 | 0 | 0 | 0 | 0 | 0 | 0
F2_Residential_CZ1 - Multi Family_Existing_Space Heating_Natural Gas_Furnace - Direct Fuel_Baseline Forecast | F2 | Residential | CZ1 - Multi Family | Existing | Space Heating | Natural Gas | Furnace - Direct Fuel | Baseline Forecast | Summer Demand Savings (MW) | 0 | 0 | 0 | 0 | 0 | 0 | 0 | 0 | 0 | 0 | 0 | 0 | 0 | 0 | 0 | 0 | 0 | 0 | 0 | 0 | 0 | 0 | 0 | 0 | 0 | 0 | 0 | 0 | 0 | 0 | 0 | 0 | 0 | 0 | 0 | 0
F3_Residential_CZ1 - Multi Family_Existing_Space Heating_Natural Gas_Furnace - Direct Fuel_Baseline Forecast | F3 | Residential | CZ1 - Multi Family | Existing | Space Heating | Natural Gas | Furnace - Direct Fuel | Baseline Forecast | Winter Demand Savings (MW) | 0 | 0 | 0 | 0 | 0 | 0 | 0 | 0 | 0 | 0 | 0 | 0 | 0 | 0 | 0 | 0 | 0 | 0 | 0 | 0 | 0 | 0 | 0 | 0 | 0 | 0 | 0 | 0 | 0 | 0 | 0 | 0 | 0 | 0 | 0 | 0
F4_Residential_CZ1 - Multi Family_Existing_Space Heating_Natural Gas_Furnace - Direct Fuel_Baseline Forecast | F4 | Residential | CZ1 - Multi Family | Existing | Space Heating | Natural Gas | Furnace - Direct Fuel | Baseline Forecast | Incremental Savings (GWh) | 0 | 0 | 0 | 0 | 0 | 0 | 0 | 0 | 0 | 0 | 0 | 0 | 0 | 0 | 0 | 0 | 0 | 0 | 0 | 0 | 0 | 0 | 0 | 0 | 0 | 0 | 0 | 0 | 0 | 0 | 0 | 0 | 0 | 0 | 0 | 0
F1_Residential_CZ1 - Multi Family_Existing_Space Heating_Natural Gas_Boiler - Direct Fuel_Baseline Forecast | F1 | Residential | CZ1 - Multi Family | Existing | Space Heating | Natural Gas | Boiler - Direct Fuel | Baseline Forecast | Consumption Savings (GWh) | 0 | 0 | 0 | 0 | 0 | 0 | 0 | 0 | 0 | 0 | 0 | 0 | 0 | 0 | 0 | 0 | 0 | 0 | 0 | 0 | 0 | 0 | 0 | 0 | 0 | 0 | 0 | 0 | 0 | 0 | 0 | 0 | 0 | 0 | 0 | 0
F2_Residential_CZ1 - Multi Family_Existing_Space Heating_Natural Gas_Boiler - Direct Fuel_Baseline Forecast | F2 | Residential | CZ1 - Multi Family | Existing | Space Heating | Natural Gas | Boiler - Direct Fuel | Baseline Forecast | Summer Demand Savings (MW) | 0 | 0 | 0 | 0 | 0 | 0 | 0 | 0 | 0 | 0 | 0 | 0 | 0 | 0 | 0 | 0 | 0 | 0 | 0 | 0 | 0 | 0 | 0 | 0 | 0 | 0 | 0 | 0 | 0 | 0 | 0 | 0 | 0 | 0 | 0 | 0
F3_Residential_CZ1 - Multi Family_Existing_Space Heating_Natural Gas_Boiler - Direct Fuel_Baseline Forecast | F3 | Residential | CZ1 - Multi Family | Existing | Space Heating | Natural Gas | Boiler - Direct Fuel | Baseline Forecast | Winter Demand Savings (MW) | 0 | 0 | 0 | 0 | 0 | 0 | 0 | 0 | 0 | 0 | 0 | 0 | 0 | 0 | 0 | 0 | 0 | 0 | 0 | 0 | 0 | 0 | 0 | 0 | 0 | 0 | 0 | 0 | 0 | 0 | 0 | 0 | 0 | 0 | 0 | 0
F4_Residential_CZ1 - Multi Family_Existing_Space Heating_Natural Gas_Boiler - Direct Fuel_Baseline Forecast | F4 | Residential | CZ1 - Multi Family | Existing | Space Heating | Natural Gas | Boiler - Direct Fuel | Baseline Forecast | Incremental Savings (GWh) | 0 | 0 | 0 | 0 | 0 | 0 | 0 | 0 | 0 | 0 | 0 | 0 | 0 | 0 | 0 | 0 | 0 | 0 | 0 | 0 | 0 | 0 | 0 | 0 | 0 | 0 | 0 | 0 | 0 | 0 | 0 | 0 | 0 | 0 | 0 | 0
F1_Residential_CZ1 - Multi Family_Existing_Secondary Heating_Natural Gas_Fireplace_Baseline Forecast | F1 | Residential | CZ1 - Multi Family | Existing | Secondary Heating | Natural Gas | Fireplace | Baseline Forecast | Consumption Savings (GWh) | 0 | 0 | 0 | 0 | 0 | 0 | 0 | 0 | 0 | 0 | 0 | 0 | 0 | 0 | 0 | 0 | 0 | 0 | 0 | 0 | 0 | 0 | 0 | 0 | 0 | 0 | 0 | 0 | 0 | 0 | 0 | 0 | 0 | 0 | 0 | 0
F2_Residential_CZ1 - Multi Family_Existing_Secondary Heating_Natural Gas_Fireplace_Baseline Forecast | F2 | Residential | CZ1 - Multi Family | Existing | Secondary Heating | Natural Gas | Fireplace | Baseline Forecast | Summer Demand Savings (MW) | 0 | 0 | 0 | 0 | 0 | 0 | 0 | 0 | 0 | 0 | 0 | 0 | 0 | 0 | 0 | 0 | 0 | 0 | 0 | 0 | 0 | 0 | 0 | 0 | 0 | 0 | 0 | 0 | 0 | 0 | 0 | 0 | 0 | 0 | 0 | 0
F3_Residential_CZ1 - Multi Family_Existing_Secondary Heating_Natural Gas_Fireplace_Baseline Forecast | F3 | Residential | CZ1 - Multi Family | Existing | Secondary Heating | Natural Gas | Fireplace | Baseline Forecast | Winter Demand Savings (MW) | 0 | 0 | 0 | 0 | 0 | 0 | 0 | 0 | 0 | 0 | 0 | 0 | 0 | 0 | 0 | 0 | 0 | 0 | 0 | 0 | 0 | 0 | 0 | 0 | 0 | 0 | 0 | 0 | 0 | 0 | 0 | 0 | 0 | 0 | 0 | 0
F4_Residential_CZ1 - Multi Family_Existing_Secondary Heating_Natural Gas_Fireplace_Baseline Forecast | F4 | Residential | CZ1 - Multi Family | Existing | Secondary Heating | Natural Gas | Fireplace | Baseline Forecast | Incremental Savings (GWh) | 0 | 0 | 0 | 0 | 0 | 0 | 0 | 0 | 0 | 0 | 0 | 0 | 0 | 0 | 0 | 0 | 0 | 0 | 0 | 0 | 0 | 0 | 0 | 0 | 0 | 0 | 0 | 0 | 0 | 0 | 0 | 0 | 0 | 0 | 0 | 0
F1_Residential_CZ1 - Multi Family_Existing_Water Heating_Natural Gas_Water Heater <= 55 gal._Baseline Forecast | F1 | Residential | CZ1 - Multi Family | Existing | Water Heating | Natural Gas | Water Heater <= 55 gal. | Baseline Forecast | Consumption Savings (GWh) | 0 | 0 | 0 | 0 | 0 | 0 | 0 | 0 | 0 | 0 | 0 | 0 | 0 | 0 | 0 | 0 | 0 | 0 | 0 | 0 | 0 | 0 | 0 | 0 | 0 | 0 | 0 | 0 | 0 | 0 | 0 | 0 | 0 | 0 | 0 | 0
F2_Residential_CZ1 - Multi Family_Existing_Water Heating_Natural Gas_Water Heater <= 55 gal._Baseline Forecast | F2 | Residential | CZ1 - Multi Family | Existing | Water Heating | Natural Gas | Water Heater <= 55 gal. | Baseline Forecast | Summer Demand Savings (MW) | 0 | 0 | 0 | 0 | 0 | 0 | 0 | 0 | 0 | 0 | 0 | 0 | 0 | 0 | 0 | 0 | 0 | 0 | 0 | 0 | 0 | 0 | 0 | 0 | 0 | 0 | 0 | 0 | 0 | 0 | 0 | 0 | 0 | 0 | 0 | 0
F3_Residential_CZ1 - Multi Family_Existing_Water Heating_Natural Gas_Water Heater <= 55 gal._Baseline Forecast | F3 | Residential | CZ1 - Multi Family | Existing | Water Heating | Natural Gas | Water Heater <= 55 gal. | Baseline Forecast | Winter Demand Savings (MW) | 0 | 0 | 0 | 0 | 0 | 0 | 0 | 0 | 0 | 0 | 0 | 0 | 0 | 0 | 0 | 0 | 0 | 0 | 0 | 0 | 0 | 0 | 0 | 0 | 0 | 0 | 0 | 0 | 0 | 0 | 0 | 0 | 0 | 0 | 0 | 0
F4_Residential_CZ1 - Multi Family_Existing_Water Heating_Natural Gas_Water Heater <= 55 gal._Baseline Forecast | F4 | Residential | CZ1 - Multi Family | Existing | Water Heating | Natural Gas | Water Heater <= 55 gal. | Baseline Forecast | Incremental Savings (GWh) | 0 | 0 | 0 | 0 | 0 | 0 | 0 | 0 | 0 | 0 | 0 | 0 | 0 | 0 | 0 | 0 | 0 | 0 | 0 | 0 | 0 | 0 | 0 | 0 | 0 | 0 | 0 | 0 | 0 | 0 | 0 | 0 | 0 | 0 | 0 | 0
F1_Residential_CZ1 - Multi Family_Existing_Water Heating_Natural Gas_Water Heater > 55 gal._Baseline Forecast | F1 | Residential | CZ1 - Multi Family | Existing | Water Heating | Natural Gas | Water Heater > 55 gal. | Baseline Forecast | Consumption Savings (GWh) | 0 | 0 | 0 | 0 | 0 | 0 | 0 | 0 | 0 | 0 | 0 | 0 | 0 | 0 | 0 | 0 | 0 | 0 | 0 | 0 | 0 | 0 | 0 | 0 | 0 | 0 | 0 | 0 | 0 | 0 | 0 | 0 | 0 | 0 | 0 | 0
F2_Residential_CZ1 - Multi Family_Existing_Water Heating_Natural Gas_Water Heater > 55 gal._Baseline Forecast | F2 | Residential | CZ1 - Multi Family | Existing | Water Heating | Natural Gas | Water Heater > 55 gal. | Baseline Forecast | Summer Demand Savings (MW) | 0 | 0 | 0 | 0 | 0 | 0 | 0 | 0 | 0 | 0 | 0 | 0 | 0 | 0 | 0 | 0 | 0 | 0 | 0 | 0 | 0 | 0 | 0 | 0 | 0 | 0 | 0 | 0 | 0 | 0 | 0 | 0 | 0 | 0 | 0 | 0
F3_Residential_CZ1 - Multi Family_Existing_Water Heating_Natural Gas_Water Heater > 55 gal._Baseline Forecast | F3 | Residential | CZ1 - Multi Family | Existing | Water Heating | Natural Gas | Water Heater > 55 gal. | Baseline Forecast | Winter Demand Savings (MW) | 0 | 0 | 0 | 0 | 0 | 0 | 0 | 0 | 0 | 0 | 0 | 0 | 0 | 0 | 0 | 0 | 0 | 0 | 0 | 0 | 0 | 0 | 0 | 0 | 0 | 0 | 0 | 0 | 0 | 0 | 0 | 0 | 0 | 0 | 0 | 0
F4_Residential_CZ1 - Multi Family_Existing_Water Heating_Natural Gas_Water Heater > 55 gal._Baseline Forecast | F4 | Residential | CZ1 - Multi Family | Existing | Water Heating | Natural Gas | Water Heater > 55 gal. | Baseline Forecast | Incremental Savings (GWh) | 0 | 0 | 0 | 0 | 0 | 0 | 0 | 0 | 0 | 0 | 0 | 0 | 0 | 0 | 0 | 0 | 0 | 0 | 0 | 0 | 0 | 0 | 0 | 0 | 0 | 0 | 0 | 0 | 0 | 0 | 0 | 0 | 0 | 0 | 0 | 0
F1_Residential_CZ1 - Multi Family_Existing_Appliances_Natural Gas_Clothes Dryer_Baseline Forecast | F1 | Residential | CZ1 - Multi Family | Existing | Appliances | Natural Gas | Clothes Dryer | Baseline Forecast | Consumption Savings (GWh) | 0 | 0 | 0 | 0 | 0 | 0 | 0 | 0 | 0 | 0 | 0 | 0 | 0 | 0 | 0 | 0 | 0 | 0 | 0 | 0 | 0 | 0 | 0 | 0 | 0 | 0 | 0 | 0 | 0 | 0 | 0 | 0 | 0 | 0 | 0 | 0
F2_Residential_CZ1 - Multi Family_Existing_Appliances_Natural Gas_Clothes Dryer_Baseline Forecast | F2 | Residential | CZ1 - Multi Family | Existing | Appliances | Natural Gas | Clothes Dryer | Baseline Forecast | Summer Demand Savings (MW) | 0 | 0 | 0 | 0 | 0 | 0 | 0 | 0 | 0 | 0 | 0 | 0 | 0 | 0 | 0 | 0 | 0 | 0 | 0 | 0 | 0 | 0 | 0 | 0 | 0 | 0 | 0 | 0 | 0 | 0 | 0 | 0 | 0 | 0 | 0 | 0
F3_Residential_CZ1 - Multi Family_Existing_Appliances_Natural Gas_Clothes Dryer_Baseline Forecast | F3 | Residential | CZ1 - Multi Family | Existing | Appliances | Natural Gas | Clothes Dryer | Baseline Forecast | Winter Demand Savings (MW) | 0 | 0 | 0 | 0 | 0 | 0 | 0 | 0 | 0 | 0 | 0 | 0 | 0 | 0 | 0 | 0 | 0 | 0 | 0 | 0 | 0 | 0 | 0 | 0 | 0 | 0 | 0 | 0 | 0 | 0 | 0 | 0 | 0 | 0 | 0 | 0
F4_Residential_CZ1 - Multi Family_Existing_Appliances_Natural Gas_Clothes Dryer_Baseline Forecast | F4 | Residential | CZ1 - Multi Family | Existing | Appliances | Natural Gas | Clothes Dryer | Baseline Forecast | Incremental Savings (GWh) | 0 | 0 | 0 | 0 | 0 | 0 | 0 | 0 | 0 | 0 | 0 | 0 | 0 | 0 | 0 | 0 | 0 | 0 | 0 | 0 | 0 | 0 | 0 | 0 | 0 | 0 | 0 | 0 | 0 | 0 | 0 | 0 | 0 | 0 | 0 | 0
F1_Residential_CZ1 - Multi Family_Existing_Appliances_Natural Gas_Stove/Oven_Baseline Forecast | F1 | Residential | CZ1 - Multi Family | Existing | Appliances | Natural Gas | Stove/Oven | Baseline Forecast | Consumption Savings (GWh) | 0 | 0 | 0 | 0 | 0 | 0 | 0 | 0 | 0 | 0 | 0 | 0 | 0 | 0 | 0 | 0 | 0 | 0 | 0 | 0 | 0 | 0 | 0 | 0 | 0 | 0 | 0 | 0 | 0 | 0 | 0 | 0 | 0 | 0 | 0 | 0
F2_Residential_CZ1 - Multi Family_Existing_Appliances_Natural Gas_Stove/Oven_Baseline Forecast | F2 | Residential | CZ1 - Multi Family | Existing | Appliances | Natural Gas | Stove/Oven | Baseline Forecast | Summer Demand Savings (MW) | 0 | 0 | 0 | 0 | 0 | 0 | 0 | 0 | 0 | 0 | 0 | 0 | 0 | 0 | 0 | 0 | 0 | 0 | 0 | 0 | 0 | 0 | 0 | 0 | 0 | 0 | 0 | 0 | 0 | 0 | 0 | 0 | 0 | 0 | 0 | 0
F3_Residential_CZ1 - Multi Family_Existing_Appliances_Natural Gas_Stove/Oven_Baseline Forecast | F3 | Residential | CZ1 - Multi Family | Existing | Appliances | Natural Gas | Stove/Oven | Baseline Forecast | Winter Demand Savings (MW) | 0 | 0 | 0 | 0 | 0 | 0 | 0 | 0 | 0 | 0 | 0 | 0 | 0 | 0 | 0 | 0 | 0 | 0 | 0 | 0 | 0 | 0 | 0 | 0 | 0 | 0 | 0 | 0 | 0 | 0 | 0 | 0 | 0 | 0 | 0 | 0
F4_Residential_CZ1 - Multi Family_Existing_Appliances_Natural Gas_Stove/Oven_Baseline Forecast | F4 | Residential | CZ1 - Multi Family | Existing | Appliances | Natural Gas | Stove/Oven | Baseline Forecast | Incremental Savings (GWh) | 0 | 0 | 0 | 0 | 0 | 0 | 0 | 0 | 0 | 0 | 0 | 0 | 0 | 0 | 0 | 0 | 0 | 0 | 0 | 0 | 0 | 0 | 0 | 0 | 0 | 0 | 0 | 0 | 0 | 0 | 0 | 0 | 0 | 0 | 0 | 0
F1_Residential_CZ1 - Multi Family_Existing_Miscellaneous_Natural Gas_Pool Heater_Baseline Forecast | F1 | Residential | CZ1 - Multi Family | Existing | Miscellaneous | Natural Gas | Pool Heater | Baseline Forecast | Consumption Savings (GWh) | 0 | 0 | 0 | 0 | 0 | 0 | 0 | 0 | 0 | 0 | 0 | 0 | 0 | 0 | 0 | 0 | 0 | 0 | 0 | 0 | 0 | 0 | 0 | 0 | 0 | 0 | 0 | 0 | 0 | 0 | 0 | 0 | 0 | 0 | 0 | 0
F2_Residential_CZ1 - Multi Family_Existing_Miscellaneous_Natural Gas_Pool Heater_Baseline Forecast | F2 | Residential | CZ1 - Multi Family | Existing | Miscellaneous | Natural Gas | Pool Heater | Baseline Forecast | Summer Demand Savings (MW) | 0 | 0 | 0 | 0 | 0 | 0 | 0 | 0 | 0 | 0 | 0 | 0 | 0 | 0 | 0 | 0 | 0 | 0 | 0 | 0 | 0 | 0 | 0 | 0 | 0 | 0 | 0 | 0 | 0 | 0 | 0 | 0 | 0 | 0 | 0 | 0
F3_Residential_CZ1 - Multi Family_Existing_Miscellaneous_Natural Gas_Pool Heater_Baseline Forecast | F3 | Residential | CZ1 - Multi Family | Existing | Miscellaneous | Natural Gas | Pool Heater | Baseline Forecast | Winter Demand Savings (MW) | 0 | 0 | 0 | 0 | 0 | 0 | 0 | 0 | 0 | 0 | 0 | 0 | 0 | 0 | 0 | 0 | 0 | 0 | 0 | 0 | 0 | 0 | 0 | 0 | 0 | 0 | 0 | 0 | 0 | 0 | 0 | 0 | 0 | 0 | 0 | 0
F4_Residential_CZ1 - Multi Family_Existing_Miscellaneous_Natural Gas_Pool Heater_Baseline Forecast | F4 | Residential | CZ1 - Multi Family | Existing | Miscellaneous | Natural Gas | Pool Heater | Baseline Forecast | Incremental Savings (GWh) | 0 | 0 | 0 | 0 | 0 | 0 | 0 | 0 | 0 | 0 | 0 | 0 | 0 | 0 | 0 | 0 | 0 | 0 | 0 | 0 | 0 | 0 | 0 | 0 | 0 | 0 | 0 | 0 | 0 | 0 | 0 | 0 | 0 | 0 | 0 | 0
F1_Residential_CZ1 - Multi Family_Existing_Miscellaneous_Natural Gas_Miscellaneous_Baseline Forecast | F1 | Residential | CZ1 - Multi Family | Existing | Miscellaneous | Natural Gas | Miscellaneous | Baseline Forecast | Consumption Savings (GWh) | 0 | 0 | 0 | 0 | 0 | 0 | 0 | 0 | 0 | 0 | 0 | 0 | 0 | 0 | 0 | 0 | 0 | 0 | 0 | 0 | 0 | 0 | 0 | 0 | 0 | 0 | 0 | 0 | 0 | 0 | 0 | 0 | 0 | 0 | 0 | 0
F2_Residential_CZ1 - Multi Family_Existing_Miscellaneous_Natural Gas_Miscellaneous_Baseline Forecast | F2 | Residential | CZ1 - Multi Family | Existing | Miscellaneous | Natural Gas | Miscellaneous | Baseline Forecast | Summer Demand Savings (MW) | 0 | 0 | 0 | 0 | 0 | 0 | 0 | 0 | 0 | 0 | 0 | 0 | 0 | 0 | 0 | 0 | 0 | 0 | 0 | 0 | 0 | 0 | 0 | 0 | 0 | 0 | 0 | 0 | 0 | 0 | 0 | 0 | 0 | 0 | 0 | 0
F3_Residential_CZ1 - Multi Family_Existing_Miscellaneous_Natural Gas_Miscellaneous_Baseline Forecast | F3 | Residential | CZ1 - Multi Family | Existing | Miscellaneous | Natural Gas | Miscellaneous | Baseline Forecast | Winter Demand Savings (MW) | 0 | 0 | 0 | 0 | 0 | 0 | 0 | 0 | 0 | 0 | 0 | 0 | 0 | 0 | 0 | 0 | 0 | 0 | 0 | 0 | 0 | 0 | 0 | 0 | 0 | 0 | 0 | 0 | 0 | 0 | 0 | 0 | 0 | 0 | 0 | 0
F4_Residential_CZ1 - Multi Family_Existing_Miscellaneous_Natural Gas_Miscellaneous_Baseline Forecast | F4 | Residential | CZ1 - Multi Family | Existing | Miscellaneous | Natural Gas | Miscellaneous | Baseline Forecast | Incremental Savings (GWh) | 0 | 0 | 0 | 0 | 0 | 0 | 0 | 0 | 0 | 0 | 0 | 0 | 0 | 0 | 0 | 0 | 0 | 0 | 0 | 0 | 0 | 0 | 0 | 0 | 0 | 0 | 0 | 0 | 0 | 0 | 0 | 0 | 0 | 0 | 0 | 0
F1_Residential_CZ1 - Multi Family_New_Space Heating_Natural Gas_Furnace - Direct Fuel_Baseline Forecast | F1 | Residential | CZ1 - Multi Family | New | Space Heating | Natural Gas | Furnace - Direct Fuel | Baseline Forecast | Consumption Savings (GWh) | 0 | 0 | 0 | 0 | 0 | 0 | 0 | 0 | 0 | 0 | 0 | 0 | 0 | 0 | 0 | 0 | 0 | 0 | 0 | 0 | 0 | 0 | 0 | 0 | 0 | 0 | 0 | 0 | 0 | 0 | 0 | 0 | 0 | 0 | 0 | 0
F2_Residential_CZ1 - Multi Family_New_Space Heating_Natural Gas_Furnace - Direct Fuel_Baseline Forecast | F2 | Residential | CZ1 - Multi Family | New | Space Heating | Natural Gas | Furnace - Direct Fuel | Baseline Forecast | Summer Demand Savings (MW) | 0 | 0 | 0 | 0 | 0 | 0 | 0 | 0 | 0 | 0 | 0 | 0 | 0 | 0 | 0 | 0 | 0 | 0 | 0 | 0 | 0 | 0 | 0 | 0 | 0 | 0 | 0 | 0 | 0 | 0 | 0 | 0 | 0 | 0 | 0 | 0
F3_Residential_CZ1 - Multi Family_New_Space Heating_Natural Gas_Furnace - Direct Fuel_Baseline Forecast | F3 | Residential | CZ1 - Multi Family | New | Space Heating | Natural Gas | Furnace - Direct Fuel | Baseline Forecast | Winter Demand Savings (MW) | 0 | 0 | 0 | 0 | 0 | 0 | 0 | 0 | 0 | 0 | 0 | 0 | 0 | 0 | 0 | 0 | 0 | 0 | 0 | 0 | 0 | 0 | 0 | 0 | 0 | 0 | 0 | 0 | 0 | 0 | 0 | 0 | 0 | 0 | 0 | 0
F4_Residential_CZ1 - Multi Family_New_Space Heating_Natural Gas_Furnace - Direct Fuel_Baseline Forecast | F4 | Residential | CZ1 - Multi Family | New | Space Heating | Natural Gas | Furnace - Direct Fuel | Baseline Forecast | Incremental Savings (GWh) | 0 | 0 | 0 | 0 | 0 | 0 | 0 | 0 | 0 | 0 | 0 | 0 | 0 | 0 | 0 | 0 | 0 | 0 | 0 | 0 | 0 | 0 | 0 | 0 | 0 | 0 | 0 | 0 | 0 | 0 | 0 | 0 | 0 | 0 | 0 | 0
F1_Residential_CZ1 - Multi Family_New_Space Heating_Natural Gas_Boiler - Direct Fuel_Baseline Forecast | F1 | Residential | CZ1 - Multi Family | New | Space Heating | Natural Gas | Boiler - Direct Fuel | Baseline Forecast | Consumption Savings (GWh) | 0 | 0 | 0 | 0 | 0 | 0 | 0 | 0 | 0 | 0 | 0 | 0 | 0 | 0 | 0 | 0 | 0 | 0 | 0 | 0 | 0 | 0 | 0 | 0 | 0 | 0 | 0 | 0 | 0 | 0 | 0 | 0 | 0 | 0 | 0 | 0
F2_Residential_CZ1 - Multi Family_New_Space Heating_Natural Gas_Boiler - Direct Fuel_Baseline Forecast | F2 | Residential | CZ1 - Multi Family | New | Space Heating | Natural Gas | Boiler - Direct Fuel | Baseline Forecast | Summer Demand Savings (MW) | 0 | 0 | 0 | 0 | 0 | 0 | 0 | 0 | 0 | 0 | 0 | 0 | 0 | 0 | 0 | 0 | 0 | 0 | 0 | 0 | 0 | 0 | 0 | 0 | 0 | 0 | 0 | 0 | 0 | 0 | 0 | 0 | 0 | 0 | 0 | 0
F3_Residential_CZ1 - Multi Family_New_Space Heating_Natural Gas_Boiler - Direct Fuel_Baseline Forecast | F3 | Residential | CZ1 - Multi Family | New | Space Heating | Natural Gas | Boiler - Direct Fuel | Baseline Forecast | Winter Demand Savings (MW) | 0 | 0 | 0 | 0 | 0 | 0 | 0 | 0 | 0 | 0 | 0 | 0 | 0 | 0 | 0 | 0 | 0 | 0 | 0 | 0 | 0 | 0 | 0 | 0 | 0 | 0 | 0 | 0 | 0 | 0 | 0 | 0 | 0 | 0 | 0 | 0
F4_Residential_CZ1 - Multi Family_New_Space Heating_Natural Gas_Boiler - Direct Fuel_Baseline Forecast | F4 | Residential | CZ1 - Multi Family | New | Space Heating | Natural Gas | Boiler - Direct Fuel | Baseline Forecast | Incremental Savings (GWh) | 0 | 0 | 0 | 0 | 0 | 0 | 0 | 0 | 0 | 0 | 0 | 0 | 0 | 0 | 0 | 0 | 0 | 0 | 0 | 0 | 0 | 0 | 0 | 0 | 0 | 0 | 0 | 0 | 0 | 0 | 0 | 0 | 0 | 0 | 0 | 0
F1_Residential_CZ1 - Multi Family_New_Secondary Heating_Natural Gas_Fireplace_Baseline Forecast | F1 | Residential | CZ1 - Multi Family | New | Secondary Heating | Natural Gas | Fireplace | Baseline Forecast | Consumption Savings (GWh) | 0 | 0 | 0 | 0 | 0 | 0 | 0 | 0 | 0 | 0 | 0 | 0 | 0 | 0 | 0 | 0 | 0 | 0 | 0 | 0 | 0 | 0 | 0 | 0 | 0 | 0 | 0 | 0 | 0 | 0 | 0 | 0 | 0 | 0 | 0 | 0
F2_Residential_CZ1 - Multi Family_New_Secondary Heating_Natural Gas_Fireplace_Baseline Forecast | F2 | Residential | CZ1 - Multi Family | New | Secondary Heating | Natural Gas | Fireplace | Baseline Forecast | Summer Demand Savings (MW) | 0 | 0 | 0 | 0 | 0 | 0 | 0 | 0 | 0 | 0 | 0 | 0 | 0 | 0 | 0 | 0 | 0 | 0 | 0 | 0 | 0 | 0 | 0 | 0 | 0 | 0 | 0 | 0 | 0 | 0 | 0 | 0 | 0 | 0 | 0 | 0
F3_Residential_CZ1 - Multi Family_New_Secondary Heating_Natural Gas_Fireplace_Baseline Forecast | F3 | Residential | CZ1 - Multi Family | New | Secondary Heating | Natural Gas | Fireplace | Baseline Forecast | Winter Demand Savings (MW) | 0 | 0 | 0 | 0 | 0 | 0 | 0 | 0 | 0 | 0 | 0 | 0 | 0 | 0 | 0 | 0 | 0 | 0 | 0 | 0 | 0 | 0 | 0 | 0 | 0 | 0 | 0 | 0 | 0 | 0 | 0 | 0 | 0 | 0 | 0 | 0
F4_Residential_CZ1 - Multi Family_New_Secondary Heating_Natural Gas_Fireplace_Baseline Forecast | F4 | Residential | CZ1 - Multi Family | New | Secondary Heating | Natural Gas | Fireplace | Baseline Forecast | Incremental Savings (GWh) | 0 | 0 | 0 | 0 | 0 | 0 | 0 | 0 | 0 | 0 | 0 | 0 | 0 | 0 | 0 | 0 | 0 | 0 | 0 | 0 | 0 | 0 | 0 | 0 | 0 | 0 | 0 | 0 | 0 | 0 | 0 | 0 | 0 | 0 | 0 | 0
F1_Residential_CZ1 - Multi Family_New_Water Heating_Natural Gas_Water Heater <= 55 gal._Baseline Forecast | F1 | Residential | CZ1 - Multi Family | New | Water Heating | Natural Gas | Water Heater <= 55 gal. | Baseline Forecast | Consumption Savings (GWh) | 0 | 0 | 0 | 0 | 0 | 0 | 0 | 0 | 0 | 0 | 0 | 0 | 0 | 0 | 0 | 0 | 0 | 0 | 0 | 0 | 0 | 0 | 0 | 0 | 0 | 0 | 0 | 0 | 0 | 0 | 0 | 0 | 0 | 0 | 0 | 0
F2_Residential_CZ1 - Multi Family_New_Water Heating_Natural Gas_Water Heater <= 55 gal._Baseline Forecast | F2 | Residential | CZ1 - Multi Family | New | Water Heating | Natural Gas | Water Heater <= 55 gal. | Baseline Forecast | Summer Demand Savings (MW) | 0 | 0 | 0 | 0 | 0 | 0 | 0 | 0 | 0 | 0 | 0 | 0 | 0 | 0 | 0 | 0 | 0 | 0 | 0 | 0 | 0 | 0 | 0 | 0 | 0 | 0 | 0 | 0 | 0 | 0 | 0 | 0 | 0 | 0 | 0 | 0
F3_Residential_CZ1 - Multi Family_New_Water Heating_Natural Gas_Water Heater <= 55 gal._Baseline Forecast | F3 | Residential | CZ1 - Multi Family | New | Water Heating | Natural Gas | Water Heater <= 55 gal. | Baseline Forecast | Winter Demand Savings (MW) | 0 | 0 | 0 | 0 | 0 | 0 | 0 | 0 | 0 | 0 | 0 | 0 | 0 | 0 | 0 | 0 | 0 | 0 | 0 | 0 | 0 | 0 | 0 | 0 | 0 | 0 | 0 | 0 | 0 | 0 | 0 | 0 | 0 | 0 | 0 | 0
F4_Residential_CZ1 - Multi Family_New_Water Heating_Natural Gas_Water Heater <= 55 gal._Baseline Forecast | F4 | Residential | CZ1 - Multi Family | New | Water Heating | Natural Gas | Water Heater <= 55 gal. | Baseline Forecast | Incremental Savings (GWh) | 0 | 0 | 0 | 0 | 0 | 0 | 0 | 0 | 0 | 0 | 0 | 0 | 0 | 0 | 0 | 0 | 0 | 0 | 0 | 0 | 0 | 0 | 0 | 0 | 0 | 0 | 0 | 0 | 0 | 0 | 0 | 0 | 0 | 0 | 0 | 0
F1_Residential_CZ1 - Multi Family_New_Water Heating_Natural Gas_Water Heater > 55 gal._Baseline Forecast | F1 | Residential | CZ1 - Multi Family | New | Water Heating | Natural Gas | Water Heater > 55 gal. | Baseline Forecast | Consumption Savings (GWh) | 0 | 0 | 0 | 0 | 0 | 0 | 0 | 0 | 0 | 0 | 0 | 0 | 0 | 0 | 0 | 0 | 0 | 0 | 0 | 0 | 0 | 0 | 0 | 0 | 0 | 0 | 0 | 0 | 0 | 0 | 0 | 0 | 0 | 0 | 0 | 0
F2_Residential_CZ1 - Multi Family_New_Water Heating_Natural Gas_Water Heater > 55 gal._Baseline Forecast | F2 | Residential | CZ1 - Multi Family | New | Water Heating | Natural Gas | Water Heater > 55 gal. | Baseline Forecast | Summer Demand Savings (MW) | 0 | 0 | 0 | 0 | 0 | 0 | 0 | 0 | 0 | 0 | 0 | 0 | 0 | 0 | 0 | 0 | 0 | 0 | 0 | 0 | 0 | 0 | 0 | 0 | 0 | 0 | 0 | 0 | 0 | 0 | 0 | 0 | 0 | 0 | 0 | 0
F3_Residential_CZ1 - Multi Family_New_Water Heating_Natural Gas_Water Heater > 55 gal._Baseline Forecast | F3 | Residential | CZ1 - Multi Family | New | Water Heating | Natural Gas | Water Heater > 55 gal. | Baseline Forecast | Winter Demand Savings (MW) | 0 | 0 | 0 | 0 | 0 | 0 | 0 | 0 | 0 | 0 | 0 | 0 | 0 | 0 | 0 | 0 | 0 | 0 | 0 | 0 | 0 | 0 | 0 | 0 | 0 | 0 | 0 | 0 | 0 | 0 | 0 | 0 | 0 | 0 | 0 | 0
F4_Residential_CZ1 - Multi Family_New_Water Heating_Natural Gas_Water Heater > 55 gal._Baseline Forecast | F4 | Residential | CZ1 - Multi Family | New | Water Heating | Natural Gas | Water Heater > 55 gal. | Baseline Forecast | Incremental Savings (GWh) | 0 | 0 | 0 | 0 | 0 | 0 | 0 | 0 | 0 | 0 | 0 | 0 | 0 | 0 | 0 | 0 | 0 | 0 | 0 | 0 | 0 | 0 | 0 | 0 | 0 | 0 | 0 | 0 | 0 | 0 | 0 | 0 | 0 | 0 | 0 | 0
F1_Residential_CZ1 - Multi Family_New_Appliances_Natural Gas_Clothes Dryer_Baseline Forecast | F1 | Residential | CZ1 - Multi Family | New | Appliances | Natural Gas | Clothes Dryer | Baseline Forecast | Consumption Savings (GWh) | 0 | 0 | 0 | 0 | 0 | 0 | 0 | 0 | 0 | 0 | 0 | 0 | 0 | 0 | 0 | 0 | 0 | 0 | 0 | 0 | 0 | 0 | 0 | 0 | 0 | 0 | 0 | 0 | 0 | 0 | 0 | 0 | 0 | 0 | 0 | 0
F2_Residential_CZ1 - Multi Family_New_Appliances_Natural Gas_Clothes Dryer_Baseline Forecast | F2 | Residential | CZ1 - Multi Family | New | Appliances | Natural Gas | Clothes Dryer | Baseline Forecast | Summer Demand Savings (MW) | 0 | 0 | 0 | 0 | 0 | 0 | 0 | 0 | 0 | 0 | 0 | 0 | 0 | 0 | 0 | 0 | 0 | 0 | 0 | 0 | 0 | 0 | 0 | 0 | 0 | 0 | 0 | 0 | 0 | 0 | 0 | 0 | 0 | 0 | 0 | 0
F3_Residential_CZ1 - Multi Family_New_Appliances_Natural Gas_Clothes Dryer_Baseline Forecast | F3 | Residential | CZ1 - Multi Family | New | Appliances | Natural Gas | Clothes Dryer | Baseline Forecast | Winter Demand Savings (MW) | 0 | 0 | 0 | 0 | 0 | 0 | 0 | 0 | 0 | 0 | 0 | 0 | 0 | 0 | 0 | 0 | 0 | 0 | 0 | 0 | 0 | 0 | 0 | 0 | 0 | 0 | 0 | 0 | 0 | 0 | 0 | 0 | 0 | 0 | 0 | 0
F4_Residential_CZ1 - Multi Family_New_Appliances_Natural Gas_Clothes Dryer_Baseline Forecast | F4 | Residential | CZ1 - Multi Family | New | Appliances | Natural Gas | Clothes Dryer | Baseline Forecast | Incremental Savings (GWh) | 0 | 0 | 0 | 0 | 0 | 0 | 0 | 0 | 0 | 0 | 0 | 0 | 0 | 0 | 0 | 0 | 0 | 0 | 0 | 0 | 0 | 0 | 0 | 0 | 0 | 0 | 0 | 0 | 0 | 0 | 0 | 0 | 0 | 0 | 0 | 0
F1_Residential_CZ1 - Multi Family_New_Appliances_Natural Gas_Stove/Oven_Baseline Forecast | F1 | Residential | CZ1 - Multi Family | New | Appliances | Natural Gas | Stove/Oven | Baseline Forecast | Consumption Savings (GWh) | 0 | 0 | 0 | 0 | 0 | 0 | 0 | 0 | 0 | 0 | 0 | 0 | 0 | 0 | 0 | 0 | 0 | 0 | 0 | 0 | 0 | 0 | 0 | 0 | 0 | 0 | 0 | 0 | 0 | 0 | 0 | 0 | 0 | 0 | 0 | 0
F2_Residential_CZ1 - Multi Family_New_Appliances_Natural Gas_Stove/Oven_Baseline Forecast | F2 | Residential | CZ1 - Multi Family | New | Appliances | Natural Gas | Stove/Oven | Baseline Forecast | Summer Demand Savings (MW) | 0 | 0 | 0 | 0 | 0 | 0 | 0 | 0 | 0 | 0 | 0 | 0 | 0 | 0 | 0 | 0 | 0 | 0 | 0 | 0 | 0 | 0 | 0 | 0 | 0 | 0 | 0 | 0 | 0 | 0 | 0 | 0 | 0 | 0 | 0 | 0
F3_Residential_CZ1 - Multi Family_New_Appliances_Natural Gas_Stove/Oven_Baseline Forecast | F3 | Residential | CZ1 - Multi Family | New | Appliances | Natural Gas | Stove/Oven | Baseline Forecast | Winter Demand Savings (MW) | 0 | 0 | 0 | 0 | 0 | 0 | 0 | 0 | 0 | 0 | 0 | 0 | 0 | 0 | 0 | 0 | 0 | 0 | 0 | 0 | 0 | 0 | 0 | 0 | 0 | 0 | 0 | 0 | 0 | 0 | 0 | 0 | 0 | 0 | 0 | 0
F4_Residential_CZ1 - Multi Family_New_Appliances_Natural Gas_Stove/Oven_Baseline Forecast | F4 | Residential | CZ1 - Multi Family | New | Appliances | Natural Gas | Stove/Oven | Baseline Forecast | Incremental Savings (GWh) | 0 | 0 | 0 | 0 | 0 | 0 | 0 | 0 | 0 | 0 | 0 | 0 | 0 | 0 | 0 | 0 | 0 | 0 | 0 | 0 | 0 | 0 | 0 | 0 | 0 | 0 | 0 | 0 | 0 | 0 | 0 | 0 | 0 | 0 | 0 | 0
F1_Residential_CZ1 - Multi Family_New_Miscellaneous_Natural Gas_Pool Heater_Baseline Forecast | F1 | Residential | CZ1 - Multi Family | New | Miscellaneous | Natural Gas | Pool Heater | Baseline Forecast | Consumption Savings (GWh) | 0 | 0 | 0 | 0 | 0 | 0 | 0 | 0 | 0 | 0 | 0 | 0 | 0 | 0 | 0 | 0 | 0 | 0 | 0 | 0 | 0 | 0 | 0 | 0 | 0 | 0 | 0 | 0 | 0 | 0 | 0 | 0 | 0 | 0 | 0 | 0
F2_Residential_CZ1 - Multi Family_New_Miscellaneous_Natural Gas_Pool Heater_Baseline Forecast | F2 | Residential | CZ1 - Multi Family | New | Miscellaneous | Natural Gas | Pool Heater | Baseline Forecast | Summer Demand Savings (MW) | 0 | 0 | 0 | 0 | 0 | 0 | 0 | 0 | 0 | 0 | 0 | 0 | 0 | 0 | 0 | 0 | 0 | 0 | 0 | 0 | 0 | 0 | 0 | 0 | 0 | 0 | 0 | 0 | 0 | 0 | 0 | 0 | 0 | 0 | 0 | 0
F3_Residential_CZ1 - Multi Family_New_Miscellaneous_Natural Gas_Pool Heater_Baseline Forecast | F3 | Residential | CZ1 - Multi Family | New | Miscellaneous | Natural Gas | Pool Heater | Baseline Forecast | Winter Demand Savings (MW) | 0 | 0 | 0 | 0 | 0 | 0 | 0 | 0 | 0 | 0 | 0 | 0 | 0 | 0 | 0 | 0 | 0 | 0 | 0 | 0 | 0 | 0 | 0 | 0 | 0 | 0 | 0 | 0 | 0 | 0 | 0 | 0 | 0 | 0 | 0 | 0
F4_Residential_CZ1 - Multi Family_New_Miscellaneous_Natural Gas_Pool Heater_Baseline Forecast | F4 | Residential | CZ1 - Multi Family | New | Miscellaneous | Natural Gas | Pool Heater | Baseline Forecast | Incremental Savings (GWh) | 0 | 0 | 0 | 0 | 0 | 0 | 0 | 0 | 0 | 0 | 0 | 0 | 0 | 0 | 0 | 0 | 0 | 0 | 0 | 0 | 0 | 0 | 0 | 0 | 0 | 0 | 0 | 0 | 0 | 0 | 0 | 0 | 0 | 0 | 0 | 0
F1_Residential_CZ1 - Multi Family_New_Miscellaneous_Natural Gas_Miscellaneous_Baseline Forecast | F1 | Residential | CZ1 - Multi Family | New | Miscellaneous | Natural Gas | Miscellaneous | Baseline Forecast | Consumption Savings (GWh) | 0 | 0 | 0 | 0 | 0 | 0 | 0 | 0 | 0 | 0 | 0 | 0 | 0 | 0 | 0 | 0 | 0 | 0 | 0 | 0 | 0 | 0 | 0 | 0 | 0 | 0 | 0 | 0 | 0 | 0 | 0 | 0 | 0 | 0 | 0 | 0
F2_Residential_CZ1 - Multi Family_New_Miscellaneous_Natural Gas_Miscellaneous_Baseline Forecast | F2 | Residential | CZ1 - Multi Family | New | Miscellaneous | Natural Gas | Miscellaneous | Baseline Forecast | Summer Demand Savings (MW) | 0 | 0 | 0 | 0 | 0 | 0 | 0 | 0 | 0 | 0 | 0 | 0 | 0 | 0 | 0 | 0 | 0 | 0 | 0 | 0 | 0 | 0 | 0 | 0 | 0 | 0 | 0 | 0 | 0 | 0 | 0 | 0 | 0 | 0 | 0 | 0
F3_Residential_CZ1 - Multi Family_New_Miscellaneous_Natural Gas_Miscellaneous_Baseline Forecast | F3 | Residential | CZ1 - Multi Family | New | Miscellaneous | Natural Gas | Miscellaneous | Baseline Forecast | Winter Demand Savings (MW) | 0 | 0 | 0 | 0 | 0 | 0 | 0 | 0 | 0 | 0 | 0 | 0 | 0 | 0 | 0 | 0 | 0 | 0 | 0 | 0 | 0 | 0 | 0 | 0 | 0 | 0 | 0 | 0 | 0 | 0 | 0 | 0 | 0 | 0 | 0 | 0
F4_Residential_CZ1 - Multi Family_New_Miscellaneous_Natural Gas_Miscellaneous_Baseline Forecast | F4 | Residential | CZ1 - Multi Family | New | Miscellaneous | Natural Gas | Miscellaneous | Baseline Forecast | Incremental Savings (GWh) | 0 | 0 | 0 | 0 | 0 | 0 | 0 | 0 | 0 | 0 | 0 | 0 | 0 | 0 | 0 | 0 | 0 | 0 | 0 | 0 | 0 | 0 | 0 | 0 | 0 | 0 | 0 | 0 | 0 | 0 | 0 | 0 | 0 | 0 | 0 | 0
F1_Residential_CZ2 - Single Family_Existing_Space Heating_Natural Gas_Furnace - Direct Fuel_Baseline Forecast | F1 | Residential | CZ2 - Single Family | Existing | Space Heating | Natural Gas | Furnace - Direct Fuel | Baseline Forecast | Consumption Savings (MMtherm) | 0 | 0 | 0 | 0 | 0 | 0 | 0 | 0 | 0 | 0 | 0 | 0 | 0 | 0 | 0 | 0 | 0 | 0 | 0 | 0 | 0 | 0 | 0 | 0 | 0 | 0 | 0 | 0 | 0 | 0 | 0 | 0 | 0 | 0 | 0 | 0
F2_Residential_CZ2 - Single Family_Existing_Space Heating_Natural Gas_Furnace - Direct Fuel_Baseline Forecast | F2 | Residential | CZ2 - Single Family | Existing | Space Heating | Natural Gas | Furnace - Direct Fuel | Baseline Forecast | Summer Demand Savings (MW) | 0 | 0 | 0 | 0 | 0 | 0 | 0 | 0 | 0 | 0 | 0 | 0 | 0 | 0 | 0 | 0 | 0 | 0 | 0 | 0 | 0 | 0 | 0 | 0 | 0 | 0 | 0 | 0 | 0 | 0 | 0 | 0 | 0 | 0 | 0 | 0
F3_Residential_CZ2 - Single Family_Existing_Space Heating_Natural Gas_Furnace - Direct Fuel_Baseline Forecast | F3 | Residential | CZ2 - Single Family | Existing | Space Heating | Natural Gas | Furnace - Direct Fuel | Baseline Forecast | Winter Demand Savings (MW) | 0 | 0 | 0 | 0 | 0 | 0 | 0 | 0 | 0 | 0 | 0 | 0 | 0 | 0 | 0 | 0 | 0 | 0 | 0 | 0 | 0 | 0 | 0 | 0 | 0 | 0 | 0 | 0 | 0 | 0 | 0 | 0 | 0 | 0 | 0 | 0
F4_Residential_CZ2 - Single Family_Existing_Space Heating_Natural Gas_Furnace - Direct Fuel_Baseline Forecast | F4 | Residential | CZ2 - Single Family | Existing | Space Heating | Natural Gas | Furnace - Direct Fuel | Baseline Forecast | Incremental Savings (MMtherm) | 0 | 0 | 0 | 0 | 0 | 0 | 0 | 0 | 0 | 0 | 0 | 0 | 0 | 0 | 0 | 0 | 0 | 0 | 0 | 0 | 0 | 0 | 0 | 0 | 0 | 0 | 0 | 0 | 0 | 0 | 0 | 0 | 0 | 0 | 0 | 0
F1_Residential_CZ2 - Single Family_Existing_Space Heating_Natural Gas_Boiler - Direct Fuel_Baseline Forecast | F1 | Residential | CZ2 - Single Family | Existing | Space Heating | Natural Gas | Boiler - Direct Fuel | Baseline Forecast | Consumption Savings (MMtherm) | 0 | 0 | 0 | 0 | 0 | 0 | 0 | 0 | 0 | 0 | 0 | 0 | 0 | 0 | 0 | 0 | 0 | 0 | 0 | 0 | 0 | 0 | 0 | 0 | 0 | 0 | 0 | 0 | 0 | 0 | 0 | 0 | 0 | 0 | 0 | 0
F2_Residential_CZ2 - Single Family_Existing_Space Heating_Natural Gas_Boiler - Direct Fuel_Baseline Forecast | F2 | Residential | CZ2 - Single Family | Existing | Space Heating | Natural Gas | Boiler - Direct Fuel | Baseline Forecast | Summer Demand Savings (MW) | 0 | 0 | 0 | 0 | 0 | 0 | 0 | 0 | 0 | 0 | 0 | 0 | 0 | 0 | 0 | 0 | 0 | 0 | 0 | 0 | 0 | 0 | 0 | 0 | 0 | 0 | 0 | 0 | 0 | 0 | 0 | 0 | 0 | 0 | 0 | 0
F3_Residential_CZ2 - Single Family_Existing_Space Heating_Natural Gas_Boiler - Direct Fuel_Baseline Forecast | F3 | Residential | CZ2 - Single Family | Existing | Space Heating | Natural Gas | Boiler - Direct Fuel | Baseline Forecast | Winter Demand Savings (MW) | 0 | 0 | 0 | 0 | 0 | 0 | 0 | 0 | 0 | 0 | 0 | 0 | 0 | 0 | 0 | 0 | 0 | 0 | 0 | 0 | 0 | 0 | 0 | 0 | 0 | 0 | 0 | 0 | 0 | 0 | 0 | 0 | 0 | 0 | 0 | 0
F4_Residential_CZ2 - Single Family_Existing_Space Heating_Natural Gas_Boiler - Direct Fuel_Baseline Forecast | F4 | Residential | CZ2 - Single Family | Existing | Space Heating | Natural Gas | Boiler - Direct Fuel | Baseline Forecast | Incremental Savings (MMtherm) | 0 | 0 | 0 | 0 | 0 | 0 | 0 | 0 | 0 | 0 | 0 | 0 | 0 | 0 | 0 | 0 | 0 | 0 | 0 | 0 | 0 | 0 | 0 | 0 | 0 | 0 | 0 | 0 | 0 | 0 | 0 | 0 | 0 | 0 | 0 | 0
F1_Residential_CZ2 - Single Family_Existing_Secondary Heating_Natural Gas_Fireplace_Baseline Forecast | F1 | Residential | CZ2 - Single Family | Existing | Secondary Heating | Natural Gas | Fireplace | Baseline Forecast | Consumption Savings (MMtherm) | 0 | 0 | 0 | 0 | 0 | 0 | 0 | 0 | 0 | 0 | 0 | 0 | 0 | 0 | 0 | 0 | 0 | 0 | 0 | 0 | 0 | 0 | 0 | 0 | 0 | 0 | 0 | 0 | 0 | 0 | 0 | 0 | 0 | 0 | 0 | 0
F2_Residential_CZ2 - Single Family_Existing_Secondary Heating_Natural Gas_Fireplace_Baseline Forecast | F2 | Residential | CZ2 - Single Family | Existing | Secondary Heating | Natural Gas | Fireplace | Baseline Forecast | Summer Demand Savings (MW) | 0 | 0 | 0 | 0 | 0 | 0 | 0 | 0 | 0 | 0 | 0 | 0 | 0 | 0 | 0 | 0 | 0 | 0 | 0 | 0 | 0 | 0 | 0 | 0 | 0 | 0 | 0 | 0 | 0 | 0 | 0 | 0 | 0 | 0 | 0 | 0
F3_Residential_CZ2 - Single Family_Existing_Secondary Heating_Natural Gas_Fireplace_Baseline Forecast | F3 | Residential | CZ2 - Single Family | Existing | Secondary Heating | Natural Gas | Fireplace | Baseline Forecast | Winter Demand Savings (MW) | 0 | 0 | 0 | 0 | 0 | 0 | 0 | 0 | 0 | 0 | 0 | 0 | 0 | 0 | 0 | 0 | 0 | 0 | 0 | 0 | 0 | 0 | 0 | 0 | 0 | 0 | 0 | 0 | 0 | 0 | 0 | 0 | 0 | 0 | 0 | 0
F4_Residential_CZ2 - Single Family_Existing_Secondary Heating_Natural Gas_Fireplace_Baseline Forecast | F4 | Residential | CZ2 - Single Family | Existing | Secondary Heating | Natural Gas | Fireplace | Baseline Forecast | Incremental Savings (MMtherm) | 0 | 0 | 0 | 0 | 0 | 0 | 0 | 0 | 0 | 0 | 0 | 0 | 0 | 0 | 0 | 0 | 0 | 0 | 0 | 0 | 0 | 0 | 0 | 0 | 0 | 0 | 0 | 0 | 0 | 0 | 0 | 0 | 0 | 0 | 0 | 0
F1_Residential_CZ2 - Single Family_Existing_Water Heating_Natural Gas_Water Heater <= 55 gal._Baseline Forecast | F1 | Residential | CZ2 - Single Family | Existing | Water Heating | Natural Gas | Water Heater <= 55 gal. | Baseline Forecast | Consumption Savings (MMtherm) | 0 | 0 | 0 | 0 | 0 | 0 | 0 | 0 | 0 | 0 | 0 | 0 | 0 | 0 | 0 | 0 | 0 | 0 | 0 | 0 | 0 | 0 | 0 | 0 | 0 | 0 | 0 | 0 | 0 | 0 | 0 | 0 | 0 | 0 | 0 | 0
F2_Residential_CZ2 - Single Family_Existing_Water Heating_Natural Gas_Water Heater <= 55 gal._Baseline Forecast | F2 | Residential | CZ2 - Single Family | Existing | Water Heating | Natural Gas | Water Heater <= 55 gal. | Baseline Forecast | Summer Demand Savings (MW) | 0 | 0 | 0 | 0 | 0 | 0 | 0 | 0 | 0 | 0 | 0 | 0 | 0 | 0 | 0 | 0 | 0 | 0 | 0 | 0 | 0 | 0 | 0 | 0 | 0 | 0 | 0 | 0 | 0 | 0 | 0 | 0 | 0 | 0 | 0 | 0
F3_Residential_CZ2 - Single Family_Existing_Water Heating_Natural Gas_Water Heater <= 55 gal._Baseline Forecast | F3 | Residential | CZ2 - Single Family | Existing | Water Heating | Natural Gas | Water Heater <= 55 gal. | Baseline Forecast | Winter Demand Savings (MW) | 0 | 0 | 0 | 0 | 0 | 0 | 0 | 0 | 0 | 0 | 0 | 0 | 0 | 0 | 0 | 0 | 0 | 0 | 0 | 0 | 0 | 0 | 0 | 0 | 0 | 0 | 0 | 0 | 0 | 0 | 0 | 0 | 0 | 0 | 0 | 0
F4_Residential_CZ2 - Single Family_Existing_Water Heating_Natural Gas_Water Heater <= 55 gal._Baseline Forecast | F4 | Residential | CZ2 - Single Family | Existing | Water Heating | Natural Gas | Water Heater <= 55 gal. | Baseline Forecast | Incremental Savings (MMtherm) | 0 | 0 | 0 | 0 | 0 | 0 | 0 | 0 | 0 | 0 | 0 | 0 | 0 | 0 | 0 | 0 | 0 | 0 | 0 | 0 | 0 | 0 | 0 | 0 | 0 | 0 | 0 | 0 | 0 | 0 | 0 | 0 | 0 | 0 | 0 | 0
F1_Residential_CZ2 - Single Family_Existing_Water Heating_Natural Gas_Water Heater > 55 gal._Baseline Forecast | F1 | Residential | CZ2 - Single Family | Existing | Water Heating | Natural Gas | Water Heater > 55 gal. | Baseline Forecast | Consumption Savings (MMtherm) | 0 | 0 | 0 | 0 | 0 | 0 | 0 | 0 | 0 | 0 | 0 | 0 | 0 | 0 | 0 | 0 | 0 | 0 | 0 | 0 | 0 | 0 | 0 | 0 | 0 | 0 | 0 | 0 | 0 | 0 | 0 | 0 | 0 | 0 | 0 | 0
F2_Residential_CZ2 - Single Family_Existing_Water Heating_Natural Gas_Water Heater > 55 gal._Baseline Forecast | F2 | Residential | CZ2 - Single Family | Existing | Water Heating | Natural Gas | Water Heater > 55 gal. | Baseline Forecast | Summer Demand Savings (MW) | 0 | 0 | 0 | 0 | 0 | 0 | 0 | 0 | 0 | 0 | 0 | 0 | 0 | 0 | 0 | 0 | 0 | 0 | 0 | 0 | 0 | 0 | 0 | 0 | 0 | 0 | 0 | 0 | 0 | 0 | 0 | 0 | 0 | 0 | 0 | 0
F3_Residential_CZ2 - Single Family_Existing_Water Heating_Natural Gas_Water Heater > 55 gal._Baseline Forecast | F3 | Residential | CZ2 - Single Family | Existing | Water Heating | Natural Gas | Water Heater > 55 gal. | Baseline Forecast | Winter Demand Savings (MW) | 0 | 0 | 0 | 0 | 0 | 0 | 0 | 0 | 0 | 0 | 0 | 0 | 0 | 0 | 0 | 0 | 0 | 0 | 0 | 0 | 0 | 0 | 0 | 0 | 0 | 0 | 0 | 0 | 0 | 0 | 0 | 0 | 0 | 0 | 0 | 0
F4_Residential_CZ2 - Single Family_Existing_Water Heating_Natural Gas_Water Heater > 55 gal._Baseline Forecast | F4 | Residential | CZ2 - Single Family | Existing | Water Heating | Natural Gas | Water Heater > 55 gal. | Baseline Forecast | Incremental Savings (MMtherm) | 0 | 0 | 0 | 0 | 0 | 0 | 0 | 0 | 0 | 0 | 0 | 0 | 0 | 0 | 0 | 0 | 0 | 0 | 0 | 0 | 0 | 0 | 0 | 0 | 0 | 0 | 0 | 0 | 0 | 0 | 0 | 0 | 0 | 0 | 0 | 0
F1_Residential_CZ2 - Single Family_Existing_Appliances_Natural Gas_Clothes Dryer_Baseline Forecast | F1 | Residential | CZ2 - Single Family | Existing | Appliances | Natural Gas | Clothes Dryer | Baseline Forecast | Consumption Savings (MMtherm) | 0 | 0 | 0 | 0 | 0 | 0 | 0 | 0 | 0 | 0 | 0 | 0 | 0 | 0 | 0 | 0 | 0 | 0 | 0 | 0 | 0 | 0 | 0 | 0 | 0 | 0 | 0 | 0 | 0 | 0 | 0 | 0 | 0 | 0 | 0 | 0
F2_Residential_CZ2 - Single Family_Existing_Appliances_Natural Gas_Clothes Dryer_Baseline Forecast | F2 | Residential | CZ2 - Single Family | Existing | Appliances | Natural Gas | Clothes Dryer | Baseline Forecast | Summer Demand Savings (MW) | 0 | 0 | 0 | 0 | 0 | 0 | 0 | 0 | 0 | 0 | 0 | 0 | 0 | 0 | 0 | 0 | 0 | 0 | 0 | 0 | 0 | 0 | 0 | 0 | 0 | 0 | 0 | 0 | 0 | 0 | 0 | 0 | 0 | 0 | 0 | 0
F3_Residential_CZ2 - Single Family_Existing_Appliances_Natural Gas_Clothes Dryer_Baseline Forecast | F3 | Residential | CZ2 - Single Family | Existing | Appliances | Natural Gas | Clothes Dryer | Baseline Forecast | Winter Demand Savings (MW) | 0 | 0 | 0 | 0 | 0 | 0 | 0 | 0 | 0 | 0 | 0 | 0 | 0 | 0 | 0 | 0 | 0 | 0 | 0 | 0 | 0 | 0 | 0 | 0 | 0 | 0 | 0 | 0 | 0 | 0 | 0 | 0 | 0 | 0 | 0 | 0
F4_Residential_CZ2 - Single Family_Existing_Appliances_Natural Gas_Clothes Dryer_Baseline Forecast | F4 | Residential | CZ2 - Single Family | Existing | Appliances | Natural Gas | Clothes Dryer | Baseline Forecast | Incremental Savings (MMtherm) | 0 | 0 | 0 | 0 | 0 | 0 | 0 | 0 | 0 | 0 | 0 | 0 | 0 | 0 | 0 | 0 | 0 | 0 | 0 | 0 | 0 | 0 | 0 | 0 | 0 | 0 | 0 | 0 | 0 | 0 | 0 | 0 | 0 | 0 | 0 | 0
F1_Residential_CZ2 - Single Family_Existing_Appliances_Natural Gas_Stove/Oven_Baseline Forecast | F1 | Residential | CZ2 - Single Family | Existing | Appliances | Natural Gas | Stove/Oven | Baseline Forecast | Consumption Savings (MMtherm) | 0 | 0 | 0 | 0 | 0 | 0 | 0 | 0 | 0 | 0 | 0 | 0 | 0 | 0 | 0 | 0 | 0 | 0 | 0 | 0 | 0 | 0 | 0 | 0 | 0 | 0 | 0 | 0 | 0 | 0 | 0 | 0 | 0 | 0 | 0 | 0
F2_Residential_CZ2 - Single Family_Existing_Appliances_Natural Gas_Stove/Oven_Baseline Forecast | F2 | Residential | CZ2 - Single Family | Existing | Appliances | Natural Gas | Stove/Oven | Baseline Forecast | Summer Demand Savings (MW) | 0 | 0 | 0 | 0 | 0 | 0 | 0 | 0 | 0 | 0 | 0 | 0 | 0 | 0 | 0 | 0 | 0 | 0 | 0 | 0 | 0 | 0 | 0 | 0 | 0 | 0 | 0 | 0 | 0 | 0 | 0 | 0 | 0 | 0 | 0 | 0
F3_Residential_CZ2 - Single Family_Existing_Appliances_Natural Gas_Stove/Oven_Baseline Forecast | F3 | Residential | CZ2 - Single Family | Existing | Appliances | Natural Gas | Stove/Oven | Baseline Forecast | Winter Demand Savings (MW) | 0 | 0 | 0 | 0 | 0 | 0 | 0 | 0 | 0 | 0 | 0 | 0 | 0 | 0 | 0 | 0 | 0 | 0 | 0 | 0 | 0 | 0 | 0 | 0 | 0 | 0 | 0 | 0 | 0 | 0 | 0 | 0 | 0 | 0 | 0 | 0
F4_Residential_CZ2 - Single Family_Existing_Appliances_Natural Gas_Stove/Oven_Baseline Forecast | F4 | Residential | CZ2 - Single Family | Existing | Appliances | Natural Gas | Stove/Oven | Baseline Forecast | Incremental Savings (MMtherm) | 0 | 0 | 0 | 0 | 0 | 0 | 0 | 0 | 0 | 0 | 0 | 0 | 0 | 0 | 0 | 0 | 0 | 0 | 0 | 0 | 0 | 0 | 0 | 0 | 0 | 0 | 0 | 0 | 0 | 0 | 0 | 0 | 0 | 0 | 0 | 0
F1_Residential_CZ2 - Single Family_Existing_Miscellaneous_Natural Gas_Pool Heater_Baseline Forecast | F1 | Residential | CZ2 - Single Family | Existing | Miscellaneous | Natural Gas | Pool Heater | Baseline Forecast | Consumption Savings (MMtherm) | 0 | 0 | 0 | 0 | 0 | 0 | 0 | 0 | 0 | 0 | 0 | 0 | 0 | 0 | 0 | 0 | 0 | 0 | 0 | 0 | 0 | 0 | 0 | 0 | 0 | 0 | 0 | 0 | 0 | 0 | 0 | 0 | 0 | 0 | 0 | 0
F2_Residential_CZ2 - Single Family_Existing_Miscellaneous_Natural Gas_Pool Heater_Baseline Forecast | F2 | Residential | CZ2 - Single Family | Existing | Miscellaneous | Natural Gas | Pool Heater | Baseline Forecast | Summer Demand Savings (MW) | 0 | 0 | 0 | 0 | 0 | 0 | 0 | 0 | 0 | 0 | 0 | 0 | 0 | 0 | 0 | 0 | 0 | 0 | 0 | 0 | 0 | 0 | 0 | 0 | 0 | 0 | 0 | 0 | 0 | 0 | 0 | 0 | 0 | 0 | 0 | 0
F3_Residential_CZ2 - Single Family_Existing_Miscellaneous_Natural Gas_Pool Heater_Baseline Forecast | F3 | Residential | CZ2 - Single Family | Existing | Miscellaneous | Natural Gas | Pool Heater | Baseline Forecast | Winter Demand Savings (MW) | 0 | 0 | 0 | 0 | 0 | 0 | 0 | 0 | 0 | 0 | 0 | 0 | 0 | 0 | 0 | 0 | 0 | 0 | 0 | 0 | 0 | 0 | 0 | 0 | 0 | 0 | 0 | 0 | 0 | 0 | 0 | 0 | 0 | 0 | 0 | 0
F4_Residential_CZ2 - Single Family_Existing_Miscellaneous_Natural Gas_Pool Heater_Baseline Forecast | F4 | Residential | CZ2 - Single Family | Existing | Miscellaneous | Natural Gas | Pool Heater | Baseline Forecast | Incremental Savings (MMtherm) | 0 | 0 | 0 | 0 | 0 | 0 | 0 | 0 | 0 | 0 | 0 | 0 | 0 | 0 | 0 | 0 | 0 | 0 | 0 | 0 | 0 | 0 | 0 | 0 | 0 | 0 | 0 | 0 | 0 | 0 | 0 | 0 | 0 | 0 | 0 | 0
F1_Residential_CZ2 - Single Family_Existing_Miscellaneous_Natural Gas_Miscellaneous_Baseline Forecast | F1 | Residential | CZ2 - Single Family | Existing | Miscellaneous | Natural Gas | Miscellaneous | Baseline Forecast | Consumption Savings (MMtherm) | 0 | 0 | 0 | 0 | 0 | 0 | 0 | 0 | 0 | 0 | 0 | 0 | 0 | 0 | 0 | 0 | 0 | 0 | 0 | 0 | 0 | 0 | 0 | 0 | 0 | 0 | 0 | 0 | 0 | 0 | 0 | 0 | 0 | 0 | 0 | 0
F2_Residential_CZ2 - Single Family_Existing_Miscellaneous_Natural Gas_Miscellaneous_Baseline Forecast | F2 | Residential | CZ2 - Single Family | Existing | Miscellaneous | Natural Gas | Miscellaneous | Baseline Forecast | Summer Demand Savings (MW) | 0 | 0 | 0 | 0 | 0 | 0 | 0 | 0 | 0 | 0 | 0 | 0 | 0 | 0 | 0 | 0 | 0 | 0 | 0 | 0 | 0 | 0 | 0 | 0 | 0 | 0 | 0 | 0 | 0 | 0 | 0 | 0 | 0 | 0 | 0 | 0
F3_Residential_CZ2 - Single Family_Existing_Miscellaneous_Natural Gas_Miscellaneous_Baseline Forecast | F3 | Residential | CZ2 - Single Family | Existing | Miscellaneous | Natural Gas | Miscellaneous | Baseline Forecast | Winter Demand Savings (MW) | 0 | 0 | 0 | 0 | 0 | 0 | 0 | 0 | 0 | 0 | 0 | 0 | 0 | 0 | 0 | 0 | 0 | 0 | 0 | 0 | 0 | 0 | 0 | 0 | 0 | 0 | 0 | 0 | 0 | 0 | 0 | 0 | 0 | 0 | 0 | 0
F4_Residential_CZ2 - Single Family_Existing_Miscellaneous_Natural Gas_Miscellaneous_Baseline Forecast | F4 | Residential | CZ2 - Single Family | Existing | Miscellaneous | Natural Gas | Miscellaneous | Baseline Forecast | Incremental Savings (MMtherm) | 0 | 0 | 0 | 0 | 0 | 0 | 0 | 0 | 0 | 0 | 0 | 0 | 0 | 0 | 0 | 0 | 0 | 0 | 0 | 0 | 0 | 0 | 0 | 0 | 0 | 0 | 0 | 0 | 0 | 0 | 0 | 0 | 0 | 0 | 0 | 0
F1_Residential_CZ2 - Single Family_New_Space Heating_Natural Gas_Furnace - Direct Fuel_Baseline Forecast | F1 | Residential | CZ2 - Single Family | New | Space Heating | Natural Gas | Furnace - Direct Fuel | Baseline Forecast | Consumption Savings (MMtherm) | 0 | 0 | 0 | 0 | 0 | 0 | 0 | 0 | 0 | 0 | 0 | 0 | 0 | 0 | 0 | 0 | 0 | 0 | 0 | 0 | 0 | 0 | 0 | 0 | 0 | 0 | 0 | 0 | 0 | 0 | 0 | 0 | 0 | 0 | 0 | 0
F2_Residential_CZ2 - Single Family_New_Space Heating_Natural Gas_Furnace - Direct Fuel_Baseline Forecast | F2 | Residential | CZ2 - Single Family | New | Space Heating | Natural Gas | Furnace - Direct Fuel | Baseline Forecast | Summer Demand Savings (MW) | 0 | 0 | 0 | 0 | 0 | 0 | 0 | 0 | 0 | 0 | 0 | 0 | 0 | 0 | 0 | 0 | 0 | 0 | 0 | 0 | 0 | 0 | 0 | 0 | 0 | 0 | 0 | 0 | 0 | 0 | 0 | 0 | 0 | 0 | 0 | 0
F3_Residential_CZ2 - Single Family_New_Space Heating_Natural Gas_Furnace - Direct Fuel_Baseline Forecast | F3 | Residential | CZ2 - Single Family | New | Space Heating | Natural Gas | Furnace - Direct Fuel | Baseline Forecast | Winter Demand Savings (MW) | 0 | 0 | 0 | 0 | 0 | 0 | 0 | 0 | 0 | 0 | 0 | 0 | 0 | 0 | 0 | 0 | 0 | 0 | 0 | 0 | 0 | 0 | 0 | 0 | 0 | 0 | 0 | 0 | 0 | 0 | 0 | 0 | 0 | 0 | 0 | 0
F4_Residential_CZ2 - Single Family_New_Space Heating_Natural Gas_Furnace - Direct Fuel_Baseline Forecast | F4 | Residential | CZ2 - Single Family | New | Space Heating | Natural Gas | Furnace - Direct Fuel | Baseline Forecast | Incremental Savings (MMtherm) | 0 | 0 | 0 | 0 | 0 | 0 | 0 | 0 | 0 | 0 | 0 | 0 | 0 | 0 | 0 | 0 | 0 | 0 | 0 | 0 | 0 | 0 | 0 | 0 | 0 | 0 | 0 | 0 | 0 | 0 | 0 | 0 | 0 | 0 | 0 | 0
F1_Residential_CZ2 - Single Family_New_Space Heating_Natural Gas_Boiler - Direct Fuel_Baseline Forecast | F1 | Residential | CZ2 - Single Family | New | Space Heating | Natural Gas | Boiler - Direct Fuel | Baseline Forecast | Consumption Savings (MMtherm) | 0 | 0 | 0 | 0 | 0 | 0 | 0 | 0 | 0 | 0 | 0 | 0 | 0 | 0 | 0 | 0 | 0 | 0 | 0 | 0 | 0 | 0 | 0 | 0 | 0 | 0 | 0 | 0 | 0 | 0 | 0 | 0 | 0 | 0 | 0 | 0
F2_Residential_CZ2 - Single Family_New_Space Heating_Natural Gas_Boiler - Direct Fuel_Baseline Forecast | F2 | Residential | CZ2 - Single Family | New | Space Heating | Natural Gas | Boiler - Direct Fuel | Baseline Forecast | Summer Demand Savings (MW) | 0 | 0 | 0 | 0 | 0 | 0 | 0 | 0 | 0 | 0 | 0 | 0 | 0 | 0 | 0 | 0 | 0 | 0 | 0 | 0 | 0 | 0 | 0 | 0 | 0 | 0 | 0 | 0 | 0 | 0 | 0 | 0 | 0 | 0 | 0 | 0
F3_Residential_CZ2 - Single Family_New_Space Heating_Natural Gas_Boiler - Direct Fuel_Baseline Forecast | F3 | Residential | CZ2 - Single Family | New | Space Heating | Natural Gas | Boiler - Direct Fuel | Baseline Forecast | Winter Demand Savings (MW) | 0 | 0 | 0 | 0 | 0 | 0 | 0 | 0 | 0 | 0 | 0 | 0 | 0 | 0 | 0 | 0 | 0 | 0 | 0 | 0 | 0 | 0 | 0 | 0 | 0 | 0 | 0 | 0 | 0 | 0 | 0 | 0 | 0 | 0 | 0 | 0
F4_Residential_CZ2 - Single Family_New_Space Heating_Natural Gas_Boiler - Direct Fuel_Baseline Forecast | F4 | Residential | CZ2 - Single Family | New | Space Heating | Natural Gas | Boiler - Direct Fuel | Baseline Forecast | Incremental Savings (MMtherm) | 0 | 0 | 0 | 0 | 0 | 0 | 0 | 0 | 0 | 0 | 0 | 0 | 0 | 0 | 0 | 0 | 0 | 0 | 0 | 0 | 0 | 0 | 0 | 0 | 0 | 0 | 0 | 0 | 0 | 0 | 0 | 0 | 0 | 0 | 0 | 0
F1_Residential_CZ2 - Single Family_New_Secondary Heating_Natural Gas_Fireplace_Baseline Forecast | F1 | Residential | CZ2 - Single Family | New | Secondary Heating | Natural Gas | Fireplace | Baseline Forecast | Consumption Savings (MMtherm) | 0 | 0 | 0 | 0 | 0 | 0 | 0 | 0 | 0 | 0 | 0 | 0 | 0 | 0 | 0 | 0 | 0 | 0 | 0 | 0 | 0 | 0 | 0 | 0 | 0 | 0 | 0 | 0 | 0 | 0 | 0 | 0 | 0 | 0 | 0 | 0
F2_Residential_CZ2 - Single Family_New_Secondary Heating_Natural Gas_Fireplace_Baseline Forecast | F2 | Residential | CZ2 - Single Family | New | Secondary Heating | Natural Gas | Fireplace | Baseline Forecast | Summer Demand Savings (MW) | 0 | 0 | 0 | 0 | 0 | 0 | 0 | 0 | 0 | 0 | 0 | 0 | 0 | 0 | 0 | 0 | 0 | 0 | 0 | 0 | 0 | 0 | 0 | 0 | 0 | 0 | 0 | 0 | 0 | 0 | 0 | 0 | 0 | 0 | 0 | 0
F3_Residential_CZ2 - Single Family_New_Secondary Heating_Natural Gas_Fireplace_Baseline Forecast | F3 | Residential | CZ2 - Single Family | New | Secondary Heating | Natural Gas | Fireplace | Baseline Forecast | Winter Demand Savings (MW) | 0 | 0 | 0 | 0 | 0 | 0 | 0 | 0 | 0 | 0 | 0 | 0 | 0 | 0 | 0 | 0 | 0 | 0 | 0 | 0 | 0 | 0 | 0 | 0 | 0 | 0 | 0 | 0 | 0 | 0 | 0 | 0 | 0 | 0 | 0 | 0
F4_Residential_CZ2 - Single Family_New_Secondary Heating_Natural Gas_Fireplace_Baseline Forecast | F4 | Residential | CZ2 - Single Family | New | Secondary Heating | Natural Gas | Fireplace | Baseline Forecast | Incremental Savings (MMtherm) | 0 | 0 | 0 | 0 | 0 | 0 | 0 | 0 | 0 | 0 | 0 | 0 | 0 | 0 | 0 | 0 | 0 | 0 | 0 | 0 | 0 | 0 | 0 | 0 | 0 | 0 | 0 | 0 | 0 | 0 | 0 | 0 | 0 | 0 | 0 | 0
F1_Residential_CZ2 - Single Family_New_Water Heating_Natural Gas_Water Heater <= 55 gal._Baseline Forecast | F1 | Residential | CZ2 - Single Family | New | Water Heating | Natural Gas | Water Heater <= 55 gal. | Baseline Forecast | Consumption Savings (GWh) | 0 | 0 | 0 | 0 | 0 | 0 | 0 | 0 | 0 | 0 | 0 | 0 | 0 | 0 | 0 | 0 | 0 | 0 | 0 | 0 | 0 | 0 | 0 | 0 | 0 | 0 | 0 | 0 | 0 | 0 | 0 | 0 | 0 | 0 | 0 | 0
F2_Residential_CZ2 - Single Family_New_Water Heating_Natural Gas_Water Heater <= 55 gal._Baseline Forecast | F2 | Residential | CZ2 - Single Family | New | Water Heating | Natural Gas | Water Heater <= 55 gal. | Baseline Forecast | Summer Demand Savings (MW) | 0 | 0 | 0 | 0 | 0 | 0 | 0 | 0 | 0 | 0 | 0 | 0 | 0 | 0 | 0 | 0 | 0 | 0 | 0 | 0 | 0 | 0 | 0 | 0 | 0 | 0 | 0 | 0 | 0 | 0 | 0 | 0 | 0 | 0 | 0 | 0
F3_Residential_CZ2 - Single Family_New_Water Heating_Natural Gas_Water Heater <= 55 gal._Baseline Forecast | F3 | Residential | CZ2 - Single Family | New | Water Heating | Natural Gas | Water Heater <= 55 gal. | Baseline Forecast | Winter Demand Savings (MW) | 0 | 0 | 0 | 0 | 0 | 0 | 0 | 0 | 0 | 0 | 0 | 0 | 0 | 0 | 0 | 0 | 0 | 0 | 0 | 0 | 0 | 0 | 0 | 0 | 0 | 0 | 0 | 0 | 0 | 0 | 0 | 0 | 0 | 0 | 0 | 0
F4_Residential_CZ2 - Single Family_New_Water Heating_Natural Gas_Water Heater <= 55 gal._Baseline Forecast | F4 | Residential | CZ2 - Single Family | New | Water Heating | Natural Gas | Water Heater <= 55 gal. | Baseline Forecast | Incremental Savings (GWh) | 0 | 0 | 0 | 0 | 0 | 0 | 0 | 0 | 0 | 0 | 0 | 0 | 0 | 0 | 0 | 0 | 0 | 0 | 0 | 0 | 0 | 0 | 0 | 0 | 0 | 0 | 0 | 0 | 0 | 0 | 0 | 0 | 0 | 0 | 0 | 0
F1_Residential_CZ2 - Single Family_New_Water Heating_Natural Gas_Water Heater > 55 gal._Baseline Forecast | F1 | Residential | CZ2 - Single Family | New | Water Heating | Natural Gas | Water Heater > 55 gal. | Baseline Forecast | Consumption Savings (GWh) | 0 | 0 | 0 | 0 | 0 | 0 | 0 | 0 | 0 | 0 | 0 | 0 | 0 | 0 | 0 | 0 | 0 | 0 | 0 | 0 | 0 | 0 | 0 | 0 | 0 | 0 | 0 | 0 | 0 | 0 | 0 | 0 | 0 | 0 | 0 | 0
F2_Residential_CZ2 - Single Family_New_Water Heating_Natural Gas_Water Heater > 55 gal._Baseline Forecast | F2 | Residential | CZ2 - Single Family | New | Water Heating | Natural Gas | Water Heater > 55 gal. | Baseline Forecast | Summer Demand Savings (MW) | 0 | 0 | 0 | 0 | 0 | 0 | 0 | 0 | 0 | 0 | 0 | 0 | 0 | 0 | 0 | 0 | 0 | 0 | 0 | 0 | 0 | 0 | 0 | 0 | 0 | 0 | 0 | 0 | 0 | 0 | 0 | 0 | 0 | 0 | 0 | 0
F3_Residential_CZ2 - Single Family_New_Water Heating_Natural Gas_Water Heater > 55 gal._Baseline Forecast | F3 | Residential | CZ2 - Single Family | New | Water Heating | Natural Gas | Water Heater > 55 gal. | Baseline Forecast | Winter Demand Savings (MW) | 0 | 0 | 0 | 0 | 0 | 0 | 0 | 0 | 0 | 0 | 0 | 0 | 0 | 0 | 0 | 0 | 0 | 0 | 0 | 0 | 0 | 0 | 0 | 0 | 0 | 0 | 0 | 0 | 0 | 0 | 0 | 0 | 0 | 0 | 0 | 0
F4_Residential_CZ2 - Single Family_New_Water Heating_Natural Gas_Water Heater > 55 gal._Baseline Forecast | F4 | Residential | CZ2 - Single Family | New | Water Heating | Natural Gas | Water Heater > 55 gal. | Baseline Forecast | Incremental Savings (GWh) | 0 | 0 | 0 | 0 | 0 | 0 | 0 | 0 | 0 | 0 | 0 | 0 | 0 | 0 | 0 | 0 | 0 | 0 | 0 | 0 | 0 | 0 | 0 | 0 | 0 | 0 | 0 | 0 | 0 | 0 | 0 | 0 | 0 | 0 | 0 | 0
F1_Residential_CZ2 - Single Family_New_Appliances_Natural Gas_Clothes Dryer_Baseline Forecast | F1 | Residential | CZ2 - Single Family | New | Appliances | Natural Gas | Clothes Dryer | Baseline Forecast | Consumption Savings (GWh) | 0 | 0 | 0 | 0 | 0 | 0 | 0 | 0 | 0 | 0 | 0 | 0 | 0 | 0 | 0 | 0 | 0 | 0 | 0 | 0 | 0 | 0 | 0 | 0 | 0 | 0 | 0 | 0 | 0 | 0 | 0 | 0 | 0 | 0 | 0 | 0
F2_Residential_CZ2 - Single Family_New_Appliances_Natural Gas_Clothes Dryer_Baseline Forecast | F2 | Residential | CZ2 - Single Family | New | Appliances | Natural Gas | Clothes Dryer | Baseline Forecast | Summer Demand Savings (MW) | 0 | 0 | 0 | 0 | 0 | 0 | 0 | 0 | 0 | 0 | 0 | 0 | 0 | 0 | 0 | 0 | 0 | 0 | 0 | 0 | 0 | 0 | 0 | 0 | 0 | 0 | 0 | 0 | 0 | 0 | 0 | 0 | 0 | 0 | 0 | 0
F3_Residential_CZ2 - Single Family_New_Appliances_Natural Gas_Clothes Dryer_Baseline Forecast | F3 | Residential | CZ2 - Single Family | New | Appliances | Natural Gas | Clothes Dryer | Baseline Forecast | Winter Demand Savings (MW) | 0 | 0 | 0 | 0 | 0 | 0 | 0 | 0 | 0 | 0 | 0 | 0 | 0 | 0 | 0 | 0 | 0 | 0 | 0 | 0 | 0 | 0 | 0 | 0 | 0 | 0 | 0 | 0 | 0 | 0 | 0 | 0 | 0 | 0 | 0 | 0
F4_Residential_CZ2 - Single Family_New_Appliances_Natural Gas_Clothes Dryer_Baseline Forecast | F4 | Residential | CZ2 - Single Family | New | Appliances | Natural Gas | Clothes Dryer | Baseline Forecast | Incremental Savings (GWh) | 0 | 0 | 0 | 0 | 0 | 0 | 0 | 0 | 0 | 0 | 0 | 0 | 0 | 0 | 0 | 0 | 0 | 0 | 0 | 0 | 0 | 0 | 0 | 0 | 0 | 0 | 0 | 0 | 0 | 0 | 0 | 0 | 0 | 0 | 0 | 0
F1_Residential_CZ2 - Single Family_New_Appliances_Natural Gas_Stove/Oven_Baseline Forecast | F1 | Residential | CZ2 - Single Family | New | Appliances | Natural Gas | Stove/Oven | Baseline Forecast | Consumption Savings (GWh) | 0 | 0 | 0 | 0 | 0 | 0 | 0 | 0 | 0 | 0 | 0 | 0 | 0 | 0 | 0 | 0 | 0 | 0 | 0 | 0 | 0 | 0 | 0 | 0 | 0 | 0 | 0 | 0 | 0 | 0 | 0 | 0 | 0 | 0 | 0 | 0
F2_Residential_CZ2 - Single Family_New_Appliances_Natural Gas_Stove/Oven_Baseline Forecast | F2 | Residential | CZ2 - Single Family | New | Appliances | Natural Gas | Stove/Oven | Baseline Forecast | Summer Demand Savings (MW) | 0 | 0 | 0 | 0 | 0 | 0 | 0 | 0 | 0 | 0 | 0 | 0 | 0 | 0 | 0 | 0 | 0 | 0 | 0 | 0 | 0 | 0 | 0 | 0 | 0 | 0 | 0 | 0 | 0 | 0 | 0 | 0 | 0 | 0 | 0 | 0
F3_Residential_CZ2 - Single Family_New_Appliances_Natural Gas_Stove/Oven_Baseline Forecast | F3 | Residential | CZ2 - Single Family | New | Appliances | Natural Gas | Stove/Oven | Baseline Forecast | Winter Demand Savings (MW) | 0 | 0 | 0 | 0 | 0 | 0 | 0 | 0 | 0 | 0 | 0 | 0 | 0 | 0 | 0 | 0 | 0 | 0 | 0 | 0 | 0 | 0 | 0 | 0 | 0 | 0 | 0 | 0 | 0 | 0 | 0 | 0 | 0 | 0 | 0 | 0
F4_Residential_CZ2 - Single Family_New_Appliances_Natural Gas_Stove/Oven_Baseline Forecast | F4 | Residential | CZ2 - Single Family | New | Appliances | Natural Gas | Stove/Oven | Baseline Forecast | Incremental Savings (GWh) | 0 | 0 | 0 | 0 | 0 | 0 | 0 | 0 | 0 | 0 | 0 | 0 | 0 | 0 | 0 | 0 | 0 | 0 | 0 | 0 | 0 | 0 | 0 | 0 | 0 | 0 | 0 | 0 | 0 | 0 | 0 | 0 | 0 | 0 | 0 | 0
F1_Residential_CZ2 - Single Family_New_Miscellaneous_Natural Gas_Pool Heater_Baseline Forecast | F1 | Residential | CZ2 - Single Family | New | Miscellaneous | Natural Gas | Pool Heater | Baseline Forecast | Consumption Savings (GWh) | 0 | 0 | 0 | 0 | 0 | 0 | 0 | 0 | 0 | 0 | 0 | 0 | 0 | 0 | 0 | 0 | 0 | 0 | 0 | 0 | 0 | 0 | 0 | 0 | 0 | 0 | 0 | 0 | 0 | 0 | 0 | 0 | 0 | 0 | 0 | 0
F2_Residential_CZ2 - Single Family_New_Miscellaneous_Natural Gas_Pool Heater_Baseline Forecast | F2 | Residential | CZ2 - Single Family | New | Miscellaneous | Natural Gas | Pool Heater | Baseline Forecast | Summer Demand Savings (MW) | 0 | 0 | 0 | 0 | 0 | 0 | 0 | 0 | 0 | 0 | 0 | 0 | 0 | 0 | 0 | 0 | 0 | 0 | 0 | 0 | 0 | 0 | 0 | 0 | 0 | 0 | 0 | 0 | 0 | 0 | 0 | 0 | 0 | 0 | 0 | 0
F3_Residential_CZ2 - Single Family_New_Miscellaneous_Natural Gas_Pool Heater_Baseline Forecast | F3 | Residential | CZ2 - Single Family | New | Miscellaneous | Natural Gas | Pool Heater | Baseline Forecast | Winter Demand Savings (MW) | 0 | 0 | 0 | 0 | 0 | 0 | 0 | 0 | 0 | 0 | 0 | 0 | 0 | 0 | 0 | 0 | 0 | 0 | 0 | 0 | 0 | 0 | 0 | 0 | 0 | 0 | 0 | 0 | 0 | 0 | 0 | 0 | 0 | 0 | 0 | 0
F4_Residential_CZ2 - Single Family_New_Miscellaneous_Natural Gas_Pool Heater_Baseline Forecast | F4 | Residential | CZ2 - Single Family | New | Miscellaneous | Natural Gas | Pool Heater | Baseline Forecast | Incremental Savings (GWh) | 0 | 0 | 0 | 0 | 0 | 0 | 0 | 0 | 0 | 0 | 0 | 0 | 0 | 0 | 0 | 0 | 0 | 0 | 0 | 0 | 0 | 0 | 0 | 0 | 0 | 0 | 0 | 0 | 0 | 0 | 0 | 0 | 0 | 0 | 0 | 0
F1_Residential_CZ2 - Single Family_New_Miscellaneous_Natural Gas_Miscellaneous_Baseline Forecast | F1 | Residential | CZ2 - Single Family | New | Miscellaneous | Natural Gas | Miscellaneous | Baseline Forecast | Consumption Savings (GWh) | 0 | 0 | 0 | 0 | 0 | 0 | 0 | 0 | 0 | 0 | 0 | 0 | 0 | 0 | 0 | 0 | 0 | 0 | 0 | 0 | 0 | 0 | 0 | 0 | 0 | 0 | 0 | 0 | 0 | 0 | 0 | 0 | 0 | 0 | 0 | 0
F2_Residential_CZ2 - Single Family_New_Miscellaneous_Natural Gas_Miscellaneous_Baseline Forecast | F2 | Residential | CZ2 - Single Family | New | Miscellaneous | Natural Gas | Miscellaneous | Baseline Forecast | Summer Demand Savings (MW) | 0 | 0 | 0 | 0 | 0 | 0 | 0 | 0 | 0 | 0 | 0 | 0 | 0 | 0 | 0 | 0 | 0 | 0 | 0 | 0 | 0 | 0 | 0 | 0 | 0 | 0 | 0 | 0 | 0 | 0 | 0 | 0 | 0 | 0 | 0 | 0
F3_Residential_CZ2 - Single Family_New_Miscellaneous_Natural Gas_Miscellaneous_Baseline Forecast | F3 | Residential | CZ2 - Single Family | New | Miscellaneous | Natural Gas | Miscellaneous | Baseline Forecast | Winter Demand Savings (MW) | 0 | 0 | 0 | 0 | 0 | 0 | 0 | 0 | 0 | 0 | 0 | 0 | 0 | 0 | 0 | 0 | 0 | 0 | 0 | 0 | 0 | 0 | 0 | 0 | 0 | 0 | 0 | 0 | 0 | 0 | 0 | 0 | 0 | 0 | 0 | 0
F4_Residential_CZ2 - Single Family_New_Miscellaneous_Natural Gas_Miscellaneous_Baseline Forecast | F4 | Residential | CZ2 - Single Family | New | Miscellaneous | Natural Gas | Miscellaneous | Baseline Forecast | Incremental Savings (GWh) | 0 | 0 | 0 | 0 | 0 | 0 | 0 | 0 | 0 | 0 | 0 | 0 | 0 | 0 | 0 | 0 | 0 | 0 | 0 | 0 | 0 | 0 | 0 | 0 | 0 | 0 | 0 | 0 | 0 | 0 | 0 | 0 | 0 | 0 | 0 | 0
F1_Residential_CZ2 - Multi Family_Existing_Space Heating_Natural Gas_Furnace - Direct Fuel_Baseline Forecast | F1 | Residential | CZ2 - Multi Family | Existing | Space Heating | Natural Gas | Furnace - Direct Fuel | Baseline Forecast | Consumption Savings (GWh) | 0 | 0 | 0 | 0 | 0 | 0 | 0 | 0 | 0 | 0 | 0 | 0 | 0 | 0 | 0 | 0 | 0 | 0 | 0 | 0 | 0 | 0 | 0 | 0 | 0 | 0 | 0 | 0 | 0 | 0 | 0 | 0 | 0 | 0 | 0 | 0
F2_Residential_CZ2 - Multi Family_Existing_Space Heating_Natural Gas_Furnace - Direct Fuel_Baseline Forecast | F2 | Residential | CZ2 - Multi Family | Existing | Space Heating | Natural Gas | Furnace - Direct Fuel | Baseline Forecast | Summer Demand Savings (MW) | 0 | 0 | 0 | 0 | 0 | 0 | 0 | 0 | 0 | 0 | 0 | 0 | 0 | 0 | 0 | 0 | 0 | 0 | 0 | 0 | 0 | 0 | 0 | 0 | 0 | 0 | 0 | 0 | 0 | 0 | 0 | 0 | 0 | 0 | 0 | 0
F3_Residential_CZ2 - Multi Family_Existing_Space Heating_Natural Gas_Furnace - Direct Fuel_Baseline Forecast | F3 | Residential | CZ2 - Multi Family | Existing | Space Heating | Natural Gas | Furnace - Direct Fuel | Baseline Forecast | Winter Demand Savings (MW) | 0 | 0 | 0 | 0 | 0 | 0 | 0 | 0 | 0 | 0 | 0 | 0 | 0 | 0 | 0 | 0 | 0 | 0 | 0 | 0 | 0 | 0 | 0 | 0 | 0 | 0 | 0 | 0 | 0 | 0 | 0 | 0 | 0 | 0 | 0 | 0
F4_Residential_CZ2 - Multi Family_Existing_Space Heating_Natural Gas_Furnace - Direct Fuel_Baseline Forecast | F4 | Residential | CZ2 - Multi Family | Existing | Space Heating | Natural Gas | Furnace - Direct Fuel | Baseline Forecast | Incremental Savings (GWh) | 0 | 0 | 0 | 0 | 0 | 0 | 0 | 0 | 0 | 0 | 0 | 0 | 0 | 0 | 0 | 0 | 0 | 0 | 0 | 0 | 0 | 0 | 0 | 0 | 0 | 0 | 0 | 0 | 0 | 0 | 0 | 0 | 0 | 0 | 0 | 0
F1_Residential_CZ2 - Multi Family_Existing_Space Heating_Natural Gas_Boiler - Direct Fuel_Baseline Forecast | F1 | Residential | CZ2 - Multi Family | Existing | Space Heating | Natural Gas | Boiler - Direct Fuel | Baseline Forecast | Consumption Savings (GWh) | 0 | 0 | 0 | 0 | 0 | 0 | 0 | 0 | 0 | 0 | 0 | 0 | 0 | 0 | 0 | 0 | 0 | 0 | 0 | 0 | 0 | 0 | 0 | 0 | 0 | 0 | 0 | 0 | 0 | 0 | 0 | 0 | 0 | 0 | 0 | 0
F2_Residential_CZ2 - Multi Family_Existing_Space Heating_Natural Gas_Boiler - Direct Fuel_Baseline Forecast | F2 | Residential | CZ2 - Multi Family | Existing | Space Heating | Natural Gas | Boiler - Direct Fuel | Baseline Forecast | Summer Demand Savings (MW) | 0 | 0 | 0 | 0 | 0 | 0 | 0 | 0 | 0 | 0 | 0 | 0 | 0 | 0 | 0 | 0 | 0 | 0 | 0 | 0 | 0 | 0 | 0 | 0 | 0 | 0 | 0 | 0 | 0 | 0 | 0 | 0 | 0 | 0 | 0 | 0
F3_Residential_CZ2 - Multi Family_Existing_Space Heating_Natural Gas_Boiler - Direct Fuel_Baseline Forecast | F3 | Residential | CZ2 - Multi Family | Existing | Space Heating | Natural Gas | Boiler - Direct Fuel | Baseline Forecast | Winter Demand Savings (MW) | 0 | 0 | 0 | 0 | 0 | 0 | 0 | 0 | 0 | 0 | 0 | 0 | 0 | 0 | 0 | 0 | 0 | 0 | 0 | 0 | 0 | 0 | 0 | 0 | 0 | 0 | 0 | 0 | 0 | 0 | 0 | 0 | 0 | 0 | 0 | 0
F4_Residential_CZ2 - Multi Family_Existing_Space Heating_Natural Gas_Boiler - Direct Fuel_Baseline Forecast | F4 | Residential | CZ2 - Multi Family | Existing | Space Heating | Natural Gas | Boiler - Direct Fuel | Baseline Forecast | Incremental Savings (GWh) | 0 | 0 | 0 | 0 | 0 | 0 | 0 | 0 | 0 | 0 | 0 | 0 | 0 | 0 | 0 | 0 | 0 | 0 | 0 | 0 | 0 | 0 | 0 | 0 | 0 | 0 | 0 | 0 | 0 | 0 | 0 | 0 | 0 | 0 | 0 | 0
F1_Residential_CZ2 - Multi Family_Existing_Secondary Heating_Natural Gas_Fireplace_Baseline Forecast | F1 | Residential | CZ2 - Multi Family | Existing | Secondary Heating | Natural Gas | Fireplace | Baseline Forecast | Consumption Savings (GWh) | 0 | 0 | 0 | 0 | 0 | 0 | 0 | 0 | 0 | 0 | 0 | 0 | 0 | 0 | 0 | 0 | 0 | 0 | 0 | 0 | 0 | 0 | 0 | 0 | 0 | 0 | 0 | 0 | 0 | 0 | 0 | 0 | 0 | 0 | 0 | 0
F2_Residential_CZ2 - Multi Family_Existing_Secondary Heating_Natural Gas_Fireplace_Baseline Forecast | F2 | Residential | CZ2 - Multi Family | Existing | Secondary Heating | Natural Gas | Fireplace | Baseline Forecast | Summer Demand Savings (MW) | 0 | 0 | 0 | 0 | 0 | 0 | 0 | 0 | 0 | 0 | 0 | 0 | 0 | 0 | 0 | 0 | 0 | 0 | 0 | 0 | 0 | 0 | 0 | 0 | 0 | 0 | 0 | 0 | 0 | 0 | 0 | 0 | 0 | 0 | 0 | 0
F3_Residential_CZ2 - Multi Family_Existing_Secondary Heating_Natural Gas_Fireplace_Baseline Forecast | F3 | Residential | CZ2 - Multi Family | Existing | Secondary Heating | Natural Gas | Fireplace | Baseline Forecast | Winter Demand Savings (MW) | 0 | 0 | 0 | 0 | 0 | 0 | 0 | 0 | 0 | 0 | 0 | 0 | 0 | 0 | 0 | 0 | 0 | 0 | 0 | 0 | 0 | 0 | 0 | 0 | 0 | 0 | 0 | 0 | 0 | 0 | 0 | 0 | 0 | 0 | 0 | 0
F4_Residential_CZ2 - Multi Family_Existing_Secondary Heating_Natural Gas_Fireplace_Baseline Forecast | F4 | Residential | CZ2 - Multi Family | Existing | Secondary Heating | Natural Gas | Fireplace | Baseline Forecast | Incremental Savings (GWh) | 0 | 0 | 0 | 0 | 0 | 0 | 0 | 0 | 0 | 0 | 0 | 0 | 0 | 0 | 0 | 0 | 0 | 0 | 0 | 0 | 0 | 0 | 0 | 0 | 0 | 0 | 0 | 0 | 0 | 0 | 0 | 0 | 0 | 0 | 0 | 0
F1_Residential_CZ2 - Multi Family_Existing_Water Heating_Natural Gas_Water Heater <= 55 gal._Baseline Forecast | F1 | Residential | CZ2 - Multi Family | Existing | Water Heating | Natural Gas | Water Heater <= 55 gal. | Baseline Forecast | Consumption Savings (GWh) | 0 | 0 | 0 | 0 | 0 | 0 | 0 | 0 | 0 | 0 | 0 | 0 | 0 | 0 | 0 | 0 | 0 | 0 | 0 | 0 | 0 | 0 | 0 | 0 | 0 | 0 | 0 | 0 | 0 | 0 | 0 | 0 | 0 | 0 | 0 | 0
F2_Residential_CZ2 - Multi Family_Existing_Water Heating_Natural Gas_Water Heater <= 55 gal._Baseline Forecast | F2 | Residential | CZ2 - Multi Family | Existing | Water Heating | Natural Gas | Water Heater <= 55 gal. | Baseline Forecast | Summer Demand Savings (MW) | 0 | 0 | 0 | 0 | 0 | 0 | 0 | 0 | 0 | 0 | 0 | 0 | 0 | 0 | 0 | 0 | 0 | 0 | 0 | 0 | 0 | 0 | 0 | 0 | 0 | 0 | 0 | 0 | 0 | 0 | 0 | 0 | 0 | 0 | 0 | 0
F3_Residential_CZ2 - Multi Family_Existing_Water Heating_Natural Gas_Water Heater <= 55 gal._Baseline Forecast | F3 | Residential | CZ2 - Multi Family | Existing | Water Heating | Natural Gas | Water Heater <= 55 gal. | Baseline Forecast | Winter Demand Savings (MW) | 0 | 0 | 0 | 0 | 0 | 0 | 0 | 0 | 0 | 0 | 0 | 0 | 0 | 0 | 0 | 0 | 0 | 0 | 0 | 0 | 0 | 0 | 0 | 0 | 0 | 0 | 0 | 0 | 0 | 0 | 0 | 0 | 0 | 0 | 0 | 0
F4_Residential_CZ2 - Multi Family_Existing_Water Heating_Natural Gas_Water Heater <= 55 gal._Baseline Forecast | F4 | Residential | CZ2 - Multi Family | Existing | Water Heating | Natural Gas | Water Heater <= 55 gal. | Baseline Forecast | Incremental Savings (GWh) | 0 | 0 | 0 | 0 | 0 | 0 | 0 | 0 | 0 | 0 | 0 | 0 | 0 | 0 | 0 | 0 | 0 | 0 | 0 | 0 | 0 | 0 | 0 | 0 | 0 | 0 | 0 | 0 | 0 | 0 | 0 | 0 | 0 | 0 | 0 | 0
F1_Residential_CZ2 - Multi Family_Existing_Water Heating_Natural Gas_Water Heater > 55 gal._Baseline Forecast | F1 | Residential | CZ2 - Multi Family | Existing | Water Heating | Natural Gas | Water Heater > 55 gal. | Baseline Forecast | Consumption Savings (GWh) | 0 | 0 | 0 | 0 | 0 | 0 | 0 | 0 | 0 | 0 | 0 | 0 | 0 | 0 | 0 | 0 | 0 | 0 | 0 | 0 | 0 | 0 | 0 | 0 | 0 | 0 | 0 | 0 | 0 | 0 | 0 | 0 | 0 | 0 | 0 | 0
F2_Residential_CZ2 - Multi Family_Existing_Water Heating_Natural Gas_Water Heater > 55 gal._Baseline Forecast | F2 | Residential | CZ2 - Multi Family | Existing | Water Heating | Natural Gas | Water Heater > 55 gal. | Baseline Forecast | Summer Demand Savings (MW) | 0 | 0 | 0 | 0 | 0 | 0 | 0 | 0 | 0 | 0 | 0 | 0 | 0 | 0 | 0 | 0 | 0 | 0 | 0 | 0 | 0 | 0 | 0 | 0 | 0 | 0 | 0 | 0 | 0 | 0 | 0 | 0 | 0 | 0 | 0 | 0
F3_Residential_CZ2 - Multi Family_Existing_Water Heating_Natural Gas_Water Heater > 55 gal._Baseline Forecast | F3 | Residential | CZ2 - Multi Family | Existing | Water Heating | Natural Gas | Water Heater > 55 gal. | Baseline Forecast | Winter Demand Savings (MW) | 0 | 0 | 0 | 0 | 0 | 0 | 0 | 0 | 0 | 0 | 0 | 0 | 0 | 0 | 0 | 0 | 0 | 0 | 0 | 0 | 0 | 0 | 0 | 0 | 0 | 0 | 0 | 0 | 0 | 0 | 0 | 0 | 0 | 0 | 0 | 0
F4_Residential_CZ2 - Multi Family_Existing_Water Heating_Natural Gas_Water Heater > 55 gal._Baseline Forecast | F4 | Residential | CZ2 - Multi Family | Existing | Water Heating | Natural Gas | Water Heater > 55 gal. | Baseline Forecast | Incremental Savings (GWh) | 0 | 0 | 0 | 0 | 0 | 0 | 0 | 0 | 0 | 0 | 0 | 0 | 0 | 0 | 0 | 0 | 0 | 0 | 0 | 0 | 0 | 0 | 0 | 0 | 0 | 0 | 0 | 0 | 0 | 0 | 0 | 0 | 0 | 0 | 0 | 0
F1_Residential_CZ2 - Multi Family_Existing_Appliances_Natural Gas_Clothes Dryer_Baseline Forecast | F1 | Residential | CZ2 - Multi Family | Existing | Appliances | Natural Gas | Clothes Dryer | Baseline Forecast | Consumption Savings (GWh) | 0 | 0 | 0 | 0 | 0 | 0 | 0 | 0 | 0 | 0 | 0 | 0 | 0 | 0 | 0 | 0 | 0 | 0 | 0 | 0 | 0 | 0 | 0 | 0 | 0 | 0 | 0 | 0 | 0 | 0 | 0 | 0 | 0 | 0 | 0 | 0
F2_Residential_CZ2 - Multi Family_Existing_Appliances_Natural Gas_Clothes Dryer_Baseline Forecast | F2 | Residential | CZ2 - Multi Family | Existing | Appliances | Natural Gas | Clothes Dryer | Baseline Forecast | Summer Demand Savings (MW) | 0 | 0 | 0 | 0 | 0 | 0 | 0 | 0 | 0 | 0 | 0 | 0 | 0 | 0 | 0 | 0 | 0 | 0 | 0 | 0 | 0 | 0 | 0 | 0 | 0 | 0 | 0 | 0 | 0 | 0 | 0 | 0 | 0 | 0 | 0 | 0
F3_Residential_CZ2 - Multi Family_Existing_Appliances_Natural Gas_Clothes Dryer_Baseline Forecast | F3 | Residential | CZ2 - Multi Family | Existing | Appliances | Natural Gas | Clothes Dryer | Baseline Forecast | Winter Demand Savings (MW) | 0 | 0 | 0 | 0 | 0 | 0 | 0 | 0 | 0 | 0 | 0 | 0 | 0 | 0 | 0 | 0 | 0 | 0 | 0 | 0 | 0 | 0 | 0 | 0 | 0 | 0 | 0 | 0 | 0 | 0 | 0 | 0 | 0 | 0 | 0 | 0
F4_Residential_CZ2 - Multi Family_Existing_Appliances_Natural Gas_Clothes Dryer_Baseline Forecast | F4 | Residential | CZ2 - Multi Family | Existing | Appliances | Natural Gas | Clothes Dryer | Baseline Forecast | Incremental Savings (GWh) | 0 | 0 | 0 | 0 | 0 | 0 | 0 | 0 | 0 | 0 | 0 | 0 | 0 | 0 | 0 | 0 | 0 | 0 | 0 | 0 | 0 | 0 | 0 | 0 | 0 | 0 | 0 | 0 | 0 | 0 | 0 | 0 | 0 | 0 | 0 | 0
F1_Residential_CZ2 - Multi Family_Existing_Appliances_Natural Gas_Stove/Oven_Baseline Forecast | F1 | Residential | CZ2 - Multi Family | Existing | Appliances | Natural Gas | Stove/Oven | Baseline Forecast | Consumption Savings (GWh) | 0 | 0 | 0 | 0 | 0 | 0 | 0 | 0 | 0 | 0 | 0 | 0 | 0 | 0 | 0 | 0 | 0 | 0 | 0 | 0 | 0 | 0 | 0 | 0 | 0 | 0 | 0 | 0 | 0 | 0 | 0 | 0 | 0 | 0 | 0 | 0
F2_Residential_CZ2 - Multi Family_Existing_Appliances_Natural Gas_Stove/Oven_Baseline Forecast | F2 | Residential | CZ2 - Multi Family | Existing | Appliances | Natural Gas | Stove/Oven | Baseline Forecast | Summer Demand Savings (MW) | 0 | 0 | 0 | 0 | 0 | 0 | 0 | 0 | 0 | 0 | 0 | 0 | 0 | 0 | 0 | 0 | 0 | 0 | 0 | 0 | 0 | 0 | 0 | 0 | 0 | 0 | 0 | 0 | 0 | 0 | 0 | 0 | 0 | 0 | 0 | 0
F3_Residential_CZ2 - Multi Family_Existing_Appliances_Natural Gas_Stove/Oven_Baseline Forecast | F3 | Residential | CZ2 - Multi Family | Existing | Appliances | Natural Gas | Stove/Oven | Baseline Forecast | Winter Demand Savings (MW) | 0 | 0 | 0 | 0 | 0 | 0 | 0 | 0 | 0 | 0 | 0 | 0 | 0 | 0 | 0 | 0 | 0 | 0 | 0 | 0 | 0 | 0 | 0 | 0 | 0 | 0 | 0 | 0 | 0 | 0 | 0 | 0 | 0 | 0 | 0 | 0
F4_Residential_CZ2 - Multi Family_Existing_Appliances_Natural Gas_Stove/Oven_Baseline Forecast | F4 | Residential | CZ2 - Multi Family | Existing | Appliances | Natural Gas | Stove/Oven | Baseline Forecast | Incremental Savings (GWh) | 0 | 0 | 0 | 0 | 0 | 0 | 0 | 0 | 0 | 0 | 0 | 0 | 0 | 0 | 0 | 0 | 0 | 0 | 0 | 0 | 0 | 0 | 0 | 0 | 0 | 0 | 0 | 0 | 0 | 0 | 0 | 0 | 0 | 0 | 0 | 0
F1_Residential_CZ2 - Multi Family_Existing_Miscellaneous_Natural Gas_Pool Heater_Baseline Forecast | F1 | Residential | CZ2 - Multi Family | Existing | Miscellaneous | Natural Gas | Pool Heater | Baseline Forecast | Consumption Savings (GWh) | 0 | 0 | 0 | 0 | 0 | 0 | 0 | 0 | 0 | 0 | 0 | 0 | 0 | 0 | 0 | 0 | 0 | 0 | 0 | 0 | 0 | 0 | 0 | 0 | 0 | 0 | 0 | 0 | 0 | 0 | 0 | 0 | 0 | 0 | 0 | 0
F2_Residential_CZ2 - Multi Family_Existing_Miscellaneous_Natural Gas_Pool Heater_Baseline Forecast | F2 | Residential | CZ2 - Multi Family | Existing | Miscellaneous | Natural Gas | Pool Heater | Baseline Forecast | Summer Demand Savings (MW) | 0 | 0 | 0 | 0 | 0 | 0 | 0 | 0 | 0 | 0 | 0 | 0 | 0 | 0 | 0 | 0 | 0 | 0 | 0 | 0 | 0 | 0 | 0 | 0 | 0 | 0 | 0 | 0 | 0 | 0 | 0 | 0 | 0 | 0 | 0 | 0
F3_Residential_CZ2 - Multi Family_Existing_Miscellaneous_Natural Gas_Pool Heater_Baseline Forecast | F3 | Residential | CZ2 - Multi Family | Existing | Miscellaneous | Natural Gas | Pool Heater | Baseline Forecast | Winter Demand Savings (MW) | 0 | 0 | 0 | 0 | 0 | 0 | 0 | 0 | 0 | 0 | 0 | 0 | 0 | 0 | 0 | 0 | 0 | 0 | 0 | 0 | 0 | 0 | 0 | 0 | 0 | 0 | 0 | 0 | 0 | 0 | 0 | 0 | 0 | 0 | 0 | 0
F4_Residential_CZ2 - Multi Family_Existing_Miscellaneous_Natural Gas_Pool Heater_Baseline Forecast | F4 | Residential | CZ2 - Multi Family | Existing | Miscellaneous | Natural Gas | Pool Heater | Baseline Forecast | Incremental Savings (GWh) | 0 | 0 | 0 | 0 | 0 | 0 | 0 | 0 | 0 | 0 | 0 | 0 | 0 | 0 | 0 | 0 | 0 | 0 | 0 | 0 | 0 | 0 | 0 | 0 | 0 | 0 | 0 | 0 | 0 | 0 | 0 | 0 | 0 | 0 | 0 | 0
F1_Residential_CZ2 - Multi Family_Existing_Miscellaneous_Natural Gas_Miscellaneous_Baseline Forecast | F1 | Residential | CZ2 - Multi Family | Existing | Miscellaneous | Natural Gas | Miscellaneous | Baseline Forecast | Consumption Savings (GWh) | 0 | 0 | 0 | 0 | 0 | 0 | 0 | 0 | 0 | 0 | 0 | 0 | 0 | 0 | 0 | 0 | 0 | 0 | 0 | 0 | 0 | 0 | 0 | 0 | 0 | 0 | 0 | 0 | 0 | 0 | 0 | 0 | 0 | 0 | 0 | 0
F2_Residential_CZ2 - Multi Family_Existing_Miscellaneous_Natural Gas_Miscellaneous_Baseline Forecast | F2 | Residential | CZ2 - Multi Family | Existing | Miscellaneous | Natural Gas | Miscellaneous | Baseline Forecast | Summer Demand Savings (MW) | 0 | 0 | 0 | 0 | 0 | 0 | 0 | 0 | 0 | 0 | 0 | 0 | 0 | 0 | 0 | 0 | 0 | 0 | 0 | 0 | 0 | 0 | 0 | 0 | 0 | 0 | 0 | 0 | 0 | 0 | 0 | 0 | 0 | 0 | 0 | 0
F3_Residential_CZ2 - Multi Family_Existing_Miscellaneous_Natural Gas_Miscellaneous_Baseline Forecast | F3 | Residential | CZ2 - Multi Family | Existing | Miscellaneous | Natural Gas | Miscellaneous | Baseline Forecast | Winter Demand Savings (MW) | 0 | 0 | 0 | 0 | 0 | 0 | 0 | 0 | 0 | 0 | 0 | 0 | 0 | 0 | 0 | 0 | 0 | 0 | 0 | 0 | 0 | 0 | 0 | 0 | 0 | 0 | 0 | 0 | 0 | 0 | 0 | 0 | 0 | 0 | 0 | 0
F4_Residential_CZ2 - Multi Family_Existing_Miscellaneous_Natural Gas_Miscellaneous_Baseline Forecast | F4 | Residential | CZ2 - Multi Family | Existing | Miscellaneous | Natural Gas | Miscellaneous | Baseline Forecast | Incremental Savings (GWh) | 0 | 0 | 0 | 0 | 0 | 0 | 0 | 0 | 0 | 0 | 0 | 0 | 0 | 0 | 0 | 0 | 0 | 0 | 0 | 0 | 0 | 0 | 0 | 0 | 0 | 0 | 0 | 0 | 0 | 0 | 0 | 0 | 0 | 0 | 0 | 0
F1_Residential_CZ2 - Multi Family_New_Space Heating_Natural Gas_Furnace - Direct Fuel_Baseline Forecast | F1 | Residential | CZ2 - Multi Family | New | Space Heating | Natural Gas | Furnace - Direct Fuel | Baseline Forecast | Consumption Savings (GWh) | 0 | 0 | 0 | 0 | 0 | 0 | 0 | 0 | 0 | 0 | 0 | 0 | 0 | 0 | 0 | 0 | 0 | 0 | 0 | 0 | 0 | 0 | 0 | 0 | 0 | 0 | 0 | 0 | 0 | 0 | 0 | 0 | 0 | 0 | 0 | 0
F2_Residential_CZ2 - Multi Family_New_Space Heating_Natural Gas_Furnace - Direct Fuel_Baseline Forecast | F2 | Residential | CZ2 - Multi Family | New | Space Heating | Natural Gas | Furnace - Direct Fuel | Baseline Forecast | Summer Demand Savings (MW) | 0 | 0 | 0 | 0 | 0 | 0 | 0 | 0 | 0 | 0 | 0 | 0 | 0 | 0 | 0 | 0 | 0 | 0 | 0 | 0 | 0 | 0 | 0 | 0 | 0 | 0 | 0 | 0 | 0 | 0 | 0 | 0 | 0 | 0 | 0 | 0
F3_Residential_CZ2 - Multi Family_New_Space Heating_Natural Gas_Furnace - Direct Fuel_Baseline Forecast | F3 | Residential | CZ2 - Multi Family | New | Space Heating | Natural Gas | Furnace - Direct Fuel | Baseline Forecast | Winter Demand Savings (MW) | 0 | 0 | 0 | 0 | 0 | 0 | 0 | 0 | 0 | 0 | 0 | 0 | 0 | 0 | 0 | 0 | 0 | 0 | 0 | 0 | 0 | 0 | 0 | 0 | 0 | 0 | 0 | 0 | 0 | 0 | 0 | 0 | 0 | 0 | 0 | 0
F4_Residential_CZ2 - Multi Family_New_Space Heating_Natural Gas_Furnace - Direct Fuel_Baseline Forecast | F4 | Residential | CZ2 - Multi Family | New | Space Heating | Natural Gas | Furnace - Direct Fuel | Baseline Forecast | Incremental Savings (GWh) | 0 | 0 | 0 | 0 | 0 | 0 | 0 | 0 | 0 | 0 | 0 | 0 | 0 | 0 | 0 | 0 | 0 | 0 | 0 | 0 | 0 | 0 | 0 | 0 | 0 | 0 | 0 | 0 | 0 | 0 | 0 | 0 | 0 | 0 | 0 | 0
F1_Residential_CZ2 - Multi Family_New_Space Heating_Natural Gas_Boiler - Direct Fuel_Baseline Forecast | F1 | Residential | CZ2 - Multi Family | New | Space Heating | Natural Gas | Boiler - Direct Fuel | Baseline Forecast | Consumption Savings (GWh) | 0 | 0 | 0 | 0 | 0 | 0 | 0 | 0 | 0 | 0 | 0 | 0 | 0 | 0 | 0 | 0 | 0 | 0 | 0 | 0 | 0 | 0 | 0 | 0 | 0 | 0 | 0 | 0 | 0 | 0 | 0 | 0 | 0 | 0 | 0 | 0
F2_Residential_CZ2 - Multi Family_New_Space Heating_Natural Gas_Boiler - Direct Fuel_Baseline Forecast | F2 | Residential | CZ2 - Multi Family | New | Space Heating | Natural Gas | Boiler - Direct Fuel | Baseline Forecast | Summer Demand Savings (MW) | 0 | 0 | 0 | 0 | 0 | 0 | 0 | 0 | 0 | 0 | 0 | 0 | 0 | 0 | 0 | 0 | 0 | 0 | 0 | 0 | 0 | 0 | 0 | 0 | 0 | 0 | 0 | 0 | 0 | 0 | 0 | 0 | 0 | 0 | 0 | 0
F3_Residential_CZ2 - Multi Family_New_Space Heating_Natural Gas_Boiler - Direct Fuel_Baseline Forecast | F3 | Residential | CZ2 - Multi Family | New | Space Heating | Natural Gas | Boiler - Direct Fuel | Baseline Forecast | Winter Demand Savings (MW) | 0 | 0 | 0 | 0 | 0 | 0 | 0 | 0 | 0 | 0 | 0 | 0 | 0 | 0 | 0 | 0 | 0 | 0 | 0 | 0 | 0 | 0 | 0 | 0 | 0 | 0 | 0 | 0 | 0 | 0 | 0 | 0 | 0 | 0 | 0 | 0
F4_Residential_CZ2 - Multi Family_New_Space Heating_Natural Gas_Boiler - Direct Fuel_Baseline Forecast | F4 | Residential | CZ2 - Multi Family | New | Space Heating | Natural Gas | Boiler - Direct Fuel | Baseline Forecast | Incremental Savings (GWh) | 0 | 0 | 0 | 0 | 0 | 0 | 0 | 0 | 0 | 0 | 0 | 0 | 0 | 0 | 0 | 0 | 0 | 0 | 0 | 0 | 0 | 0 | 0 | 0 | 0 | 0 | 0 | 0 | 0 | 0 | 0 | 0 | 0 | 0 | 0 | 0
F1_Residential_CZ2 - Multi Family_New_Secondary Heating_Natural Gas_Fireplace_Baseline Forecast | F1 | Residential | CZ2 - Multi Family | New | Secondary Heating | Natural Gas | Fireplace | Baseline Forecast | Consumption Savings (GWh) | 0 | 0 | 0 | 0 | 0 | 0 | 0 | 0 | 0 | 0 | 0 | 0 | 0 | 0 | 0 | 0 | 0 | 0 | 0 | 0 | 0 | 0 | 0 | 0 | 0 | 0 | 0 | 0 | 0 | 0 | 0 | 0 | 0 | 0 | 0 | 0
F2_Residential_CZ2 - Multi Family_New_Secondary Heating_Natural Gas_Fireplace_Baseline Forecast | F2 | Residential | CZ2 - Multi Family | New | Secondary Heating | Natural Gas | Fireplace | Baseline Forecast | Summer Demand Savings (MW) | 0 | 0 | 0 | 0 | 0 | 0 | 0 | 0 | 0 | 0 | 0 | 0 | 0 | 0 | 0 | 0 | 0 | 0 | 0 | 0 | 0 | 0 | 0 | 0 | 0 | 0 | 0 | 0 | 0 | 0 | 0 | 0 | 0 | 0 | 0 | 0
F3_Residential_CZ2 - Multi Family_New_Secondary Heating_Natural Gas_Fireplace_Baseline Forecast | F3 | Residential | CZ2 - Multi Family | New | Secondary Heating | Natural Gas | Fireplace | Baseline Forecast | Winter Demand Savings (MW) | 0 | 0 | 0 | 0 | 0 | 0 | 0 | 0 | 0 | 0 | 0 | 0 | 0 | 0 | 0 | 0 | 0 | 0 | 0 | 0 | 0 | 0 | 0 | 0 | 0 | 0 | 0 | 0 | 0 | 0 | 0 | 0 | 0 | 0 | 0 | 0
F4_Residential_CZ2 - Multi Family_New_Secondary Heating_Natural Gas_Fireplace_Baseline Forecast | F4 | Residential | CZ2 - Multi Family | New | Secondary Heating | Natural Gas | Fireplace | Baseline Forecast | Incremental Savings (GWh) | 0 | 0 | 0 | 0 | 0 | 0 | 0 | 0 | 0 | 0 | 0 | 0 | 0 | 0 | 0 | 0 | 0 | 0 | 0 | 0 | 0 | 0 | 0 | 0 | 0 | 0 | 0 | 0 | 0 | 0 | 0 | 0 | 0 | 0 | 0 | 0
F1_Residential_CZ2 - Multi Family_New_Water Heating_Natural Gas_Water Heater <= 55 gal._Baseline Forecast | F1 | Residential | CZ2 - Multi Family | New | Water Heating | Natural Gas | Water Heater <= 55 gal. | Baseline Forecast | Consumption Savings (GWh) | 0 | 0 | 0 | 0 | 0 | 0 | 0 | 0 | 0 | 0 | 0 | 0 | 0 | 0 | 0 | 0 | 0 | 0 | 0 | 0 | 0 | 0 | 0 | 0 | 0 | 0 | 0 | 0 | 0 | 0 | 0 | 0 | 0 | 0 | 0 | 0
F2_Residential_CZ2 - Multi Family_New_Water Heating_Natural Gas_Water Heater <= 55 gal._Baseline Forecast | F2 | Residential | CZ2 - Multi Family | New | Water Heating | Natural Gas | Water Heater <= 55 gal. | Baseline Forecast | Summer Demand Savings (MW) | 0 | 0 | 0 | 0 | 0 | 0 | 0 | 0 | 0 | 0 | 0 | 0 | 0 | 0 | 0 | 0 | 0 | 0 | 0 | 0 | 0 | 0 | 0 | 0 | 0 | 0 | 0 | 0 | 0 | 0 | 0 | 0 | 0 | 0 | 0 | 0
F3_Residential_CZ2 - Multi Family_New_Water Heating_Natural Gas_Water Heater <= 55 gal._Baseline Forecast | F3 | Residential | CZ2 - Multi Family | New | Water Heating | Natural Gas | Water Heater <= 55 gal. | Baseline Forecast | Winter Demand Savings (MW) | 0 | 0 | 0 | 0 | 0 | 0 | 0 | 0 | 0 | 0 | 0 | 0 | 0 | 0 | 0 | 0 | 0 | 0 | 0 | 0 | 0 | 0 | 0 | 0 | 0 | 0 | 0 | 0 | 0 | 0 | 0 | 0 | 0 | 0 | 0 | 0
F4_Residential_CZ2 - Multi Family_New_Water Heating_Natural Gas_Water Heater <= 55 gal._Baseline Forecast | F4 | Residential | CZ2 - Multi Family | New | Water Heating | Natural Gas | Water Heater <= 55 gal. | Baseline Forecast | Incremental Savings (GWh) | 0 | 0 | 0 | 0 | 0 | 0 | 0 | 0 | 0 | 0 | 0 | 0 | 0 | 0 | 0 | 0 | 0 | 0 | 0 | 0 | 0 | 0 | 0 | 0 | 0 | 0 | 0 | 0 | 0 | 0 | 0 | 0 | 0 | 0 | 0 | 0
F1_Residential_CZ2 - Multi Family_New_Water Heating_Natural Gas_Water Heater > 55 gal._Baseline Forecast | F1 | Residential | CZ2 - Multi Family | New | Water Heating | Natural Gas | Water Heater > 55 gal. | Baseline Forecast | Consumption Savings (GWh) | 0 | 0 | 0 | 0 | 0 | 0 | 0 | 0 | 0 | 0 | 0 | 0 | 0 | 0 | 0 | 0 | 0 | 0 | 0 | 0 | 0 | 0 | 0 | 0 | 0 | 0 | 0 | 0 | 0 | 0 | 0 | 0 | 0 | 0 | 0 | 0
F2_Residential_CZ2 - Multi Family_New_Water Heating_Natural Gas_Water Heater > 55 gal._Baseline Forecast | F2 | Residential | CZ2 - Multi Family | New | Water Heating | Natural Gas | Water Heater > 55 gal. | Baseline Forecast | Summer Demand Savings (MW) | 0 | 0 | 0 | 0 | 0 | 0 | 0 | 0 | 0 | 0 | 0 | 0 | 0 | 0 | 0 | 0 | 0 | 0 | 0 | 0 | 0 | 0 | 0 | 0 | 0 | 0 | 0 | 0 | 0 | 0 | 0 | 0 | 0 | 0 | 0 | 0
F3_Residential_CZ2 - Multi Family_New_Water Heating_Natural Gas_Water Heater > 55 gal._Baseline Forecast | F3 | Residential | CZ2 - Multi Family | New | Water Heating | Natural Gas | Water Heater > 55 gal. | Baseline Forecast | Winter Demand Savings (MW) | 0 | 0 | 0 | 0 | 0 | 0 | 0 | 0 | 0 | 0 | 0 | 0 | 0 | 0 | 0 | 0 | 0 | 0 | 0 | 0 | 0 | 0 | 0 | 0 | 0 | 0 | 0 | 0 | 0 | 0 | 0 | 0 | 0 | 0 | 0 | 0
F4_Residential_CZ2 - Multi Family_New_Water Heating_Natural Gas_Water Heater > 55 gal._Baseline Forecast | F4 | Residential | CZ2 - Multi Family | New | Water Heating | Natural Gas | Water Heater > 55 gal. | Baseline Forecast | Incremental Savings (GWh) | 0 | 0 | 0 | 0 | 0 | 0 | 0 | 0 | 0 | 0 | 0 | 0 | 0 | 0 | 0 | 0 | 0 | 0 | 0 | 0 | 0 | 0 | 0 | 0 | 0 | 0 | 0 | 0 | 0 | 0 | 0 | 0 | 0 | 0 | 0 | 0
F1_Residential_CZ2 - Multi Family_New_Appliances_Natural Gas_Clothes Dryer_Baseline Forecast | F1 | Residential | CZ2 - Multi Family | New | Appliances | Natural Gas | Clothes Dryer | Baseline Forecast | Consumption Savings (GWh) | 0 | 0 | 0 | 0 | 0 | 0 | 0 | 0 | 0 | 0 | 0 | 0 | 0 | 0 | 0 | 0 | 0 | 0 | 0 | 0 | 0 | 0 | 0 | 0 | 0 | 0 | 0 | 0 | 0 | 0 | 0 | 0 | 0 | 0 | 0 | 0
F2_Residential_CZ2 - Multi Family_New_Appliances_Natural Gas_Clothes Dryer_Baseline Forecast | F2 | Residential | CZ2 - Multi Family | New | Appliances | Natural Gas | Clothes Dryer | Baseline Forecast | Summer Demand Savings (MW) | 0 | 0 | 0 | 0 | 0 | 0 | 0 | 0 | 0 | 0 | 0 | 0 | 0 | 0 | 0 | 0 | 0 | 0 | 0 | 0 | 0 | 0 | 0 | 0 | 0 | 0 | 0 | 0 | 0 | 0 | 0 | 0 | 0 | 0 | 0 | 0
F3_Residential_CZ2 - Multi Family_New_Appliances_Natural Gas_Clothes Dryer_Baseline Forecast | F3 | Residential | CZ2 - Multi Family | New | Appliances | Natural Gas | Clothes Dryer | Baseline Forecast | Winter Demand Savings (MW) | 0 | 0 | 0 | 0 | 0 | 0 | 0 | 0 | 0 | 0 | 0 | 0 | 0 | 0 | 0 | 0 | 0 | 0 | 0 | 0 | 0 | 0 | 0 | 0 | 0 | 0 | 0 | 0 | 0 | 0 | 0 | 0 | 0 | 0 | 0 | 0
F4_Residential_CZ2 - Multi Family_New_Appliances_Natural Gas_Clothes Dryer_Baseline Forecast | F4 | Residential | CZ2 - Multi Family | New | Appliances | Natural Gas | Clothes Dryer | Baseline Forecast | Incremental Savings (GWh) | 0 | 0 | 0 | 0 | 0 | 0 | 0 | 0 | 0 | 0 | 0 | 0 | 0 | 0 | 0 | 0 | 0 | 0 | 0 | 0 | 0 | 0 | 0 | 0 | 0 | 0 | 0 | 0 | 0 | 0 | 0 | 0 | 0 | 0 | 0 | 0
F1_Residential_CZ2 - Multi Family_New_Appliances_Natural Gas_Stove/Oven_Baseline Forecast | F1 | Residential | CZ2 - Multi Family | New | Appliances | Natural Gas | Stove/Oven | Baseline Forecast | Consumption Savings (GWh) | 0 | 0 | 0 | 0 | 0 | 0 | 0 | 0 | 0 | 0 | 0 | 0 | 0 | 0 | 0 | 0 | 0 | 0 | 0 | 0 | 0 | 0 | 0 | 0 | 0 | 0 | 0 | 0 | 0 | 0 | 0 | 0 | 0 | 0 | 0 | 0
F2_Residential_CZ2 - Multi Family_New_Appliances_Natural Gas_Stove/Oven_Baseline Forecast | F2 | Residential | CZ2 - Multi Family | New | Appliances | Natural Gas | Stove/Oven | Baseline Forecast | Summer Demand Savings (MW) | 0 | 0 | 0 | 0 | 0 | 0 | 0 | 0 | 0 | 0 | 0 | 0 | 0 | 0 | 0 | 0 | 0 | 0 | 0 | 0 | 0 | 0 | 0 | 0 | 0 | 0 | 0 | 0 | 0 | 0 | 0 | 0 | 0 | 0 | 0 | 0
F3_Residential_CZ2 - Multi Family_New_Appliances_Natural Gas_Stove/Oven_Baseline Forecast | F3 | Residential | CZ2 - Multi Family | New | Appliances | Natural Gas | Stove/Oven | Baseline Forecast | Winter Demand Savings (MW) | 0 | 0 | 0 | 0 | 0 | 0 | 0 | 0 | 0 | 0 | 0 | 0 | 0 | 0 | 0 | 0 | 0 | 0 | 0 | 0 | 0 | 0 | 0 | 0 | 0 | 0 | 0 | 0 | 0 | 0 | 0 | 0 | 0 | 0 | 0 | 0
F4_Residential_CZ2 - Multi Family_New_Appliances_Natural Gas_Stove/Oven_Baseline Forecast | F4 | Residential | CZ2 - Multi Family | New | Appliances | Natural Gas | Stove/Oven | Baseline Forecast | Incremental Savings (GWh) | 0 | 0 | 0 | 0 | 0 | 0 | 0 | 0 | 0 | 0 | 0 | 0 | 0 | 0 | 0 | 0 | 0 | 0 | 0 | 0 | 0 | 0 | 0 | 0 | 0 | 0 | 0 | 0 | 0 | 0 | 0 | 0 | 0 | 0 | 0 | 0
F1_Residential_CZ2 - Multi Family_New_Miscellaneous_Natural Gas_Pool Heater_Baseline Forecast | F1 | Residential | CZ2 - Multi Family | New | Miscellaneous | Natural Gas | Pool Heater | Baseline Forecast | Consumption Savings (GWh) | 0 | 0 | 0 | 0 | 0 | 0 | 0 | 0 | 0 | 0 | 0 | 0 | 0 | 0 | 0 | 0 | 0 | 0 | 0 | 0 | 0 | 0 | 0 | 0 | 0 | 0 | 0 | 0 | 0 | 0 | 0 | 0 | 0 | 0 | 0 | 0
F2_Residential_CZ2 - Multi Family_New_Miscellaneous_Natural Gas_Pool Heater_Baseline Forecast | F2 | Residential | CZ2 - Multi Family | New | Miscellaneous | Natural Gas | Pool Heater | Baseline Forecast | Summer Demand Savings (MW) | 0 | 0 | 0 | 0 | 0 | 0 | 0 | 0 | 0 | 0 | 0 | 0 | 0 | 0 | 0 | 0 | 0 | 0 | 0 | 0 | 0 | 0 | 0 | 0 | 0 | 0 | 0 | 0 | 0 | 0 | 0 | 0 | 0 | 0 | 0 | 0
F3_Residential_CZ2 - Multi Family_New_Miscellaneous_Natural Gas_Pool Heater_Baseline Forecast | F3 | Residential | CZ2 - Multi Family | New | Miscellaneous | Natural Gas | Pool Heater | Baseline Forecast | Winter Demand Savings (MW) | 0 | 0 | 0 | 0 | 0 | 0 | 0 | 0 | 0 | 0 | 0 | 0 | 0 | 0 | 0 | 0 | 0 | 0 | 0 | 0 | 0 | 0 | 0 | 0 | 0 | 0 | 0 | 0 | 0 | 0 | 0 | 0 | 0 | 0 | 0 | 0
F4_Residential_CZ2 - Multi Family_New_Miscellaneous_Natural Gas_Pool Heater_Baseline Forecast | F4 | Residential | CZ2 - Multi Family | New | Miscellaneous | Natural Gas | Pool Heater | Baseline Forecast | Incremental Savings (GWh) | 0 | 0 | 0 | 0 | 0 | 0 | 0 | 0 | 0 | 0 | 0 | 0 | 0 | 0 | 0 | 0 | 0 | 0 | 0 | 0 | 0 | 0 | 0 | 0 | 0 | 0 | 0 | 0 | 0 | 0 | 0 | 0 | 0 | 0 | 0 | 0
F1_Residential_CZ2 - Multi Family_New_Miscellaneous_Natural Gas_Miscellaneous_Baseline Forecast | F1 | Residential | CZ2 - Multi Family | New | Miscellaneous | Natural Gas | Miscellaneous | Baseline Forecast | Consumption Savings (GWh) | 0 | 0 | 0 | 0 | 0 | 0 | 0 | 0 | 0 | 0 | 0 | 0 | 0 | 0 | 0 | 0 | 0 | 0 | 0 | 0 | 0 | 0 | 0 | 0 | 0 | 0 | 0 | 0 | 0 | 0 | 0 | 0 | 0 | 0 | 0 | 0
F2_Residential_CZ2 - Multi Family_New_Miscellaneous_Natural Gas_Miscellaneous_Baseline Forecast | F2 | Residential | CZ2 - Multi Family | New | Miscellaneous | Natural Gas | Miscellaneous | Baseline Forecast | Summer Demand Savings (MW) | 0 | 0 | 0 | 0 | 0 | 0 | 0 | 0 | 0 | 0 | 0 | 0 | 0 | 0 | 0 | 0 | 0 | 0 | 0 | 0 | 0 | 0 | 0 | 0 | 0 | 0 | 0 | 0 | 0 | 0 | 0 | 0 | 0 | 0 | 0 | 0
F3_Residential_CZ2 - Multi Family_New_Miscellaneous_Natural Gas_Miscellaneous_Baseline Forecast | F3 | Residential | CZ2 - Multi Family | New | Miscellaneous | Natural Gas | Miscellaneous | Baseline Forecast | Winter Demand Savings (MW) | 0 | 0 | 0 | 0 | 0 | 0 | 0 | 0 | 0 | 0 | 0 | 0 | 0 | 0 | 0 | 0 | 0 | 0 | 0 | 0 | 0 | 0 | 0 | 0 | 0 | 0 | 0 | 0 | 0 | 0 | 0 | 0 | 0 | 0 | 0 | 0
F4_Residential_CZ2 - Multi Family_New_Miscellaneous_Natural Gas_Miscellaneous_Baseline Forecast | F4 | Residential | CZ2 - Multi Family | New | Miscellaneous | Natural Gas | Miscellaneous | Baseline Forecast | Incremental Savings (GWh) | 0 | 0 | 0 | 0 | 0 | 0 | 0 | 0 | 0 | 0 | 0 | 0 | 0 | 0 | 0 | 0 | 0 | 0 | 0 | 0 | 0 | 0 | 0 | 0 | 0 | 0 | 0 | 0 | 0 | 0 | 0 | 0 | 0 | 0 | 0 | 0
F1_Residential_CZ3 - Single Family_Existing_Space Heating_Natural Gas_Furnace - Direct Fuel_Baseline Forecast | F1 | Residential | CZ3 - Single Family | Existing | Space Heating | Natural Gas | Furnace - Direct Fuel | Baseline Forecast | Consumption Savings (GWh) | 0 | 0 | 0 | 0 | 0 | 0 | 0 | 0 | 0 | 0 | 0 | 0 | 0 | 0 | 0 | 0 | 0 | 0 | 0 | 0 | 0 | 0 | 0 | 0 | 0 | 0 | 0 | 0 | 0 | 0 | 0 | 0 | 0 | 0 | 0 | 0
F2_Residential_CZ3 - Single Family_Existing_Space Heating_Natural Gas_Furnace - Direct Fuel_Baseline Forecast | F2 | Residential | CZ3 - Single Family | Existing | Space Heating | Natural Gas | Furnace - Direct Fuel | Baseline Forecast | Summer Demand Savings (MW) | 0 | 0 | 0 | 0 | 0 | 0 | 0 | 0 | 0 | 0 | 0 | 0 | 0 | 0 | 0 | 0 | 0 | 0 | 0 | 0 | 0 | 0 | 0 | 0 | 0 | 0 | 0 | 0 | 0 | 0 | 0 | 0 | 0 | 0 | 0 | 0
F3_Residential_CZ3 - Single Family_Existing_Space Heating_Natural Gas_Furnace - Direct Fuel_Baseline Forecast | F3 | Residential | CZ3 - Single Family | Existing | Space Heating | Natural Gas | Furnace - Direct Fuel | Baseline Forecast | Winter Demand Savings (MW) | 0 | 0 | 0 | 0 | 0 | 0 | 0 | 0 | 0 | 0 | 0 | 0 | 0 | 0 | 0 | 0 | 0 | 0 | 0 | 0 | 0 | 0 | 0 | 0 | 0 | 0 | 0 | 0 | 0 | 0 | 0 | 0 | 0 | 0 | 0 | 0
F4_Residential_CZ3 - Single Family_Existing_Space Heating_Natural Gas_Furnace - Direct Fuel_Baseline Forecast | F4 | Residential | CZ3 - Single Family | Existing | Space Heating | Natural Gas | Furnace - Direct Fuel | Baseline Forecast | Incremental Savings (GWh) | 0 | 0 | 0 | 0 | 0 | 0 | 0 | 0 | 0 | 0 | 0 | 0 | 0 | 0 | 0 | 0 | 0 | 0 | 0 | 0 | 0 | 0 | 0 | 0 | 0 | 0 | 0 | 0 | 0 | 0 | 0 | 0 | 0 | 0 | 0 | 0
F1_Residential_CZ3 - Single Family_Existing_Space Heating_Natural Gas_Boiler - Direct Fuel_Baseline Forecast | F1 | Residential | CZ3 - Single Family | Existing | Space Heating | Natural Gas | Boiler - Direct Fuel | Baseline Forecast | Consumption Savings (GWh) | 0 | 0 | 0 | 0 | 0 | 0 | 0 | 0 | 0 | 0 | 0 | 0 | 0 | 0 | 0 | 0 | 0 | 0 | 0 | 0 | 0 | 0 | 0 | 0 | 0 | 0 | 0 | 0 | 0 | 0 | 0 | 0 | 0 | 0 | 0 | 0
F2_Residential_CZ3 - Single Family_Existing_Space Heating_Natural Gas_Boiler - Direct Fuel_Baseline Forecast | F2 | Residential | CZ3 - Single Family | Existing | Space Heating | Natural Gas | Boiler - Direct Fuel | Baseline Forecast | Summer Demand Savings (MW) | 0 | 0 | 0 | 0 | 0 | 0 | 0 | 0 | 0 | 0 | 0 | 0 | 0 | 0 | 0 | 0 | 0 | 0 | 0 | 0 | 0 | 0 | 0 | 0 | 0 | 0 | 0 | 0 | 0 | 0 | 0 | 0 | 0 | 0 | 0 | 0
F3_Residential_CZ3 - Single Family_Existing_Space Heating_Natural Gas_Boiler - Direct Fuel_Baseline Forecast | F3 | Residential | CZ3 - Single Family | Existing | Space Heating | Natural Gas | Boiler - Direct Fuel | Baseline Forecast | Winter Demand Savings (MW) | 0 | 0 | 0 | 0 | 0 | 0 | 0 | 0 | 0 | 0 | 0 | 0 | 0 | 0 | 0 | 0 | 0 | 0 | 0 | 0 | 0 | 0 | 0 | 0 | 0 | 0 | 0 | 0 | 0 | 0 | 0 | 0 | 0 | 0 | 0 | 0
F4_Residential_CZ3 - Single Family_Existing_Space Heating_Natural Gas_Boiler - Direct Fuel_Baseline Forecast | F4 | Residential | CZ3 - Single Family | Existing | Space Heating | Natural Gas | Boiler - Direct Fuel | Baseline Forecast | Incremental Savings (GWh) | 0 | 0 | 0 | 0 | 0 | 0 | 0 | 0 | 0 | 0 | 0 | 0 | 0 | 0 | 0 | 0 | 0 | 0 | 0 | 0 | 0 | 0 | 0 | 0 | 0 | 0 | 0 | 0 | 0 | 0 | 0 | 0 | 0 | 0 | 0 | 0
F1_Residential_CZ3 - Single Family_Existing_Secondary Heating_Natural Gas_Fireplace_Baseline Forecast | F1 | Residential | CZ3 - Single Family | Existing | Secondary Heating | Natural Gas | Fireplace | Baseline Forecast | Consumption Savings (GWh) | 0 | 0 | 0 | 0 | 0 | 0 | 0 | 0 | 0 | 0 | 0 | 0 | 0 | 0 | 0 | 0 | 0 | 0 | 0 | 0 | 0 | 0 | 0 | 0 | 0 | 0 | 0 | 0 | 0 | 0 | 0 | 0 | 0 | 0 | 0 | 0
F2_Residential_CZ3 - Single Family_Existing_Secondary Heating_Natural Gas_Fireplace_Baseline Forecast | F2 | Residential | CZ3 - Single Family | Existing | Secondary Heating | Natural Gas | Fireplace | Baseline Forecast | Summer Demand Savings (MW) | 0 | 0 | 0 | 0 | 0 | 0 | 0 | 0 | 0 | 0 | 0 | 0 | 0 | 0 | 0 | 0 | 0 | 0 | 0 | 0 | 0 | 0 | 0 | 0 | 0 | 0 | 0 | 0 | 0 | 0 | 0 | 0 | 0 | 0 | 0 | 0
F3_Residential_CZ3 - Single Family_Existing_Secondary Heating_Natural Gas_Fireplace_Baseline Forecast | F3 | Residential | CZ3 - Single Family | Existing | Secondary Heating | Natural Gas | Fireplace | Baseline Forecast | Winter Demand Savings (MW) | 0 | 0 | 0 | 0 | 0 | 0 | 0 | 0 | 0 | 0 | 0 | 0 | 0 | 0 | 0 | 0 | 0 | 0 | 0 | 0 | 0 | 0 | 0 | 0 | 0 | 0 | 0 | 0 | 0 | 0 | 0 | 0 | 0 | 0 | 0 | 0
F4_Residential_CZ3 - Single Family_Existing_Secondary Heating_Natural Gas_Fireplace_Baseline Forecast | F4 | Residential | CZ3 - Single Family | Existing | Secondary Heating | Natural Gas | Fireplace | Baseline Forecast | Incremental Savings (GWh) | 0 | 0 | 0 | 0 | 0 | 0 | 0 | 0 | 0 | 0 | 0 | 0 | 0 | 0 | 0 | 0 | 0 | 0 | 0 | 0 | 0 | 0 | 0 | 0 | 0 | 0 | 0 | 0 | 0 | 0 | 0 | 0 | 0 | 0 | 0 | 0
F1_Residential_CZ3 - Single Family_Existing_Water Heating_Natural Gas_Water Heater <= 55 gal._Baseline Forecast | F1 | Residential | CZ3 - Single Family | Existing | Water Heating | Natural Gas | Water Heater <= 55 gal. | Baseline Forecast | Consumption Savings (GWh) | 0 | 0 | 0 | 0 | 0 | 0 | 0 | 0 | 0 | 0 | 0 | 0 | 0 | 0 | 0 | 0 | 0 | 0 | 0 | 0 | 0 | 0 | 0 | 0 | 0 | 0 | 0 | 0 | 0 | 0 | 0 | 0 | 0 | 0 | 0 | 0
F2_Residential_CZ3 - Single Family_Existing_Water Heating_Natural Gas_Water Heater <= 55 gal._Baseline Forecast | F2 | Residential | CZ3 - Single Family | Existing | Water Heating | Natural Gas | Water Heater <= 55 gal. | Baseline Forecast | Summer Demand Savings (MW) | 0 | 0 | 0 | 0 | 0 | 0 | 0 | 0 | 0 | 0 | 0 | 0 | 0 | 0 | 0 | 0 | 0 | 0 | 0 | 0 | 0 | 0 | 0 | 0 | 0 | 0 | 0 | 0 | 0 | 0 | 0 | 0 | 0 | 0 | 0 | 0
F3_Residential_CZ3 - Single Family_Existing_Water Heating_Natural Gas_Water Heater <= 55 gal._Baseline Forecast | F3 | Residential | CZ3 - Single Family | Existing | Water Heating | Natural Gas | Water Heater <= 55 gal. | Baseline Forecast | Winter Demand Savings (MW) | 0 | 0 | 0 | 0 | 0 | 0 | 0 | 0 | 0 | 0 | 0 | 0 | 0 | 0 | 0 | 0 | 0 | 0 | 0 | 0 | 0 | 0 | 0 | 0 | 0 | 0 | 0 | 0 | 0 | 0 | 0 | 0 | 0 | 0 | 0 | 0
F4_Residential_CZ3 - Single Family_Existing_Water Heating_Natural Gas_Water Heater <= 55 gal._Baseline Forecast | F4 | Residential | CZ3 - Single Family | Existing | Water Heating | Natural Gas | Water Heater <= 55 gal. | Baseline Forecast | Incremental Savings (GWh) | 0 | 0 | 0 | 0 | 0 | 0 | 0 | 0 | 0 | 0 | 0 | 0 | 0 | 0 | 0 | 0 | 0 | 0 | 0 | 0 | 0 | 0 | 0 | 0 | 0 | 0 | 0 | 0 | 0 | 0 | 0 | 0 | 0 | 0 | 0 | 0
F1_Residential_CZ3 - Single Family_Existing_Water Heating_Natural Gas_Water Heater > 55 gal._Baseline Forecast | F1 | Residential | CZ3 - Single Family | Existing | Water Heating | Natural Gas | Water Heater > 55 gal. | Baseline Forecast | Consumption Savings (GWh) | 0 | 0 | 0 | 0 | 0 | 0 | 0 | 0 | 0 | 0 | 0 | 0 | 0 | 0 | 0 | 0 | 0 | 0 | 0 | 0 | 0 | 0 | 0 | 0 | 0 | 0 | 0 | 0 | 0 | 0 | 0 | 0 | 0 | 0 | 0 | 0
F2_Residential_CZ3 - Single Family_Existing_Water Heating_Natural Gas_Water Heater > 55 gal._Baseline Forecast | F2 | Residential | CZ3 - Single Family | Existing | Water Heating | Natural Gas | Water Heater > 55 gal. | Baseline Forecast | Summer Demand Savings (MW) | 0 | 0 | 0 | 0 | 0 | 0 | 0 | 0 | 0 | 0 | 0 | 0 | 0 | 0 | 0 | 0 | 0 | 0 | 0 | 0 | 0 | 0 | 0 | 0 | 0 | 0 | 0 | 0 | 0 | 0 | 0 | 0 | 0 | 0 | 0 | 0
F3_Residential_CZ3 - Single Family_Existing_Water Heating_Natural Gas_Water Heater > 55 gal._Baseline Forecast | F3 | Residential | CZ3 - Single Family | Existing | Water Heating | Natural Gas | Water Heater > 55 gal. | Baseline Forecast | Winter Demand Savings (MW) | 0 | 0 | 0 | 0 | 0 | 0 | 0 | 0 | 0 | 0 | 0 | 0 | 0 | 0 | 0 | 0 | 0 | 0 | 0 | 0 | 0 | 0 | 0 | 0 | 0 | 0 | 0 | 0 | 0 | 0 | 0 | 0 | 0 | 0 | 0 | 0
F4_Residential_CZ3 - Single Family_Existing_Water Heating_Natural Gas_Water Heater > 55 gal._Baseline Forecast | F4 | Residential | CZ3 - Single Family | Existing | Water Heating | Natural Gas | Water Heater > 55 gal. | Baseline Forecast | Incremental Savings (GWh) | 0 | 0 | 0 | 0 | 0 | 0 | 0 | 0 | 0 | 0 | 0 | 0 | 0 | 0 | 0 | 0 | 0 | 0 | 0 | 0 | 0 | 0 | 0 | 0 | 0 | 0 | 0 | 0 | 0 | 0 | 0 | 0 | 0 | 0 | 0 | 0
F1_Residential_CZ3 - Single Family_Existing_Appliances_Natural Gas_Clothes Dryer_Baseline Forecast | F1 | Residential | CZ3 - Single Family | Existing | Appliances | Natural Gas | Clothes Dryer | Baseline Forecast | Consumption Savings (GWh) | 0 | 0 | 0 | 0 | 0 | 0 | 0 | 0 | 0 | 0 | 0 | 0 | 0 | 0 | 0 | 0 | 0 | 0 | 0 | 0 | 0 | 0 | 0 | 0 | 0 | 0 | 0 | 0 | 0 | 0 | 0 | 0 | 0 | 0 | 0 | 0
F2_Residential_CZ3 - Single Family_Existing_Appliances_Natural Gas_Clothes Dryer_Baseline Forecast | F2 | Residential | CZ3 - Single Family | Existing | Appliances | Natural Gas | Clothes Dryer | Baseline Forecast | Summer Demand Savings (MW) | 0 | 0 | 0 | 0 | 0 | 0 | 0 | 0 | 0 | 0 | 0 | 0 | 0 | 0 | 0 | 0 | 0 | 0 | 0 | 0 | 0 | 0 | 0 | 0 | 0 | 0 | 0 | 0 | 0 | 0 | 0 | 0 | 0 | 0 | 0 | 0
F3_Residential_CZ3 - Single Family_Existing_Appliances_Natural Gas_Clothes Dryer_Baseline Forecast | F3 | Residential | CZ3 - Single Family | Existing | Appliances | Natural Gas | Clothes Dryer | Baseline Forecast | Winter Demand Savings (MW) | 0 | 0 | 0 | 0 | 0 | 0 | 0 | 0 | 0 | 0 | 0 | 0 | 0 | 0 | 0 | 0 | 0 | 0 | 0 | 0 | 0 | 0 | 0 | 0 | 0 | 0 | 0 | 0 | 0 | 0 | 0 | 0 | 0 | 0 | 0 | 0
F4_Residential_CZ3 - Single Family_Existing_Appliances_Natural Gas_Clothes Dryer_Baseline Forecast | F4 | Residential | CZ3 - Single Family | Existing | Appliances | Natural Gas | Clothes Dryer | Baseline Forecast | Incremental Savings (GWh) | 0 | 0 | 0 | 0 | 0 | 0 | 0 | 0 | 0 | 0 | 0 | 0 | 0 | 0 | 0 | 0 | 0 | 0 | 0 | 0 | 0 | 0 | 0 | 0 | 0 | 0 | 0 | 0 | 0 | 0 | 0 | 0 | 0 | 0 | 0 | 0
F1_Residential_CZ3 - Single Family_Existing_Appliances_Natural Gas_Stove/Oven_Baseline Forecast | F1 | Residential | CZ3 - Single Family | Existing | Appliances | Natural Gas | Stove/Oven | Baseline Forecast | Consumption Savings (GWh) | 0 | 0 | 0 | 0 | 0 | 0 | 0 | 0 | 0 | 0 | 0 | 0 | 0 | 0 | 0 | 0 | 0 | 0 | 0 | 0 | 0 | 0 | 0 | 0 | 0 | 0 | 0 | 0 | 0 | 0 | 0 | 0 | 0 | 0 | 0 | 0
F2_Residential_CZ3 - Single Family_Existing_Appliances_Natural Gas_Stove/Oven_Baseline Forecast | F2 | Residential | CZ3 - Single Family | Existing | Appliances | Natural Gas | Stove/Oven | Baseline Forecast | Summer Demand Savings (MW) | 0 | 0 | 0 | 0 | 0 | 0 | 0 | 0 | 0 | 0 | 0 | 0 | 0 | 0 | 0 | 0 | 0 | 0 | 0 | 0 | 0 | 0 | 0 | 0 | 0 | 0 | 0 | 0 | 0 | 0 | 0 | 0 | 0 | 0 | 0 | 0
F3_Residential_CZ3 - Single Family_Existing_Appliances_Natural Gas_Stove/Oven_Baseline Forecast | F3 | Residential | CZ3 - Single Family | Existing | Appliances | Natural Gas | Stove/Oven | Baseline Forecast | Winter Demand Savings (MW) | 0 | 0 | 0 | 0 | 0 | 0 | 0 | 0 | 0 | 0 | 0 | 0 | 0 | 0 | 0 | 0 | 0 | 0 | 0 | 0 | 0 | 0 | 0 | 0 | 0 | 0 | 0 | 0 | 0 | 0 | 0 | 0 | 0 | 0 | 0 | 0
F4_Residential_CZ3 - Single Family_Existing_Appliances_Natural Gas_Stove/Oven_Baseline Forecast | F4 | Residential | CZ3 - Single Family | Existing | Appliances | Natural Gas | Stove/Oven | Baseline Forecast | Incremental Savings (GWh) | 0 | 0 | 0 | 0 | 0 | 0 | 0 | 0 | 0 | 0 | 0 | 0 | 0 | 0 | 0 | 0 | 0 | 0 | 0 | 0 | 0 | 0 | 0 | 0 | 0 | 0 | 0 | 0 | 0 | 0 | 0 | 0 | 0 | 0 | 0 | 0
F1_Residential_CZ3 - Single Family_Existing_Miscellaneous_Natural Gas_Pool Heater_Baseline Forecast | F1 | Residential | CZ3 - Single Family | Existing | Miscellaneous | Natural Gas | Pool Heater | Baseline Forecast | Consumption Savings (GWh) | 0 | 0 | 0 | 0 | 0 | 0 | 0 | 0 | 0 | 0 | 0 | 0 | 0 | 0 | 0 | 0 | 0 | 0 | 0 | 0 | 0 | 0 | 0 | 0 | 0 | 0 | 0 | 0 | 0 | 0 | 0 | 0 | 0 | 0 | 0 | 0
F2_Residential_CZ3 - Single Family_Existing_Miscellaneous_Natural Gas_Pool Heater_Baseline Forecast | F2 | Residential | CZ3 - Single Family | Existing | Miscellaneous | Natural Gas | Pool Heater | Baseline Forecast | Summer Demand Savings (MW) | 0 | 0 | 0 | 0 | 0 | 0 | 0 | 0 | 0 | 0 | 0 | 0 | 0 | 0 | 0 | 0 | 0 | 0 | 0 | 0 | 0 | 0 | 0 | 0 | 0 | 0 | 0 | 0 | 0 | 0 | 0 | 0 | 0 | 0 | 0 | 0
F3_Residential_CZ3 - Single Family_Existing_Miscellaneous_Natural Gas_Pool Heater_Baseline Forecast | F3 | Residential | CZ3 - Single Family | Existing | Miscellaneous | Natural Gas | Pool Heater | Baseline Forecast | Winter Demand Savings (MW) | 0 | 0 | 0 | 0 | 0 | 0 | 0 | 0 | 0 | 0 | 0 | 0 | 0 | 0 | 0 | 0 | 0 | 0 | 0 | 0 | 0 | 0 | 0 | 0 | 0 | 0 | 0 | 0 | 0 | 0 | 0 | 0 | 0 | 0 | 0 | 0
F4_Residential_CZ3 - Single Family_Existing_Miscellaneous_Natural Gas_Pool Heater_Baseline Forecast | F4 | Residential | CZ3 - Single Family | Existing | Miscellaneous | Natural Gas | Pool Heater | Baseline Forecast | Incremental Savings (GWh) | 0 | 0 | 0 | 0 | 0 | 0 | 0 | 0 | 0 | 0 | 0 | 0 | 0 | 0 | 0 | 0 | 0 | 0 | 0 | 0 | 0 | 0 | 0 | 0 | 0 | 0 | 0 | 0 | 0 | 0 | 0 | 0 | 0 | 0 | 0 | 0
F1_Residential_CZ3 - Single Family_Existing_Miscellaneous_Natural Gas_Miscellaneous_Baseline Forecast | F1 | Residential | CZ3 - Single Family | Existing | Miscellaneous | Natural Gas | Miscellaneous | Baseline Forecast | Consumption Savings (GWh) | 0 | 0 | 0 | 0 | 0 | 0 | 0 | 0 | 0 | 0 | 0 | 0 | 0 | 0 | 0 | 0 | 0 | 0 | 0 | 0 | 0 | 0 | 0 | 0 | 0 | 0 | 0 | 0 | 0 | 0 | 0 | 0 | 0 | 0 | 0 | 0
F2_Residential_CZ3 - Single Family_Existing_Miscellaneous_Natural Gas_Miscellaneous_Baseline Forecast | F2 | Residential | CZ3 - Single Family | Existing | Miscellaneous | Natural Gas | Miscellaneous | Baseline Forecast | Summer Demand Savings (MW) | 0 | 0 | 0 | 0 | 0 | 0 | 0 | 0 | 0 | 0 | 0 | 0 | 0 | 0 | 0 | 0 | 0 | 0 | 0 | 0 | 0 | 0 | 0 | 0 | 0 | 0 | 0 | 0 | 0 | 0 | 0 | 0 | 0 | 0 | 0 | 0
F3_Residential_CZ3 - Single Family_Existing_Miscellaneous_Natural Gas_Miscellaneous_Baseline Forecast | F3 | Residential | CZ3 - Single Family | Existing | Miscellaneous | Natural Gas | Miscellaneous | Baseline Forecast | Winter Demand Savings (MW) | 0 | 0 | 0 | 0 | 0 | 0 | 0 | 0 | 0 | 0 | 0 | 0 | 0 | 0 | 0 | 0 | 0 | 0 | 0 | 0 | 0 | 0 | 0 | 0 | 0 | 0 | 0 | 0 | 0 | 0 | 0 | 0 | 0 | 0 | 0 | 0
F4_Residential_CZ3 - Single Family_Existing_Miscellaneous_Natural Gas_Miscellaneous_Baseline Forecast | F4 | Residential | CZ3 - Single Family | Existing | Miscellaneous | Natural Gas | Miscellaneous | Baseline Forecast | Incremental Savings (GWh) | 0 | 0 | 0 | 0 | 0 | 0 | 0 | 0 | 0 | 0 | 0 | 0 | 0 | 0 | 0 | 0 | 0 | 0 | 0 | 0 | 0 | 0 | 0 | 0 | 0 | 0 | 0 | 0 | 0 | 0 | 0 | 0 | 0 | 0 | 0 | 0
F1_Residential_CZ3 - Single Family_New_Space Heating_Natural Gas_Furnace - Direct Fuel_Baseline Forecast | F1 | Residential | CZ3 - Single Family | New | Space Heating | Natural Gas | Furnace - Direct Fuel | Baseline Forecast | Consumption Savings (GWh) | 0 | 0 | 0 | 0 | 0 | 0 | 0 | 0 | 0 | 0 | 0 | 0 | 0 | 0 | 0 | 0 | 0 | 0 | 0 | 0 | 0 | 0 | 0 | 0 | 0 | 0 | 0 | 0 | 0 | 0 | 0 | 0 | 0 | 0 | 0 | 0
F2_Residential_CZ3 - Single Family_New_Space Heating_Natural Gas_Furnace - Direct Fuel_Baseline Forecast | F2 | Residential | CZ3 - Single Family | New | Space Heating | Natural Gas | Furnace - Direct Fuel | Baseline Forecast | Summer Demand Savings (MW) | 0 | 0 | 0 | 0 | 0 | 0 | 0 | 0 | 0 | 0 | 0 | 0 | 0 | 0 | 0 | 0 | 0 | 0 | 0 | 0 | 0 | 0 | 0 | 0 | 0 | 0 | 0 | 0 | 0 | 0 | 0 | 0 | 0 | 0 | 0 | 0
F3_Residential_CZ3 - Single Family_New_Space Heating_Natural Gas_Furnace - Direct Fuel_Baseline Forecast | F3 | Residential | CZ3 - Single Family | New | Space Heating | Natural Gas | Furnace - Direct Fuel | Baseline Forecast | Winter Demand Savings (MW) | 0 | 0 | 0 | 0 | 0 | 0 | 0 | 0 | 0 | 0 | 0 | 0 | 0 | 0 | 0 | 0 | 0 | 0 | 0 | 0 | 0 | 0 | 0 | 0 | 0 | 0 | 0 | 0 | 0 | 0 | 0 | 0 | 0 | 0 | 0 | 0
F4_Residential_CZ3 - Single Family_New_Space Heating_Natural Gas_Furnace - Direct Fuel_Baseline Forecast | F4 | Residential | CZ3 - Single Family | New | Space Heating | Natural Gas | Furnace - Direct Fuel | Baseline Forecast | Incremental Savings (GWh) | 0 | 0 | 0 | 0 | 0 | 0 | 0 | 0 | 0 | 0 | 0 | 0 | 0 | 0 | 0 | 0 | 0 | 0 | 0 | 0 | 0 | 0 | 0 | 0 | 0 | 0 | 0 | 0 | 0 | 0 | 0 | 0 | 0 | 0 | 0 | 0
F1_Residential_CZ3 - Single Family_New_Space Heating_Natural Gas_Boiler - Direct Fuel_Baseline Forecast | F1 | Residential | CZ3 - Single Family | New | Space Heating | Natural Gas | Boiler - Direct Fuel | Baseline Forecast | Consumption Savings (GWh) | 0 | 0 | 0 | 0 | 0 | 0 | 0 | 0 | 0 | 0 | 0 | 0 | 0 | 0 | 0 | 0 | 0 | 0 | 0 | 0 | 0 | 0 | 0 | 0 | 0 | 0 | 0 | 0 | 0 | 0 | 0 | 0 | 0 | 0 | 0 | 0
F2_Residential_CZ3 - Single Family_New_Space Heating_Natural Gas_Boiler - Direct Fuel_Baseline Forecast | F2 | Residential | CZ3 - Single Family | New | Space Heating | Natural Gas | Boiler - Direct Fuel | Baseline Forecast | Summer Demand Savings (MW) | 0 | 0 | 0 | 0 | 0 | 0 | 0 | 0 | 0 | 0 | 0 | 0 | 0 | 0 | 0 | 0 | 0 | 0 | 0 | 0 | 0 | 0 | 0 | 0 | 0 | 0 | 0 | 0 | 0 | 0 | 0 | 0 | 0 | 0 | 0 | 0
F3_Residential_CZ3 - Single Family_New_Space Heating_Natural Gas_Boiler - Direct Fuel_Baseline Forecast | F3 | Residential | CZ3 - Single Family | New | Space Heating | Natural Gas | Boiler - Direct Fuel | Baseline Forecast | Winter Demand Savings (MW) | 0 | 0 | 0 | 0 | 0 | 0 | 0 | 0 | 0 | 0 | 0 | 0 | 0 | 0 | 0 | 0 | 0 | 0 | 0 | 0 | 0 | 0 | 0 | 0 | 0 | 0 | 0 | 0 | 0 | 0 | 0 | 0 | 0 | 0 | 0 | 0
F4_Residential_CZ3 - Single Family_New_Space Heating_Natural Gas_Boiler - Direct Fuel_Baseline Forecast | F4 | Residential | CZ3 - Single Family | New | Space Heating | Natural Gas | Boiler - Direct Fuel | Baseline Forecast | Incremental Savings (GWh) | 0 | 0 | 0 | 0 | 0 | 0 | 0 | 0 | 0 | 0 | 0 | 0 | 0 | 0 | 0 | 0 | 0 | 0 | 0 | 0 | 0 | 0 | 0 | 0 | 0 | 0 | 0 | 0 | 0 | 0 | 0 | 0 | 0 | 0 | 0 | 0
F1_Residential_CZ3 - Single Family_New_Secondary Heating_Natural Gas_Fireplace_Baseline Forecast | F1 | Residential | CZ3 - Single Family | New | Secondary Heating | Natural Gas | Fireplace | Baseline Forecast | Consumption Savings (GWh) | 0 | 0 | 0 | 0 | 0 | 0 | 0 | 0 | 0 | 0 | 0 | 0 | 0 | 0 | 0 | 0 | 0 | 0 | 0 | 0 | 0 | 0 | 0 | 0 | 0 | 0 | 0 | 0 | 0 | 0 | 0 | 0 | 0 | 0 | 0 | 0
F2_Residential_CZ3 - Single Family_New_Secondary Heating_Natural Gas_Fireplace_Baseline Forecast | F2 | Residential | CZ3 - Single Family | New | Secondary Heating | Natural Gas | Fireplace | Baseline Forecast | Summer Demand Savings (MW) | 0 | 0 | 0 | 0 | 0 | 0 | 0 | 0 | 0 | 0 | 0 | 0 | 0 | 0 | 0 | 0 | 0 | 0 | 0 | 0 | 0 | 0 | 0 | 0 | 0 | 0 | 0 | 0 | 0 | 0 | 0 | 0 | 0 | 0 | 0 | 0
F3_Residential_CZ3 - Single Family_New_Secondary Heating_Natural Gas_Fireplace_Baseline Forecast | F3 | Residential | CZ3 - Single Family | New | Secondary Heating | Natural Gas | Fireplace | Baseline Forecast | Winter Demand Savings (MW) | 0 | 0 | 0 | 0 | 0 | 0 | 0 | 0 | 0 | 0 | 0 | 0 | 0 | 0 | 0 | 0 | 0 | 0 | 0 | 0 | 0 | 0 | 0 | 0 | 0 | 0 | 0 | 0 | 0 | 0 | 0 | 0 | 0 | 0 | 0 | 0
F4_Residential_CZ3 - Single Family_New_Secondary Heating_Natural Gas_Fireplace_Baseline Forecast | F4 | Residential | CZ3 - Single Family | New | Secondary Heating | Natural Gas | Fireplace | Baseline Forecast | Incremental Savings (GWh) | 0 | 0 | 0 | 0 | 0 | 0 | 0 | 0 | 0 | 0 | 0 | 0 | 0 | 0 | 0 | 0 | 0 | 0 | 0 | 0 | 0 | 0 | 0 | 0 | 0 | 0 | 0 | 0 | 0 | 0 | 0 | 0 | 0 | 0 | 0 | 0
F1_Residential_CZ3 - Single Family_New_Water Heating_Natural Gas_Water Heater <= 55 gal._Baseline Forecast | F1 | Residential | CZ3 - Single Family | New | Water Heating | Natural Gas | Water Heater <= 55 gal. | Baseline Forecast | Consumption Savings (MMtherm) | 0 | 0 | 0 | 0 | 0 | 0 | 0 | 0 | 0 | 0 | 0 | 0 | 0 | 0 | 0 | 0 | 0 | 0 | 0 | 0 | 0 | 0 | 0 | 0 | 0 | 0 | 0 | 0 | 0 | 0 | 0 | 0 | 0 | 0 | 0 | 0
F2_Residential_CZ3 - Single Family_New_Water Heating_Natural Gas_Water Heater <= 55 gal._Baseline Forecast | F2 | Residential | CZ3 - Single Family | New | Water Heating | Natural Gas | Water Heater <= 55 gal. | Baseline Forecast | Summer Demand Savings (MW) | 0 | 0 | 0 | 0 | 0 | 0 | 0 | 0 | 0 | 0 | 0 | 0 | 0 | 0 | 0 | 0 | 0 | 0 | 0 | 0 | 0 | 0 | 0 | 0 | 0 | 0 | 0 | 0 | 0 | 0 | 0 | 0 | 0 | 0 | 0 | 0
F3_Residential_CZ3 - Single Family_New_Water Heating_Natural Gas_Water Heater <= 55 gal._Baseline Forecast | F3 | Residential | CZ3 - Single Family | New | Water Heating | Natural Gas | Water Heater <= 55 gal. | Baseline Forecast | Winter Demand Savings (MW) | 0 | 0 | 0 | 0 | 0 | 0 | 0 | 0 | 0 | 0 | 0 | 0 | 0 | 0 | 0 | 0 | 0 | 0 | 0 | 0 | 0 | 0 | 0 | 0 | 0 | 0 | 0 | 0 | 0 | 0 | 0 | 0 | 0 | 0 | 0 | 0
F4_Residential_CZ3 - Single Family_New_Water Heating_Natural Gas_Water Heater <= 55 gal._Baseline Forecast | F4 | Residential | CZ3 - Single Family | New | Water Heating | Natural Gas | Water Heater <= 55 gal. | Baseline Forecast | Incremental Savings (MMtherm) | 0 | 0 | 0 | 0 | 0 | 0 | 0 | 0 | 0 | 0 | 0 | 0 | 0 | 0 | 0 | 0 | 0 | 0 | 0 | 0 | 0 | 0 | 0 | 0 | 0 | 0 | 0 | 0 | 0 | 0 | 0 | 0 | 0 | 0 | 0 | 0
F1_Residential_CZ3 - Single Family_New_Water Heating_Natural Gas_Water Heater > 55 gal._Baseline Forecast | F1 | Residential | CZ3 - Single Family | New | Water Heating | Natural Gas | Water Heater > 55 gal. | Baseline Forecast | Consumption Savings (MMtherm) | 0 | 0 | 0 | 0 | 0 | 0 | 0 | 0 | 0 | 0 | 0 | 0 | 0 | 0 | 0 | 0 | 0 | 0 | 0 | 0 | 0 | 0 | 0 | 0 | 0 | 0 | 0 | 0 | 0 | 0 | 0 | 0 | 0 | 0 | 0 | 0
F2_Residential_CZ3 - Single Family_New_Water Heating_Natural Gas_Water Heater > 55 gal._Baseline Forecast | F2 | Residential | CZ3 - Single Family | New | Water Heating | Natural Gas | Water Heater > 55 gal. | Baseline Forecast | Summer Demand Savings (MW) | 0 | 0 | 0 | 0 | 0 | 0 | 0 | 0 | 0 | 0 | 0 | 0 | 0 | 0 | 0 | 0 | 0 | 0 | 0 | 0 | 0 | 0 | 0 | 0 | 0 | 0 | 0 | 0 | 0 | 0 | 0 | 0 | 0 | 0 | 0 | 0
F3_Residential_CZ3 - Single Family_New_Water Heating_Natural Gas_Water Heater > 55 gal._Baseline Forecast | F3 | Residential | CZ3 - Single Family | New | Water Heating | Natural Gas | Water Heater > 55 gal. | Baseline Forecast | Winter Demand Savings (MW) | 0 | 0 | 0 | 0 | 0 | 0 | 0 | 0 | 0 | 0 | 0 | 0 | 0 | 0 | 0 | 0 | 0 | 0 | 0 | 0 | 0 | 0 | 0 | 0 | 0 | 0 | 0 | 0 | 0 | 0 | 0 | 0 | 0 | 0 | 0 | 0
F4_Residential_CZ3 - Single Family_New_Water Heating_Natural Gas_Water Heater > 55 gal._Baseline Forecast | F4 | Residential | CZ3 - Single Family | New | Water Heating | Natural Gas | Water Heater > 55 gal. | Baseline Forecast | Incremental Savings (MMtherm) | 0 | 0 | 0 | 0 | 0 | 0 | 0 | 0 | 0 | 0 | 0 | 0 | 0 | 0 | 0 | 0 | 0 | 0 | 0 | 0 | 0 | 0 | 0 | 0 | 0 | 0 | 0 | 0 | 0 | 0 | 0 | 0 | 0 | 0 | 0 | 0
F1_Residential_CZ3 - Single Family_New_Appliances_Natural Gas_Clothes Dryer_Baseline Forecast | F1 | Residential | CZ3 - Single Family | New | Appliances | Natural Gas | Clothes Dryer | Baseline Forecast | Consumption Savings (MMtherm) | 0 | 0 | 0 | 0 | 0 | 0 | 0 | 0 | 0 | 0 | 0 | 0 | 0 | 0 | 0 | 0 | 0 | 0 | 0 | 0 | 0 | 0 | 0 | 0 | 0 | 0 | 0 | 0 | 0 | 0 | 0 | 0 | 0 | 0 | 0 | 0
F2_Residential_CZ3 - Single Family_New_Appliances_Natural Gas_Clothes Dryer_Baseline Forecast | F2 | Residential | CZ3 - Single Family | New | Appliances | Natural Gas | Clothes Dryer | Baseline Forecast | Summer Demand Savings (MW) | 0 | 0 | 0 | 0 | 0 | 0 | 0 | 0 | 0 | 0 | 0 | 0 | 0 | 0 | 0 | 0 | 0 | 0 | 0 | 0 | 0 | 0 | 0 | 0 | 0 | 0 | 0 | 0 | 0 | 0 | 0 | 0 | 0 | 0 | 0 | 0
F3_Residential_CZ3 - Single Family_New_Appliances_Natural Gas_Clothes Dryer_Baseline Forecast | F3 | Residential | CZ3 - Single Family | New | Appliances | Natural Gas | Clothes Dryer | Baseline Forecast | Winter Demand Savings (MW) | 0 | 0 | 0 | 0 | 0 | 0 | 0 | 0 | 0 | 0 | 0 | 0 | 0 | 0 | 0 | 0 | 0 | 0 | 0 | 0 | 0 | 0 | 0 | 0 | 0 | 0 | 0 | 0 | 0 | 0 | 0 | 0 | 0 | 0 | 0 | 0
F4_Residential_CZ3 - Single Family_New_Appliances_Natural Gas_Clothes Dryer_Baseline Forecast | F4 | Residential | CZ3 - Single Family | New | Appliances | Natural Gas | Clothes Dryer | Baseline Forecast | Incremental Savings (MMtherm) | 0 | 0 | 0 | 0 | 0 | 0 | 0 | 0 | 0 | 0 | 0 | 0 | 0 | 0 | 0 | 0 | 0 | 0 | 0 | 0 | 0 | 0 | 0 | 0 | 0 | 0 | 0 | 0 | 0 | 0 | 0 | 0 | 0 | 0 | 0 | 0
F1_Residential_CZ3 - Single Family_New_Appliances_Natural Gas_Stove/Oven_Baseline Forecast | F1 | Residential | CZ3 - Single Family | New | Appliances | Natural Gas | Stove/Oven | Baseline Forecast | Consumption Savings (MMtherm) | 0 | 0 | 0 | 0 | 0 | 0 | 0 | 0 | 0 | 0 | 0 | 0 | 0 | 0 | 0 | 0 | 0 | 0 | 0 | 0 | 0 | 0 | 0 | 0 | 0 | 0 | 0 | 0 | 0 | 0 | 0 | 0 | 0 | 0 | 0 | 0
F2_Residential_CZ3 - Single Family_New_Appliances_Natural Gas_Stove/Oven_Baseline Forecast | F2 | Residential | CZ3 - Single Family | New | Appliances | Natural Gas | Stove/Oven | Baseline Forecast | Summer Demand Savings (MW) | 0 | 0 | 0 | 0 | 0 | 0 | 0 | 0 | 0 | 0 | 0 | 0 | 0 | 0 | 0 | 0 | 0 | 0 | 0 | 0 | 0 | 0 | 0 | 0 | 0 | 0 | 0 | 0 | 0 | 0 | 0 | 0 | 0 | 0 | 0 | 0
F3_Residential_CZ3 - Single Family_New_Appliances_Natural Gas_Stove/Oven_Baseline Forecast | F3 | Residential | CZ3 - Single Family | New | Appliances | Natural Gas | Stove/Oven | Baseline Forecast | Winter Demand Savings (MW) | 0 | 0 | 0 | 0 | 0 | 0 | 0 | 0 | 0 | 0 | 0 | 0 | 0 | 0 | 0 | 0 | 0 | 0 | 0 | 0 | 0 | 0 | 0 | 0 | 0 | 0 | 0 | 0 | 0 | 0 | 0 | 0 | 0 | 0 | 0 | 0
F4_Residential_CZ3 - Single Family_New_Appliances_Natural Gas_Stove/Oven_Baseline Forecast | F4 | Residential | CZ3 - Single Family | New | Appliances | Natural Gas | Stove/Oven | Baseline Forecast | Incremental Savings (MMtherm) | 0 | 0 | 0 | 0 | 0 | 0 | 0 | 0 | 0 | 0 | 0 | 0 | 0 | 0 | 0 | 0 | 0 | 0 | 0 | 0 | 0 | 0 | 0 | 0 | 0 | 0 | 0 | 0 | 0 | 0 | 0 | 0 | 0 | 0 | 0 | 0
F1_Residential_CZ3 - Single Family_New_Miscellaneous_Natural Gas_Pool Heater_Baseline Forecast | F1 | Residential | CZ3 - Single Family | New | Miscellaneous | Natural Gas | Pool Heater | Baseline Forecast | Consumption Savings (MMtherm) | 0 | 0 | 0 | 0 | 0 | 0 | 0 | 0 | 0 | 0 | 0 | 0 | 0 | 0 | 0 | 0 | 0 | 0 | 0 | 0 | 0 | 0 | 0 | 0 | 0 | 0 | 0 | 0 | 0 | 0 | 0 | 0 | 0 | 0 | 0 | 0
F2_Residential_CZ3 - Single Family_New_Miscellaneous_Natural Gas_Pool Heater_Baseline Forecast | F2 | Residential | CZ3 - Single Family | New | Miscellaneous | Natural Gas | Pool Heater | Baseline Forecast | Summer Demand Savings (MW) | 0 | 0 | 0 | 0 | 0 | 0 | 0 | 0 | 0 | 0 | 0 | 0 | 0 | 0 | 0 | 0 | 0 | 0 | 0 | 0 | 0 | 0 | 0 | 0 | 0 | 0 | 0 | 0 | 0 | 0 | 0 | 0 | 0 | 0 | 0 | 0
F3_Residential_CZ3 - Single Family_New_Miscellaneous_Natural Gas_Pool Heater_Baseline Forecast | F3 | Residential | CZ3 - Single Family | New | Miscellaneous | Natural Gas | Pool Heater | Baseline Forecast | Winter Demand Savings (MW) | 0 | 0 | 0 | 0 | 0 | 0 | 0 | 0 | 0 | 0 | 0 | 0 | 0 | 0 | 0 | 0 | 0 | 0 | 0 | 0 | 0 | 0 | 0 | 0 | 0 | 0 | 0 | 0 | 0 | 0 | 0 | 0 | 0 | 0 | 0 | 0
F4_Residential_CZ3 - Single Family_New_Miscellaneous_Natural Gas_Pool Heater_Baseline Forecast | F4 | Residential | CZ3 - Single Family | New | Miscellaneous | Natural Gas | Pool Heater | Baseline Forecast | Incremental Savings (MMtherm) | 0 | 0 | 0 | 0 | 0 | 0 | 0 | 0 | 0 | 0 | 0 | 0 | 0 | 0 | 0 | 0 | 0 | 0 | 0 | 0 | 0 | 0 | 0 | 0 | 0 | 0 | 0 | 0 | 0 | 0 | 0 | 0 | 0 | 0 | 0 | 0
F1_Residential_CZ3 - Single Family_New_Miscellaneous_Natural Gas_Miscellaneous_Baseline Forecast | F1 | Residential | CZ3 - Single Family | New | Miscellaneous | Natural Gas | Miscellaneous | Baseline Forecast | Consumption Savings (MMtherm) | 0 | 0 | 0 | 0 | 0 | 0 | 0 | 0 | 0 | 0 | 0 | 0 | 0 | 0 | 0 | 0 | 0 | 0 | 0 | 0 | 0 | 0 | 0 | 0 | 0 | 0 | 0 | 0 | 0 | 0 | 0 | 0 | 0 | 0 | 0 | 0
F2_Residential_CZ3 - Single Family_New_Miscellaneous_Natural Gas_Miscellaneous_Baseline Forecast | F2 | Residential | CZ3 - Single Family | New | Miscellaneous | Natural Gas | Miscellaneous | Baseline Forecast | Summer Demand Savings (MW) | 0 | 0 | 0 | 0 | 0 | 0 | 0 | 0 | 0 | 0 | 0 | 0 | 0 | 0 | 0 | 0 | 0 | 0 | 0 | 0 | 0 | 0 | 0 | 0 | 0 | 0 | 0 | 0 | 0 | 0 | 0 | 0 | 0 | 0 | 0 | 0
F3_Residential_CZ3 - Single Family_New_Miscellaneous_Natural Gas_Miscellaneous_Baseline Forecast | F3 | Residential | CZ3 - Single Family | New | Miscellaneous | Natural Gas | Miscellaneous | Baseline Forecast | Winter Demand Savings (MW) | 0 | 0 | 0 | 0 | 0 | 0 | 0 | 0 | 0 | 0 | 0 | 0 | 0 | 0 | 0 | 0 | 0 | 0 | 0 | 0 | 0 | 0 | 0 | 0 | 0 | 0 | 0 | 0 | 0 | 0 | 0 | 0 | 0 | 0 | 0 | 0
F4_Residential_CZ3 - Single Family_New_Miscellaneous_Natural Gas_Miscellaneous_Baseline Forecast | F4 | Residential | CZ3 - Single Family | New | Miscellaneous | Natural Gas | Miscellaneous | Baseline Forecast | Incremental Savings (MMtherm) | 0 | 0 | 0 | 0 | 0 | 0 | 0 | 0 | 0 | 0 | 0 | 0 | 0 | 0 | 0 | 0 | 0 | 0 | 0 | 0 | 0 | 0 | 0 | 0 | 0 | 0 | 0 | 0 | 0 | 0 | 0 | 0 | 0 | 0 | 0 | 0
F1_Residential_CZ3 - Multi Family_Existing_Space Heating_Natural Gas_Furnace - Direct Fuel_Baseline Forecast | F1 | Residential | CZ3 - Multi Family | Existing | Space Heating | Natural Gas | Furnace - Direct Fuel | Baseline Forecast | Consumption Savings (MMtherm) | 0 | 0 | 0 | 0 | 0 | 0 | 0 | 0 | 0 | 0 | 0 | 0 | 0 | 0 | 0 | 0 | 0 | 0 | 0 | 0 | 0 | 0 | 0 | 0 | 0 | 0 | 0 | 0 | 0 | 0 | 0 | 0 | 0 | 0 | 0 | 0
F2_Residential_CZ3 - Multi Family_Existing_Space Heating_Natural Gas_Furnace - Direct Fuel_Baseline Forecast | F2 | Residential | CZ3 - Multi Family | Existing | Space Heating | Natural Gas | Furnace - Direct Fuel | Baseline Forecast | Summer Demand Savings (MW) | 0 | 0 | 0 | 0 | 0 | 0 | 0 | 0 | 0 | 0 | 0 | 0 | 0 | 0 | 0 | 0 | 0 | 0 | 0 | 0 | 0 | 0 | 0 | 0 | 0 | 0 | 0 | 0 | 0 | 0 | 0 | 0 | 0 | 0 | 0 | 0
F3_Residential_CZ3 - Multi Family_Existing_Space Heating_Natural Gas_Furnace - Direct Fuel_Baseline Forecast | F3 | Residential | CZ3 - Multi Family | Existing | Space Heating | Natural Gas | Furnace - Direct Fuel | Baseline Forecast | Winter Demand Savings (MW) | 0 | 0 | 0 | 0 | 0 | 0 | 0 | 0 | 0 | 0 | 0 | 0 | 0 | 0 | 0 | 0 | 0 | 0 | 0 | 0 | 0 | 0 | 0 | 0 | 0 | 0 | 0 | 0 | 0 | 0 | 0 | 0 | 0 | 0 | 0 | 0
F4_Residential_CZ3 - Multi Family_Existing_Space Heating_Natural Gas_Furnace - Direct Fuel_Baseline Forecast | F4 | Residential | CZ3 - Multi Family | Existing | Space Heating | Natural Gas | Furnace - Direct Fuel | Baseline Forecast | Incremental Savings (MMtherm) | 0 | 0 | 0 | 0 | 0 | 0 | 0 | 0 | 0 | 0 | 0 | 0 | 0 | 0 | 0 | 0 | 0 | 0 | 0 | 0 | 0 | 0 | 0 | 0 | 0 | 0 | 0 | 0 | 0 | 0 | 0 | 0 | 0 | 0 | 0 | 0
F1_Residential_CZ3 - Multi Family_Existing_Space Heating_Natural Gas_Boiler - Direct Fuel_Baseline Forecast | F1 | Residential | CZ3 - Multi Family | Existing | Space Heating | Natural Gas | Boiler - Direct Fuel | Baseline Forecast | Consumption Savings (MMtherm) | 0 | 0 | 0 | 0 | 0 | 0 | 0 | 0 | 0 | 0 | 0 | 0 | 0 | 0 | 0 | 0 | 0 | 0 | 0 | 0 | 0 | 0 | 0 | 0 | 0 | 0 | 0 | 0 | 0 | 0 | 0 | 0 | 0 | 0 | 0 | 0
F2_Residential_CZ3 - Multi Family_Existing_Space Heating_Natural Gas_Boiler - Direct Fuel_Baseline Forecast | F2 | Residential | CZ3 - Multi Family | Existing | Space Heating | Natural Gas | Boiler - Direct Fuel | Baseline Forecast | Summer Demand Savings (MW) | 0 | 0 | 0 | 0 | 0 | 0 | 0 | 0 | 0 | 0 | 0 | 0 | 0 | 0 | 0 | 0 | 0 | 0 | 0 | 0 | 0 | 0 | 0 | 0 | 0 | 0 | 0 | 0 | 0 | 0 | 0 | 0 | 0 | 0 | 0 | 0
F3_Residential_CZ3 - Multi Family_Existing_Space Heating_Natural Gas_Boiler - Direct Fuel_Baseline Forecast | F3 | Residential | CZ3 - Multi Family | Existing | Space Heating | Natural Gas | Boiler - Direct Fuel | Baseline Forecast | Winter Demand Savings (MW) | 0 | 0 | 0 | 0 | 0 | 0 | 0 | 0 | 0 | 0 | 0 | 0 | 0 | 0 | 0 | 0 | 0 | 0 | 0 | 0 | 0 | 0 | 0 | 0 | 0 | 0 | 0 | 0 | 0 | 0 | 0 | 0 | 0 | 0 | 0 | 0
F4_Residential_CZ3 - Multi Family_Existing_Space Heating_Natural Gas_Boiler - Direct Fuel_Baseline Forecast | F4 | Residential | CZ3 - Multi Family | Existing | Space Heating | Natural Gas | Boiler - Direct Fuel | Baseline Forecast | Incremental Savings (MMtherm) | 0 | 0 | 0 | 0 | 0 | 0 | 0 | 0 | 0 | 0 | 0 | 0 | 0 | 0 | 0 | 0 | 0 | 0 | 0 | 0 | 0 | 0 | 0 | 0 | 0 | 0 | 0 | 0 | 0 | 0 | 0 | 0 | 0 | 0 | 0 | 0
F1_Residential_CZ3 - Multi Family_Existing_Secondary Heating_Natural Gas_Fireplace_Baseline Forecast | F1 | Residential | CZ3 - Multi Family | Existing | Secondary Heating | Natural Gas | Fireplace | Baseline Forecast | Consumption Savings (MMtherm) | 0 | 0 | 0 | 0 | 0 | 0 | 0 | 0 | 0 | 0 | 0 | 0 | 0 | 0 | 0 | 0 | 0 | 0 | 0 | 0 | 0 | 0 | 0 | 0 | 0 | 0 | 0 | 0 | 0 | 0 | 0 | 0 | 0 | 0 | 0 | 0
F2_Residential_CZ3 - Multi Family_Existing_Secondary Heating_Natural Gas_Fireplace_Baseline Forecast | F2 | Residential | CZ3 - Multi Family | Existing | Secondary Heating | Natural Gas | Fireplace | Baseline Forecast | Summer Demand Savings (MW) | 0 | 0 | 0 | 0 | 0 | 0 | 0 | 0 | 0 | 0 | 0 | 0 | 0 | 0 | 0 | 0 | 0 | 0 | 0 | 0 | 0 | 0 | 0 | 0 | 0 | 0 | 0 | 0 | 0 | 0 | 0 | 0 | 0 | 0 | 0 | 0
F3_Residential_CZ3 - Multi Family_Existing_Secondary Heating_Natural Gas_Fireplace_Baseline Forecast | F3 | Residential | CZ3 - Multi Family | Existing | Secondary Heating | Natural Gas | Fireplace | Baseline Forecast | Winter Demand Savings (MW) | 0 | 0 | 0 | 0 | 0 | 0 | 0 | 0 | 0 | 0 | 0 | 0 | 0 | 0 | 0 | 0 | 0 | 0 | 0 | 0 | 0 | 0 | 0 | 0 | 0 | 0 | 0 | 0 | 0 | 0 | 0 | 0 | 0 | 0 | 0 | 0
F4_Residential_CZ3 - Multi Family_Existing_Secondary Heating_Natural Gas_Fireplace_Baseline Forecast | F4 | Residential | CZ3 - Multi Family | Existing | Secondary Heating | Natural Gas | Fireplace | Baseline Forecast | Incremental Savings (MMtherm) | 0 | 0 | 0 | 0 | 0 | 0 | 0 | 0 | 0 | 0 | 0 | 0 | 0 | 0 | 0 | 0 | 0 | 0 | 0 | 0 | 0 | 0 | 0 | 0 | 0 | 0 | 0 | 0 | 0 | 0 | 0 | 0 | 0 | 0 | 0 | 0
F1_Residential_CZ3 - Multi Family_Existing_Water Heating_Natural Gas_Water Heater <= 55 gal._Baseline Forecast | F1 | Residential | CZ3 - Multi Family | Existing | Water Heating | Natural Gas | Water Heater <= 55 gal. | Baseline Forecast | Consumption Savings (MMtherm) | 0 | 0 | 0 | 0 | 0 | 0 | 0 | 0 | 0 | 0 | 0 | 0 | 0 | 0 | 0 | 0 | 0 | 0 | 0 | 0 | 0 | 0 | 0 | 0 | 0 | 0 | 0 | 0 | 0 | 0 | 0 | 0 | 0 | 0 | 0 | 0
F2_Residential_CZ3 - Multi Family_Existing_Water Heating_Natural Gas_Water Heater <= 55 gal._Baseline Forecast | F2 | Residential | CZ3 - Multi Family | Existing | Water Heating | Natural Gas | Water Heater <= 55 gal. | Baseline Forecast | Summer Demand Savings (MW) | 0 | 0 | 0 | 0 | 0 | 0 | 0 | 0 | 0 | 0 | 0 | 0 | 0 | 0 | 0 | 0 | 0 | 0 | 0 | 0 | 0 | 0 | 0 | 0 | 0 | 0 | 0 | 0 | 0 | 0 | 0 | 0 | 0 | 0 | 0 | 0
F3_Residential_CZ3 - Multi Family_Existing_Water Heating_Natural Gas_Water Heater <= 55 gal._Baseline Forecast | F3 | Residential | CZ3 - Multi Family | Existing | Water Heating | Natural Gas | Water Heater <= 55 gal. | Baseline Forecast | Winter Demand Savings (MW) | 0 | 0 | 0 | 0 | 0 | 0 | 0 | 0 | 0 | 0 | 0 | 0 | 0 | 0 | 0 | 0 | 0 | 0 | 0 | 0 | 0 | 0 | 0 | 0 | 0 | 0 | 0 | 0 | 0 | 0 | 0 | 0 | 0 | 0 | 0 | 0
F4_Residential_CZ3 - Multi Family_Existing_Water Heating_Natural Gas_Water Heater <= 55 gal._Baseline Forecast | F4 | Residential | CZ3 - Multi Family | Existing | Water Heating | Natural Gas | Water Heater <= 55 gal. | Baseline Forecast | Incremental Savings (MMtherm) | 0 | 0 | 0 | 0 | 0 | 0 | 0 | 0 | 0 | 0 | 0 | 0 | 0 | 0 | 0 | 0 | 0 | 0 | 0 | 0 | 0 | 0 | 0 | 0 | 0 | 0 | 0 | 0 | 0 | 0 | 0 | 0 | 0 | 0 | 0 | 0
F1_Residential_CZ3 - Multi Family_Existing_Water Heating_Natural Gas_Water Heater > 55 gal._Baseline Forecast | F1 | Residential | CZ3 - Multi Family | Existing | Water Heating | Natural Gas | Water Heater > 55 gal. | Baseline Forecast | Consumption Savings (MMtherm) | 0 | 0 | 0 | 0 | 0 | 0 | 0 | 0 | 0 | 0 | 0 | 0 | 0 | 0 | 0 | 0 | 0 | 0 | 0 | 0 | 0 | 0 | 0 | 0 | 0 | 0 | 0 | 0 | 0 | 0 | 0 | 0 | 0 | 0 | 0 | 0
F2_Residential_CZ3 - Multi Family_Existing_Water Heating_Natural Gas_Water Heater > 55 gal._Baseline Forecast | F2 | Residential | CZ3 - Multi Family | Existing | Water Heating | Natural Gas | Water Heater > 55 gal. | Baseline Forecast | Summer Demand Savings (MW) | 0 | 0 | 0 | 0 | 0 | 0 | 0 | 0 | 0 | 0 | 0 | 0 | 0 | 0 | 0 | 0 | 0 | 0 | 0 | 0 | 0 | 0 | 0 | 0 | 0 | 0 | 0 | 0 | 0 | 0 | 0 | 0 | 0 | 0 | 0 | 0
F3_Residential_CZ3 - Multi Family_Existing_Water Heating_Natural Gas_Water Heater > 55 gal._Baseline Forecast | F3 | Residential | CZ3 - Multi Family | Existing | Water Heating | Natural Gas | Water Heater > 55 gal. | Baseline Forecast | Winter Demand Savings (MW) | 0 | 0 | 0 | 0 | 0 | 0 | 0 | 0 | 0 | 0 | 0 | 0 | 0 | 0 | 0 | 0 | 0 | 0 | 0 | 0 | 0 | 0 | 0 | 0 | 0 | 0 | 0 | 0 | 0 | 0 | 0 | 0 | 0 | 0 | 0 | 0
F4_Residential_CZ3 - Multi Family_Existing_Water Heating_Natural Gas_Water Heater > 55 gal._Baseline Forecast | F4 | Residential | CZ3 - Multi Family | Existing | Water Heating | Natural Gas | Water Heater > 55 gal. | Baseline Forecast | Incremental Savings (MMtherm) | 0 | 0 | 0 | 0 | 0 | 0 | 0 | 0 | 0 | 0 | 0 | 0 | 0 | 0 | 0 | 0 | 0 | 0 | 0 | 0 | 0 | 0 | 0 | 0 | 0 | 0 | 0 | 0 | 0 | 0 | 0 | 0 | 0 | 0 | 0 | 0
F1_Residential_CZ3 - Multi Family_Existing_Appliances_Natural Gas_Clothes Dryer_Baseline Forecast | F1 | Residential | CZ3 - Multi Family | Existing | Appliances | Natural Gas | Clothes Dryer | Baseline Forecast | Consumption Savings (MMtherm) | 0 | 0 | 0 | 0 | 0 | 0 | 0 | 0 | 0 | 0 | 0 | 0 | 0 | 0 | 0 | 0 | 0 | 0 | 0 | 0 | 0 | 0 | 0 | 0 | 0 | 0 | 0 | 0 | 0 | 0 | 0 | 0 | 0 | 0 | 0 | 0
F2_Residential_CZ3 - Multi Family_Existing_Appliances_Natural Gas_Clothes Dryer_Baseline Forecast | F2 | Residential | CZ3 - Multi Family | Existing | Appliances | Natural Gas | Clothes Dryer | Baseline Forecast | Summer Demand Savings (MW) | 0 | 0 | 0 | 0 | 0 | 0 | 0 | 0 | 0 | 0 | 0 | 0 | 0 | 0 | 0 | 0 | 0 | 0 | 0 | 0 | 0 | 0 | 0 | 0 | 0 | 0 | 0 | 0 | 0 | 0 | 0 | 0 | 0 | 0 | 0 | 0
F3_Residential_CZ3 - Multi Family_Existing_Appliances_Natural Gas_Clothes Dryer_Baseline Forecast | F3 | Residential | CZ3 - Multi Family | Existing | Appliances | Natural Gas | Clothes Dryer | Baseline Forecast | Winter Demand Savings (MW) | 0 | 0 | 0 | 0 | 0 | 0 | 0 | 0 | 0 | 0 | 0 | 0 | 0 | 0 | 0 | 0 | 0 | 0 | 0 | 0 | 0 | 0 | 0 | 0 | 0 | 0 | 0 | 0 | 0 | 0 | 0 | 0 | 0 | 0 | 0 | 0
F4_Residential_CZ3 - Multi Family_Existing_Appliances_Natural Gas_Clothes Dryer_Baseline Forecast | F4 | Residential | CZ3 - Multi Family | Existing | Appliances | Natural Gas | Clothes Dryer | Baseline Forecast | Incremental Savings (MMtherm) | 0 | 0 | 0 | 0 | 0 | 0 | 0 | 0 | 0 | 0 | 0 | 0 | 0 | 0 | 0 | 0 | 0 | 0 | 0 | 0 | 0 | 0 | 0 | 0 | 0 | 0 | 0 | 0 | 0 | 0 | 0 | 0 | 0 | 0 | 0 | 0
F1_Residential_CZ3 - Multi Family_Existing_Appliances_Natural Gas_Stove/Oven_Baseline Forecast | F1 | Residential | CZ3 - Multi Family | Existing | Appliances | Natural Gas | Stove/Oven | Baseline Forecast | Consumption Savings (GWh) | 0 | 0 | 0 | 0 | 0 | 0 | 0 | 0 | 0 | 0 | 0 | 0 | 0 | 0 | 0 | 0 | 0 | 0 | 0 | 0 | 0 | 0 | 0 | 0 | 0 | 0 | 0 | 0 | 0 | 0 | 0 | 0 | 0 | 0 | 0 | 0
F2_Residential_CZ3 - Multi Family_Existing_Appliances_Natural Gas_Stove/Oven_Baseline Forecast | F2 | Residential | CZ3 - Multi Family | Existing | Appliances | Natural Gas | Stove/Oven | Baseline Forecast | Summer Demand Savings (MW) | 0 | 0 | 0 | 0 | 0 | 0 | 0 | 0 | 0 | 0 | 0 | 0 | 0 | 0 | 0 | 0 | 0 | 0 | 0 | 0 | 0 | 0 | 0 | 0 | 0 | 0 | 0 | 0 | 0 | 0 | 0 | 0 | 0 | 0 | 0 | 0
F3_Residential_CZ3 - Multi Family_Existing_Appliances_Natural Gas_Stove/Oven_Baseline Forecast | F3 | Residential | CZ3 - Multi Family | Existing | Appliances | Natural Gas | Stove/Oven | Baseline Forecast | Winter Demand Savings (MW) | 0 | 0 | 0 | 0 | 0 | 0 | 0 | 0 | 0 | 0 | 0 | 0 | 0 | 0 | 0 | 0 | 0 | 0 | 0 | 0 | 0 | 0 | 0 | 0 | 0 | 0 | 0 | 0 | 0 | 0 | 0 | 0 | 0 | 0 | 0 | 0
F4_Residential_CZ3 - Multi Family_Existing_Appliances_Natural Gas_Stove/Oven_Baseline Forecast | F4 | Residential | CZ3 - Multi Family | Existing | Appliances | Natural Gas | Stove/Oven | Baseline Forecast | Incremental Savings (GWh) | 0 | 0 | 0 | 0 | 0 | 0 | 0 | 0 | 0 | 0 | 0 | 0 | 0 | 0 | 0 | 0 | 0 | 0 | 0 | 0 | 0 | 0 | 0 | 0 | 0 | 0 | 0 | 0 | 0 | 0 | 0 | 0 | 0 | 0 | 0 | 0
F1_Residential_CZ3 - Multi Family_Existing_Miscellaneous_Natural Gas_Pool Heater_Baseline Forecast | F1 | Residential | CZ3 - Multi Family | Existing | Miscellaneous | Natural Gas | Pool Heater | Baseline Forecast | Consumption Savings (GWh) | 0 | 0 | 0 | 0 | 0 | 0 | 0 | 0 | 0 | 0 | 0 | 0 | 0 | 0 | 0 | 0 | 0 | 0 | 0 | 0 | 0 | 0 | 0 | 0 | 0 | 0 | 0 | 0 | 0 | 0 | 0 | 0 | 0 | 0 | 0 | 0
F2_Residential_CZ3 - Multi Family_Existing_Miscellaneous_Natural Gas_Pool Heater_Baseline Forecast | F2 | Residential | CZ3 - Multi Family | Existing | Miscellaneous | Natural Gas | Pool Heater | Baseline Forecast | Summer Demand Savings (MW) | 0 | 0 | 0 | 0 | 0 | 0 | 0 | 0 | 0 | 0 | 0 | 0 | 0 | 0 | 0 | 0 | 0 | 0 | 0 | 0 | 0 | 0 | 0 | 0 | 0 | 0 | 0 | 0 | 0 | 0 | 0 | 0 | 0 | 0 | 0 | 0
F3_Residential_CZ3 - Multi Family_Existing_Miscellaneous_Natural Gas_Pool Heater_Baseline Forecast | F3 | Residential | CZ3 - Multi Family | Existing | Miscellaneous | Natural Gas | Pool Heater | Baseline Forecast | Winter Demand Savings (MW) | 0 | 0 | 0 | 0 | 0 | 0 | 0 | 0 | 0 | 0 | 0 | 0 | 0 | 0 | 0 | 0 | 0 | 0 | 0 | 0 | 0 | 0 | 0 | 0 | 0 | 0 | 0 | 0 | 0 | 0 | 0 | 0 | 0 | 0 | 0 | 0
F4_Residential_CZ3 - Multi Family_Existing_Miscellaneous_Natural Gas_Pool Heater_Baseline Forecast | F4 | Residential | CZ3 - Multi Family | Existing | Miscellaneous | Natural Gas | Pool Heater | Baseline Forecast | Incremental Savings (GWh) | 0 | 0 | 0 | 0 | 0 | 0 | 0 | 0 | 0 | 0 | 0 | 0 | 0 | 0 | 0 | 0 | 0 | 0 | 0 | 0 | 0 | 0 | 0 | 0 | 0 | 0 | 0 | 0 | 0 | 0 | 0 | 0 | 0 | 0 | 0 | 0
F1_Residential_CZ3 - Multi Family_Existing_Miscellaneous_Natural Gas_Miscellaneous_Baseline Forecast | F1 | Residential | CZ3 - Multi Family | Existing | Miscellaneous | Natural Gas | Miscellaneous | Baseline Forecast | Consumption Savings (GWh) | 0 | 0 | 0 | 0 | 0 | 0 | 0 | 0 | 0 | 0 | 0 | 0 | 0 | 0 | 0 | 0 | 0 | 0 | 0 | 0 | 0 | 0 | 0 | 0 | 0 | 0 | 0 | 0 | 0 | 0 | 0 | 0 | 0 | 0 | 0 | 0
F2_Residential_CZ3 - Multi Family_Existing_Miscellaneous_Natural Gas_Miscellaneous_Baseline Forecast | F2 | Residential | CZ3 - Multi Family | Existing | Miscellaneous | Natural Gas | Miscellaneous | Baseline Forecast | Summer Demand Savings (MW) | 0 | 0 | 0 | 0 | 0 | 0 | 0 | 0 | 0 | 0 | 0 | 0 | 0 | 0 | 0 | 0 | 0 | 0 | 0 | 0 | 0 | 0 | 0 | 0 | 0 | 0 | 0 | 0 | 0 | 0 | 0 | 0 | 0 | 0 | 0 | 0
F3_Residential_CZ3 - Multi Family_Existing_Miscellaneous_Natural Gas_Miscellaneous_Baseline Forecast | F3 | Residential | CZ3 - Multi Family | Existing | Miscellaneous | Natural Gas | Miscellaneous | Baseline Forecast | Winter Demand Savings (MW) | 0 | 0 | 0 | 0 | 0 | 0 | 0 | 0 | 0 | 0 | 0 | 0 | 0 | 0 | 0 | 0 | 0 | 0 | 0 | 0 | 0 | 0 | 0 | 0 | 0 | 0 | 0 | 0 | 0 | 0 | 0 | 0 | 0 | 0 | 0 | 0
F4_Residential_CZ3 - Multi Family_Existing_Miscellaneous_Natural Gas_Miscellaneous_Baseline Forecast | F4 | Residential | CZ3 - Multi Family | Existing | Miscellaneous | Natural Gas | Miscellaneous | Baseline Forecast | Incremental Savings (GWh) | 0 | 0 | 0 | 0 | 0 | 0 | 0 | 0 | 0 | 0 | 0 | 0 | 0 | 0 | 0 | 0 | 0 | 0 | 0 | 0 | 0 | 0 | 0 | 0 | 0 | 0 | 0 | 0 | 0 | 0 | 0 | 0 | 0 | 0 | 0 | 0
F1_Residential_CZ3 - Multi Family_New_Space Heating_Natural Gas_Furnace - Direct Fuel_Baseline Forecast | F1 | Residential | CZ3 - Multi Family | New | Space Heating | Natural Gas | Furnace - Direct Fuel | Baseline Forecast | Consumption Savings (GWh) | 0 | 0 | 0 | 0 | 0 | 0 | 0 | 0 | 0 | 0 | 0 | 0 | 0 | 0 | 0 | 0 | 0 | 0 | 0 | 0 | 0 | 0 | 0 | 0 | 0 | 0 | 0 | 0 | 0 | 0 | 0 | 0 | 0 | 0 | 0 | 0
F2_Residential_CZ3 - Multi Family_New_Space Heating_Natural Gas_Furnace - Direct Fuel_Baseline Forecast | F2 | Residential | CZ3 - Multi Family | New | Space Heating | Natural Gas | Furnace - Direct Fuel | Baseline Forecast | Summer Demand Savings (MW) | 0 | 0 | 0 | 0 | 0 | 0 | 0 | 0 | 0 | 0 | 0 | 0 | 0 | 0 | 0 | 0 | 0 | 0 | 0 | 0 | 0 | 0 | 0 | 0 | 0 | 0 | 0 | 0 | 0 | 0 | 0 | 0 | 0 | 0 | 0 | 0
F3_Residential_CZ3 - Multi Family_New_Space Heating_Natural Gas_Furnace - Direct Fuel_Baseline Forecast | F3 | Residential | CZ3 - Multi Family | New | Space Heating | Natural Gas | Furnace - Direct Fuel | Baseline Forecast | Winter Demand Savings (MW) | 0 | 0 | 0 | 0 | 0 | 0 | 0 | 0 | 0 | 0 | 0 | 0 | 0 | 0 | 0 | 0 | 0 | 0 | 0 | 0 | 0 | 0 | 0 | 0 | 0 | 0 | 0 | 0 | 0 | 0 | 0 | 0 | 0 | 0 | 0 | 0
F4_Residential_CZ3 - Multi Family_New_Space Heating_Natural Gas_Furnace - Direct Fuel_Baseline Forecast | F4 | Residential | CZ3 - Multi Family | New | Space Heating | Natural Gas | Furnace - Direct Fuel | Baseline Forecast | Incremental Savings (GWh) | 0 | 0 | 0 | 0 | 0 | 0 | 0 | 0 | 0 | 0 | 0 | 0 | 0 | 0 | 0 | 0 | 0 | 0 | 0 | 0 | 0 | 0 | 0 | 0 | 0 | 0 | 0 | 0 | 0 | 0 | 0 | 0 | 0 | 0 | 0 | 0
F1_Residential_CZ3 - Multi Family_New_Space Heating_Natural Gas_Boiler - Direct Fuel_Baseline Forecast | F1 | Residential | CZ3 - Multi Family | New | Space Heating | Natural Gas | Boiler - Direct Fuel | Baseline Forecast | Consumption Savings (GWh) | 0 | 0 | 0 | 0 | 0 | 0 | 0 | 0 | 0 | 0 | 0 | 0 | 0 | 0 | 0 | 0 | 0 | 0 | 0 | 0 | 0 | 0 | 0 | 0 | 0 | 0 | 0 | 0 | 0 | 0 | 0 | 0 | 0 | 0 | 0 | 0
F2_Residential_CZ3 - Multi Family_New_Space Heating_Natural Gas_Boiler - Direct Fuel_Baseline Forecast | F2 | Residential | CZ3 - Multi Family | New | Space Heating | Natural Gas | Boiler - Direct Fuel | Baseline Forecast | Summer Demand Savings (MW) | 0 | 0 | 0 | 0 | 0 | 0 | 0 | 0 | 0 | 0 | 0 | 0 | 0 | 0 | 0 | 0 | 0 | 0 | 0 | 0 | 0 | 0 | 0 | 0 | 0 | 0 | 0 | 0 | 0 | 0 | 0 | 0 | 0 | 0 | 0 | 0
F3_Residential_CZ3 - Multi Family_New_Space Heating_Natural Gas_Boiler - Direct Fuel_Baseline Forecast | F3 | Residential | CZ3 - Multi Family | New | Space Heating | Natural Gas | Boiler - Direct Fuel | Baseline Forecast | Winter Demand Savings (MW) | 0 | 0 | 0 | 0 | 0 | 0 | 0 | 0 | 0 | 0 | 0 | 0 | 0 | 0 | 0 | 0 | 0 | 0 | 0 | 0 | 0 | 0 | 0 | 0 | 0 | 0 | 0 | 0 | 0 | 0 | 0 | 0 | 0 | 0 | 0 | 0
F4_Residential_CZ3 - Multi Family_New_Space Heating_Natural Gas_Boiler - Direct Fuel_Baseline Forecast | F4 | Residential | CZ3 - Multi Family | New | Space Heating | Natural Gas | Boiler - Direct Fuel | Baseline Forecast | Incremental Savings (GWh) | 0 | 0 | 0 | 0 | 0 | 0 | 0 | 0 | 0 | 0 | 0 | 0 | 0 | 0 | 0 | 0 | 0 | 0 | 0 | 0 | 0 | 0 | 0 | 0 | 0 | 0 | 0 | 0 | 0 | 0 | 0 | 0 | 0 | 0 | 0 | 0
F1_Residential_CZ3 - Multi Family_New_Secondary Heating_Natural Gas_Fireplace_Baseline Forecast | F1 | Residential | CZ3 - Multi Family | New | Secondary Heating | Natural Gas | Fireplace | Baseline Forecast | Consumption Savings (GWh) | 0 | 0 | 0 | 0 | 0 | 0 | 0 | 0 | 0 | 0 | 0 | 0 | 0 | 0 | 0 | 0 | 0 | 0 | 0 | 0 | 0 | 0 | 0 | 0 | 0 | 0 | 0 | 0 | 0 | 0 | 0 | 0 | 0 | 0 | 0 | 0
F2_Residential_CZ3 - Multi Family_New_Secondary Heating_Natural Gas_Fireplace_Baseline Forecast | F2 | Residential | CZ3 - Multi Family | New | Secondary Heating | Natural Gas | Fireplace | Baseline Forecast | Summer Demand Savings (MW) | 0 | 0 | 0 | 0 | 0 | 0 | 0 | 0 | 0 | 0 | 0 | 0 | 0 | 0 | 0 | 0 | 0 | 0 | 0 | 0 | 0 | 0 | 0 | 0 | 0 | 0 | 0 | 0 | 0 | 0 | 0 | 0 | 0 | 0 | 0 | 0
F3_Residential_CZ3 - Multi Family_New_Secondary Heating_Natural Gas_Fireplace_Baseline Forecast | F3 | Residential | CZ3 - Multi Family | New | Secondary Heating | Natural Gas | Fireplace | Baseline Forecast | Winter Demand Savings (MW) | 0 | 0 | 0 | 0 | 0 | 0 | 0 | 0 | 0 | 0 | 0 | 0 | 0 | 0 | 0 | 0 | 0 | 0 | 0 | 0 | 0 | 0 | 0 | 0 | 0 | 0 | 0 | 0 | 0 | 0 | 0 | 0 | 0 | 0 | 0 | 0
F4_Residential_CZ3 - Multi Family_New_Secondary Heating_Natural Gas_Fireplace_Baseline Forecast | F4 | Residential | CZ3 - Multi Family | New | Secondary Heating | Natural Gas | Fireplace | Baseline Forecast | Incremental Savings (GWh) | 0 | 0 | 0 | 0 | 0 | 0 | 0 | 0 | 0 | 0 | 0 | 0 | 0 | 0 | 0 | 0 | 0 | 0 | 0 | 0 | 0 | 0 | 0 | 0 | 0 | 0 | 0 | 0 | 0 | 0 | 0 | 0 | 0 | 0 | 0 | 0
F1_Residential_CZ3 - Multi Family_New_Water Heating_Natural Gas_Water Heater <= 55 gal._Baseline Forecast | F1 | Residential | CZ3 - Multi Family | New | Water Heating | Natural Gas | Water Heater <= 55 gal. | Baseline Forecast | Consumption Savings (GWh) | 0 | 0 | 0 | 0 | 0 | 0 | 0 | 0 | 0 | 0 | 0 | 0 | 0 | 0 | 0 | 0 | 0 | 0 | 0 | 0 | 0 | 0 | 0 | 0 | 0 | 0 | 0 | 0 | 0 | 0 | 0 | 0 | 0 | 0 | 0 | 0
F2_Residential_CZ3 - Multi Family_New_Water Heating_Natural Gas_Water Heater <= 55 gal._Baseline Forecast | F2 | Residential | CZ3 - Multi Family | New | Water Heating | Natural Gas | Water Heater <= 55 gal. | Baseline Forecast | Summer Demand Savings (MW) | 0 | 0 | 0 | 0 | 0 | 0 | 0 | 0 | 0 | 0 | 0 | 0 | 0 | 0 | 0 | 0 | 0 | 0 | 0 | 0 | 0 | 0 | 0 | 0 | 0 | 0 | 0 | 0 | 0 | 0 | 0 | 0 | 0 | 0 | 0 | 0
F3_Residential_CZ3 - Multi Family_New_Water Heating_Natural Gas_Water Heater <= 55 gal._Baseline Forecast | F3 | Residential | CZ3 - Multi Family | New | Water Heating | Natural Gas | Water Heater <= 55 gal. | Baseline Forecast | Winter Demand Savings (MW) | 0 | 0 | 0 | 0 | 0 | 0 | 0 | 0 | 0 | 0 | 0 | 0 | 0 | 0 | 0 | 0 | 0 | 0 | 0 | 0 | 0 | 0 | 0 | 0 | 0 | 0 | 0 | 0 | 0 | 0 | 0 | 0 | 0 | 0 | 0 | 0
F4_Residential_CZ3 - Multi Family_New_Water Heating_Natural Gas_Water Heater <= 55 gal._Baseline Forecast | F4 | Residential | CZ3 - Multi Family | New | Water Heating | Natural Gas | Water Heater <= 55 gal. | Baseline Forecast | Incremental Savings (GWh) | 0 | 0 | 0 | 0 | 0 | 0 | 0 | 0 | 0 | 0 | 0 | 0 | 0 | 0 | 0 | 0 | 0 | 0 | 0 | 0 | 0 | 0 | 0 | 0 | 0 | 0 | 0 | 0 | 0 | 0 | 0 | 0 | 0 | 0 | 0 | 0
F1_Residential_CZ3 - Multi Family_New_Water Heating_Natural Gas_Water Heater > 55 gal._Baseline Forecast | F1 | Residential | CZ3 - Multi Family | New | Water Heating | Natural Gas | Water Heater > 55 gal. | Baseline Forecast | Consumption Savings (GWh) | 0 | 0 | 0 | 0 | 0 | 0 | 0 | 0 | 0 | 0 | 0 | 0 | 0 | 0 | 0 | 0 | 0 | 0 | 0 | 0 | 0 | 0 | 0 | 0 | 0 | 0 | 0 | 0 | 0 | 0 | 0 | 0 | 0 | 0 | 0 | 0
F2_Residential_CZ3 - Multi Family_New_Water Heating_Natural Gas_Water Heater > 55 gal._Baseline Forecast | F2 | Residential | CZ3 - Multi Family | New | Water Heating | Natural Gas | Water Heater > 55 gal. | Baseline Forecast | Summer Demand Savings (MW) | 0 | 0 | 0 | 0 | 0 | 0 | 0 | 0 | 0 | 0 | 0 | 0 | 0 | 0 | 0 | 0 | 0 | 0 | 0 | 0 | 0 | 0 | 0 | 0 | 0 | 0 | 0 | 0 | 0 | 0 | 0 | 0 | 0 | 0 | 0 | 0
F3_Residential_CZ3 - Multi Family_New_Water Heating_Natural Gas_Water Heater > 55 gal._Baseline Forecast | F3 | Residential | CZ3 - Multi Family | New | Water Heating | Natural Gas | Water Heater > 55 gal. | Baseline Forecast | Winter Demand Savings (MW) | 0 | 0 | 0 | 0 | 0 | 0 | 0 | 0 | 0 | 0 | 0 | 0 | 0 | 0 | 0 | 0 | 0 | 0 | 0 | 0 | 0 | 0 | 0 | 0 | 0 | 0 | 0 | 0 | 0 | 0 | 0 | 0 | 0 | 0 | 0 | 0
F4_Residential_CZ3 - Multi Family_New_Water Heating_Natural Gas_Water Heater > 55 gal._Baseline Forecast | F4 | Residential | CZ3 - Multi Family | New | Water Heating | Natural Gas | Water Heater > 55 gal. | Baseline Forecast | Incremental Savings (GWh) | 0 | 0 | 0 | 0 | 0 | 0 | 0 | 0 | 0 | 0 | 0 | 0 | 0 | 0 | 0 | 0 | 0 | 0 | 0 | 0 | 0 | 0 | 0 | 0 | 0 | 0 | 0 | 0 | 0 | 0 | 0 | 0 | 0 | 0 | 0 | 0
F1_Residential_CZ3 - Multi Family_New_Appliances_Natural Gas_Clothes Dryer_Baseline Forecast | F1 | Residential | CZ3 - Multi Family | New | Appliances | Natural Gas | Clothes Dryer | Baseline Forecast | Consumption Savings (GWh) | 0 | 0 | 0 | 0 | 0 | 0 | 0 | 0 | 0 | 0 | 0 | 0 | 0 | 0 | 0 | 0 | 0 | 0 | 0 | 0 | 0 | 0 | 0 | 0 | 0 | 0 | 0 | 0 | 0 | 0 | 0 | 0 | 0 | 0 | 0 | 0
F2_Residential_CZ3 - Multi Family_New_Appliances_Natural Gas_Clothes Dryer_Baseline Forecast | F2 | Residential | CZ3 - Multi Family | New | Appliances | Natural Gas | Clothes Dryer | Baseline Forecast | Summer Demand Savings (MW) | 0 | 0 | 0 | 0 | 0 | 0 | 0 | 0 | 0 | 0 | 0 | 0 | 0 | 0 | 0 | 0 | 0 | 0 | 0 | 0 | 0 | 0 | 0 | 0 | 0 | 0 | 0 | 0 | 0 | 0 | 0 | 0 | 0 | 0 | 0 | 0
F3_Residential_CZ3 - Multi Family_New_Appliances_Natural Gas_Clothes Dryer_Baseline Forecast | F3 | Residential | CZ3 - Multi Family | New | Appliances | Natural Gas | Clothes Dryer | Baseline Forecast | Winter Demand Savings (MW) | 0 | 0 | 0 | 0 | 0 | 0 | 0 | 0 | 0 | 0 | 0 | 0 | 0 | 0 | 0 | 0 | 0 | 0 | 0 | 0 | 0 | 0 | 0 | 0 | 0 | 0 | 0 | 0 | 0 | 0 | 0 | 0 | 0 | 0 | 0 | 0
F4_Residential_CZ3 - Multi Family_New_Appliances_Natural Gas_Clothes Dryer_Baseline Forecast | F4 | Residential | CZ3 - Multi Family | New | Appliances | Natural Gas | Clothes Dryer | Baseline Forecast | Incremental Savings (GWh) | 0 | 0 | 0 | 0 | 0 | 0 | 0 | 0 | 0 | 0 | 0 | 0 | 0 | 0 | 0 | 0 | 0 | 0 | 0 | 0 | 0 | 0 | 0 | 0 | 0 | 0 | 0 | 0 | 0 | 0 | 0 | 0 | 0 | 0 | 0 | 0
F1_Residential_CZ3 - Multi Family_New_Appliances_Natural Gas_Stove/Oven_Baseline Forecast | F1 | Residential | CZ3 - Multi Family | New | Appliances | Natural Gas | Stove/Oven | Baseline Forecast | Consumption Savings (GWh) | 0 | 0 | 0 | 0 | 0 | 0 | 0 | 0 | 0 | 0 | 0 | 0 | 0 | 0 | 0 | 0 | 0 | 0 | 0 | 0 | 0 | 0 | 0 | 0 | 0 | 0 | 0 | 0 | 0 | 0 | 0 | 0 | 0 | 0 | 0 | 0
F2_Residential_CZ3 - Multi Family_New_Appliances_Natural Gas_Stove/Oven_Baseline Forecast | F2 | Residential | CZ3 - Multi Family | New | Appliances | Natural Gas | Stove/Oven | Baseline Forecast | Summer Demand Savings (MW) | 0 | 0 | 0 | 0 | 0 | 0 | 0 | 0 | 0 | 0 | 0 | 0 | 0 | 0 | 0 | 0 | 0 | 0 | 0 | 0 | 0 | 0 | 0 | 0 | 0 | 0 | 0 | 0 | 0 | 0 | 0 | 0 | 0 | 0 | 0 | 0
F3_Residential_CZ3 - Multi Family_New_Appliances_Natural Gas_Stove/Oven_Baseline Forecast | F3 | Residential | CZ3 - Multi Family | New | Appliances | Natural Gas | Stove/Oven | Baseline Forecast | Winter Demand Savings (MW) | 0 | 0 | 0 | 0 | 0 | 0 | 0 | 0 | 0 | 0 | 0 | 0 | 0 | 0 | 0 | 0 | 0 | 0 | 0 | 0 | 0 | 0 | 0 | 0 | 0 | 0 | 0 | 0 | 0 | 0 | 0 | 0 | 0 | 0 | 0 | 0
F4_Residential_CZ3 - Multi Family_New_Appliances_Natural Gas_Stove/Oven_Baseline Forecast | F4 | Residential | CZ3 - Multi Family | New | Appliances | Natural Gas | Stove/Oven | Baseline Forecast | Incremental Savings (GWh) | 0 | 0 | 0 | 0 | 0 | 0 | 0 | 0 | 0 | 0 | 0 | 0 | 0 | 0 | 0 | 0 | 0 | 0 | 0 | 0 | 0 | 0 | 0 | 0 | 0 | 0 | 0 | 0 | 0 | 0 | 0 | 0 | 0 | 0 | 0 | 0
F1_Residential_CZ3 - Multi Family_New_Miscellaneous_Natural Gas_Pool Heater_Baseline Forecast | F1 | Residential | CZ3 - Multi Family | New | Miscellaneous | Natural Gas | Pool Heater | Baseline Forecast | Consumption Savings (GWh) | 0 | 0 | 0 | 0 | 0 | 0 | 0 | 0 | 0 | 0 | 0 | 0 | 0 | 0 | 0 | 0 | 0 | 0 | 0 | 0 | 0 | 0 | 0 | 0 | 0 | 0 | 0 | 0 | 0 | 0 | 0 | 0 | 0 | 0 | 0 | 0
F2_Residential_CZ3 - Multi Family_New_Miscellaneous_Natural Gas_Pool Heater_Baseline Forecast | F2 | Residential | CZ3 - Multi Family | New | Miscellaneous | Natural Gas | Pool Heater | Baseline Forecast | Summer Demand Savings (MW) | 0 | 0 | 0 | 0 | 0 | 0 | 0 | 0 | 0 | 0 | 0 | 0 | 0 | 0 | 0 | 0 | 0 | 0 | 0 | 0 | 0 | 0 | 0 | 0 | 0 | 0 | 0 | 0 | 0 | 0 | 0 | 0 | 0 | 0 | 0 | 0
F3_Residential_CZ3 - Multi Family_New_Miscellaneous_Natural Gas_Pool Heater_Baseline Forecast | F3 | Residential | CZ3 - Multi Family | New | Miscellaneous | Natural Gas | Pool Heater | Baseline Forecast | Winter Demand Savings (MW) | 0 | 0 | 0 | 0 | 0 | 0 | 0 | 0 | 0 | 0 | 0 | 0 | 0 | 0 | 0 | 0 | 0 | 0 | 0 | 0 | 0 | 0 | 0 | 0 | 0 | 0 | 0 | 0 | 0 | 0 | 0 | 0 | 0 | 0 | 0 | 0
F4_Residential_CZ3 - Multi Family_New_Miscellaneous_Natural Gas_Pool Heater_Baseline Forecast | F4 | Residential | CZ3 - Multi Family | New | Miscellaneous | Natural Gas | Pool Heater | Baseline Forecast | Incremental Savings (GWh) | 0 | 0 | 0 | 0 | 0 | 0 | 0 | 0 | 0 | 0 | 0 | 0 | 0 | 0 | 0 | 0 | 0 | 0 | 0 | 0 | 0 | 0 | 0 | 0 | 0 | 0 | 0 | 0 | 0 | 0 | 0 | 0 | 0 | 0 | 0 | 0
F1_Residential_CZ3 - Multi Family_New_Miscellaneous_Natural Gas_Miscellaneous_Baseline Forecast | F1 | Residential | CZ3 - Multi Family | New | Miscellaneous | Natural Gas | Miscellaneous | Baseline Forecast | Consumption Savings (GWh) | 0 | 0 | 0 | 0 | 0 | 0 | 0 | 0 | 0 | 0 | 0 | 0 | 0 | 0 | 0 | 0 | 0 | 0 | 0 | 0 | 0 | 0 | 0 | 0 | 0 | 0 | 0 | 0 | 0 | 0 | 0 | 0 | 0 | 0 | 0 | 0
F2_Residential_CZ3 - Multi Family_New_Miscellaneous_Natural Gas_Miscellaneous_Baseline Forecast | F2 | Residential | CZ3 - Multi Family | New | Miscellaneous | Natural Gas | Miscellaneous | Baseline Forecast | Summer Demand Savings (MW) | 0 | 0 | 0 | 0 | 0 | 0 | 0 | 0 | 0 | 0 | 0 | 0 | 0 | 0 | 0 | 0 | 0 | 0 | 0 | 0 | 0 | 0 | 0 | 0 | 0 | 0 | 0 | 0 | 0 | 0 | 0 | 0 | 0 | 0 | 0 | 0
F3_Residential_CZ3 - Multi Family_New_Miscellaneous_Natural Gas_Miscellaneous_Baseline Forecast | F3 | Residential | CZ3 - Multi Family | New | Miscellaneous | Natural Gas | Miscellaneous | Baseline Forecast | Winter Demand Savings (MW) | 0 | 0 | 0 | 0 | 0 | 0 | 0 | 0 | 0 | 0 | 0 | 0 | 0 | 0 | 0 | 0 | 0 | 0 | 0 | 0 | 0 | 0 | 0 | 0 | 0 | 0 | 0 | 0 | 0 | 0 | 0 | 0 | 0 | 0 | 0 | 0
F4_Residential_CZ3 - Multi Family_New_Miscellaneous_Natural Gas_Miscellaneous_Baseline Forecast | F4 | Residential | CZ3 - Multi Family | New | Miscellaneous | Natural Gas | Miscellaneous | Baseline Forecast | Incremental Savings (GWh) | 0 | 0 | 0 | 0 | 0 | 0 | 0 | 0 | 0 | 0 | 0 | 0 | 0 | 0 | 0 | 0 | 0 | 0 | 0 | 0 | 0 | 0 | 0 | 0 | 0 | 0 | 0 | 0 | 0 | 0 | 0 | 0 | 0 | 0 | 0 | 0